1388.8889 | 0.0013801 | 1630 | 62.38 | 74.93 | 1489.573 | 0.0013711 | 3560 | 131.89 | 117.41 | 1326.2599 | 0.0013862 | 4600 | 159.9 | 129.33 | 1326.2599 | 0.0055496 | 1150 | 39.95 | 31.33 | 1373.9695 | 0.0055276 | 1600 | 58.79 | 37.87 | 1567.8449 | 0.012301 | 1470 | 55.5 | 25.52 | 1398.1824 | 0.033184 | 678.28 | 24.5 | 10.19 | 1362.5216 | 0.033274 | 721.24 | 25.56 | 10.43 | 1250 | 0.048756 | 484.18 | 17.26 | 6.78 | 1214.0256 | 0.067648 | 393.15 | 13.45 | 5.07 | 1200 | 0.067758 | 414.7 | 13.9 | 5.19 | 1250.3907 | 0.08824 | 356.76 | 12.36 | 4.26 | 1323.6073 | 0.08762 | 408.57 | 14.76 | 4.68 | 1388.9661 | 0.087149 | 460.59 | 16.83 | 5.07 | 1447.5208 | 0.10931 | 406.7 | 14.81 | 4.31 | 1375.5502 | 0.13521 | 325.73 | 11.91 | 3.4 | 1428.9797 | 0.13471 | 359.33 | 12.98 | 3.63 | 1364.1944 | 0.13541 | 354.47 | 12.86 | 3.54 | 1355.0136 | 0.19442 | 267.11 | 9.56 | 2.55 | 1297.1611 | 0.24563 | 226.39 | 7.99 | 1.99 | 1340.3867 | 0.26943 | 221.95 | 7.68 | 1.94 | 1294.1745 | 0.27053 | 219.57 | 7.62 | 1.9 | 1251.0947 | 0.37084 | 170.27 | 5.8 | 1.38 | 1286.8541 | 0.40094 | 177.64 | 6.36 | 1.39 | 1352.5943 | 0.39854 | 200.42 | 7.27 | 1.51 | 1390.1246 | 0.45855 | 175.08 | 6.34 | 1.31 | 1376.3075 | 0.45905 | 192.02 | 6.97 | 1.36 | 1376.2731 | 0.54456 | 161.94 | 5.87 | 1.17 | 1365.0324 | 0.54506 | 176.23 | 6.35 | 1.22 | 1355.4939 | 0.54546 | 190.52 | 6.78 | 1.26 | 1355.6353 | 0.65397 | 158.95 | 5.66 | 1.05 | 1301.4316 | 0.65707 | 156.99 | 5.6 | 1.03 | 1374.0578 | 0.71698 | 156.58 | 5.48 | 1 | 1347.6829 | 0.78428 | 142.62 | 5 | 0.90499 | 1430.2315 | 0.90579 | 142.77 | 5.32 | 0.86322 | 1380.8579 | 1.0601 | 121.18 | 4.52 | 0.72192 | 1407.8338 | 1.0581 | 137.1 | 5.22 | 0.77549 | 1430.1605 | 1.1321 | 128.63 | 4.89 | 0.72988 | 1386.1508 | 1.1351 | 127.47 | 4.86 | 0.71782 | 1407.8118 | 1.2141 | 119.59 | 4.55 | 0.67468 | 1430.1037 | 1.2121 | 133.47 | 5.08 | 0.71863 | 1430.1241 | 1.3721 | 117.91 | 4.48 | 0.63451 | 1529.4347 | 1.3641 | 132.13 | 4.95 | 0.69022 | 1464.8974 | 1.5482 | 126.02 | 4.67 | 0.62283 | 1393.8518 | 1.6462 | 107.65 | 4.06 | 0.54775 | 1483.0194 | 1.6372 | 119.51 | 4.42 | 0.59203 | 1411.7043 | 1.7882 | 99.58 | 3.75 | 0.50173 | 1430.0866 | 1.7862 | 109.03 | 4.04 | 0.52855 | 1396.7944 | 1.7902 | 108.3 | 4.02 | 0.52207 | 1349.7402 | 2.0732 | 92.82 | 3.46 | 0.44516 | 1334.7422 | 2.2012 | 87.25 | 3.25 | 0.41525 | 1355.4657 | 2.1982 | 94.96 | 3.47 | 0.43659 | 1399.2638 | 2.2842 | 91.94 | 3.35 | 0.42716 | 1414.4733 | 2.4212 | 86.94 | 3.17 | 0.40237 | 1309.5739 | 3.0623 | 73.06 | 2.62 | 0.31859 | 1285.5241 | 3.0693 | 72.65 | 2.61 | 0.31537 | 1260.7956 | 3.9224 | 64.87 | 2.23 | 0.26154 | 1291.3015 | 4.1004 | 62.44 | 2.14 | 0.25222 | 1241.2242 | 4.1204 | 61.7 | 2.12 | 0.24683 | 1250.8554 | 4.1164 | 65.71 | 2.21 | 0.2559 | 1277.4292 | 4.7485 | 60.57 | 1.99 | 0.23348 | 1250.7644 | 5.2406 | 54.73 | 1.8 | 0.20996 | 1258.4552 | 5.6036 | 57.02 | 1.95 | 0.21094 | 1364.2151 | 6.2826 | 58.1 | 2.06 | 0.20069 | 1331.8811 | 6.3637 | 57.17 | 2.03 | 0.20114 | 1519.7736 | 7.1157 | 64.16 | 2.29 | 0.21031 | 1389.1134 | 8.4908 | 53.15 | 1.9 | 0.1679 | 1396.173 | 8.6078 | 52.42 | 1.88 | 0.1665 | 1442.4672 | 9.0709 | 54.73 | 1.94 | 0.16978 | 1435.5441 | 9.6579 | 51.51 | 1.82 | 0.15701 | 1400.6327 | 10.7711 | 49.92 | 1.74 | 0.14942 | 1382.7198 | 11.4811 | 46.61 | 1.63 | 0.1373 | 1365.2537 | 11.4911 | 46.46 | 1.63 | 0.13646
1488.0952 | 0.0013711 | 1780 | 66.48 | 80.48 | 1613.7041 | 0.0013621 | 3940 | 143.07 | 127.28 | 1492.0424 | 0.0013701 | 5350 | 193.05 | 146.19 | 1492.0424 | 0.0054855 | 1340 | 48.23 | 35.43 | 1498.8758 | 0.0054836 | 1780 | 64.74 | 41.44 | 1710.3763 | 0.012231 | 1640 | 60.54 | 27.82 | 1498.0525 | 0.032963 | 741.12 | 26.09 | 10.95 | 1453.3563 | 0.033054 | 783.91 | 27.08 | 11.16 | 1333.3333 | 0.048375 | 526.98 | 18.31 | 7.27 | 1285.4388 | 0.067138 | 423.99 | 14.15 | 5.4 | 1333.3333 | 0.066847 | 476.47 | 16.44 | 5.82 | 1406.6896 | 0.087039 | 416.06 | 14.96 | 4.83 | 1470.6747 | 0.086669 | 468.21 | 17.02 | 5.23 | 1527.8627 | 0.086389 | 520.48 | 18.85 | 5.6 | 1579.1136 | 0.10851 | 454.4 | 16.28 | 4.71 | 1500.6002 | 0.13411 | 364.32 | 13.11 | 3.72 | 1548.0614 | 0.13381 | 398.04 | 14.1 | 3.94 | 1477.8773 | 0.13431 | 393.02 | 13.97 | 3.85 | 1459.2454 | 0.19292 | 293.95 | 10.3 | 2.75 | 1389.8154 | 0.24372 | 247.64 | 8.54 | 2.14 | 1429.7459 | 0.26763 | 241.31 | 8.16 | 2.08 | 1380.4528 | 0.26853 | 238.85 | 8.1 | 2.04 | 1407.4815 | 0.36594 | 198.49 | 7.05 | 1.57 | 1429.8379 | 0.39624 | 203.72 | 7.36 | 1.56 | 1487.8537 | 0.39484 | 226.63 | 8.17 | 1.67 | 1529.137 | 0.45454 | 197.85 | 7.11 | 1.44 | 1501.4264 | 0.45524 | 214.76 | 7.68 | 1.5 | 1501.3888 | 0.54005 | 181.11 | 6.47 | 1.28 | 1478.7851 | 0.54075 | 195.38 | 6.9 | 1.32 | 1459.7627 | 0.54135 | 209.65 | 7.3 | 1.37 | 1459.9149 | 0.64907 | 174.91 | 6.09 | 1.14 | 1401.5417 | 0.65167 | 172.88 | 6.04 | 1.12 | 1570.3518 | 0.70827 | 185.75 | 6.86 | 1.15 | 1540.2091 | 0.77437 | 169.3 | 6.26 | 1.04 | 1609.0105 | 0.89698 | 165.83 | 6.24 | 0.97439 | 1553.4651 | 1.0491 | 140.89 | 5.32 | 0.81598 | 1564.2598 | 1.0481 | 156.83 | 5.92 | 0.86487 | 1589.0672 | 1.1221 | 147.08 | 5.54 | 0.81352 | 1540.1676 | 1.1241 | 145.87 | 5.51 | 0.80096 | 1564.2353 | 1.2021 | 136.79 | 5.16 | 0.75241 | 1573.1141 | 1.2021 | 150.7 | 5.63 | 0.79284 | 1573.1365 | 1.3611 | 133.12 | 4.97 | 0.7 | 1668.4742 | 1.3561 | 147.41 | 5.4 | 0.7536 | 1586.9722 | 1.5381 | 139.49 | 5.04 | 0.67605 | 1520.5657 | 1.6332 | 120.33 | 4.44 | 0.59961 | 1606.6044 | 1.6271 | 132.25 | 4.77 | 0.6424 | 1540.0411 | 1.7752 | 111.25 | 4.1 | 0.54883 | 1549.2605 | 1.7742 | 120.71 | 4.37 | 0.57388 | 1513.1939 | 1.7772 | 119.96 | 4.35 | 0.56719 | 1462.2185 | 2.0562 | 102.89 | 3.74 | 0.48417 | 1445.9707 | 2.1832 | 96.74 | 3.52 | 0.45175 | 1459.7322 | 2.1812 | 104.45 | 3.72 | 0.47186 | 1506.8994 | 2.2682 | 101.07 | 3.59 | 0.46129 | 1523.279 | 2.4052 | 95.55 | 3.39 | 0.43439 | 1403.1149 | 3.0403 | 79.87 | 2.79 | 0.34269 | 1377.3472 | 3.0453 | 79.45 | 2.78 | 0.33937 | 1339.5953 | 3.8944 | 70.19 | 2.36 | 0.27901 | 1372.0078 | 4.0724 | 67.53 | 2.26 | 0.26889 | 1318.8007 | 4.0904 | 66.76 | 2.24 | 0.26334 | 1324.4351 | 4.0884 | 70.78 | 2.33 | 0.27198 | 1419.3658 | 4.6945 | 69.38 | 2.35 | 0.26081 | 1389.7382 | 5.1795 | 62.72 | 2.13 | 0.23465 | 1415.7622 | 5.5326 | 66.35 | 2.35 | 0.23866 | 1515.7946 | 6.2236 | 66.41 | 2.38 | 0.22352 | 1479.8679 | 6.3016 | 65.38 | 2.34 | 0.22414 | 1657.9349 | 7.0766 | 71.48 | 2.51 | 0.2291 | 1515.3964 | 8.4307 | 59.29 | 2.09 | 0.1832 | 1523.0978 | 8.5468 | 58.48 | 2.06 | 0.18167 | 1562.6728 | 9.0188 | 60.48 | 2.1 | 0.18376 | 1555.1727 | 9.6028 | 56.91 | 1.97 | 0.16987 | 1508.3736 | 10.711 | 54.76 | 1.87 | 0.16077 | 1489.0829 | 11.411 | 51.16 | 1.75 | 0.14783 | 1470.2732 | 11.4211 | 50.99 | 1.75 | 0.14697
1587.3016 | 0.0013641 | 1930 | 70.41 | 85.93 | 1737.8352 | 0.0013571 | 4320 | 153.57 | 136.89 | 1657.8249 | 0.0013601 | 6110 | 221.85 | 162.47 | 1657.8249 | 0.0054445 | 1530 | 55.43 | 39.38 | 1623.7822 | 0.0054505 | 1970 | 70.27 | 44.92 | 1852.9076 | 0.012191 | 1810 | 65.23 | 30.06 | 1597.9227 | 0.032803 | 804.31 | 27.61 | 11.69 | 1544.1911 | 0.032883 | 846.94 | 28.54 | 11.87 | 1416.6667 | 0.048055 | 570.09 | 19.31 | 7.75 | 1428.2654 | 0.066357 | 486.27 | 16.69 | 6.04 | 1500 | 0.066067 | 554.67 | 19.84 | 6.59 | 1562.9884 | 0.086228 | 476.04 | 17.21 | 5.39 | 1617.7422 | 0.086018 | 528.39 | 19.04 | 5.76 | 1666.7593 | 0.085858 | 580.82 | 20.71 | 6.11 | 1710.7064 | 0.10801 | 502.4 | 17.65 | 5.1 | 1625.6503 | 0.13331 | 403.18 | 14.22 | 4.04 | 1667.143 | 0.13311 | 436.99 | 15.15 | 4.25 | 1591.5602 | 0.13351 | 431.83 | 15.02 | 4.15 | 1563.4772 | 0.19182 | 320.97 | 10.99 | 2.95 | 1482.4698 | 0.24222 | 269.03 | 9.06 | 2.29 | 1608.4641 | 0.26492 | 280.35 | 9.86 | 2.34 | 1553.0094 | 0.26563 | 277.77 | 9.8 | 2.3 | 1563.8684 | 0.36253 | 227.03 | 8.13 | 1.75 | 1572.8216 | 0.39304 | 230.06 | 8.25 | 1.72 | 1623.1131 | 0.39214 | 253.04 | 8.99 | 1.83 | 1668.1495 | 0.45164 | 220.79 | 7.82 | 1.58 | 1626.5452 | 0.45244 | 237.66 | 8.33 | 1.62 | 1626.5045 | 0.53675 | 200.41 | 7.03 | 1.39 | 1592.5378 | 0.53755 | 214.66 | 7.43 | 1.43 | 1668.3002 | 0.53585 | 248.25 | 9.12 | 1.57 | 1668.4742 | 0.64246 | 207.1 | 7.61 | 1.31 | 1601.7619 | 0.64416 | 204.96 | 7.56 | 1.28 | 1766.6457 | 0.70316 | 215.21 | 8.03 | 1.29 | 1732.7352 | 0.76837 | 196.25 | 7.33 | 1.17 | 1787.7894 | 0.89158 | 189.08 | 7.05 | 1.08 | 1726.0723 | 1.0421 | 160.78 | 6.02 | 0.90687 | 1720.6858 | 1.0421 | 176.72 | 6.56 | 0.95151 | 1747.9739 | 1.1151 | 165.67 | 6.14 | 0.89456 | 1694.1843 | 1.1171 | 164.43 | 6.11 | 0.88162 | 1720.6589 | 1.1951 | 154.14 | 5.72 | 0.82776 | 1716.1244 | 1.1951 | 168.04 | 6.15 | 0.86498 | 1716.149 | 1.3541 | 148.43 | 5.43 | 0.76366 | 1807.5137 | 1.3501 | 162.77 | 5.82 | 0.81523 | 1709.047 | 1.5311 | 153.03 | 5.39 | 0.72798 | 1647.2795 | 1.6241 | 133.09 | 4.8 | 0.65019 | 1730.1893 | 1.6191 | 145.06 | 5.11 | 0.69153 | 1668.3778 | 1.7652 | 123 | 4.42 | 0.59474 | 1668.4344 | 1.7652 | 132.46 | 4.67 | 0.61814 | 1629.5934 | 1.7672 | 131.69 | 4.65 | 0.61129 | 1574.6969 | 2.0442 | 113.03 | 4.01 | 0.52234 | 1557.1993 | 2.1702 | 106.29 | 3.77 | 0.48747 | 1563.9988 | 2.1692 | 114.01 | 3.96 | 0.50642 | 1614.5351 | 2.2572 | 110.26 | 3.82 | 0.49471 | 1632.0846 | 2.3932 | 104.22 | 3.61 | 0.46573 | 1496.6559 | 3.0223 | 86.73 | 2.96 | 0.36637 | 1469.1704 | 3.0273 | 86.29 | 2.94 | 0.36296 | 1418.395 | 3.8714 | 75.54 | 2.48 | 0.29623 | 1452.7142 | 4.0504 | 72.65 | 2.38 | 0.2853 | 1396.3772 | 4.0654 | 71.86 | 2.36 | 0.27961 | 1471.5945 | 4.0464 | 81 | 2.74 | 0.30347 | 1596.7866 | 4.6504 | 80.5 | 2.83 | 0.29392 | 1563.4554 | 5.1285 | 72.8 | 2.56 | 0.26458 | 1573.0691 | 5.4855 | 75.79 | 2.7 | 0.26554 | 1667.374 | 6.1855 | 74.79 | 2.65 | 0.24566 | 1627.8547 | 6.2596 | 73.66 | 2.62 | 0.24647 | 1796.0961 | 7.0516 | 78.84 | 2.72 | 0.24737 | 1641.6795 | 8.3887 | 65.47 | 2.27 | 0.1981 | 1650.0226 | 8.5037 | 64.58 | 2.24 | 0.19645 | 1682.8784 | 8.9817 | 66.25 | 2.25 | 0.19738 | 1674.8014 | 9.5648 | 62.33 | 2.12 | 0.18241 | 1616.1146 | 10.6609 | 59.63 | 2 | 0.17187 | 1595.446 | 11.361 | 55.72 | 1.87 | 0.15813 | 1575.2927 | 11.371 | 55.55 | 1.87 | 0.15724
1686.5079 | 0.0013591 | 2080 | 74.17 | 91.26 | 1861.9662 | 0.0013531 | 4710 | 163.48 | 146.26 | 1823.6074 | 0.0013541 | 6880 | 247.66 | 178.2 | 1823.6074 | 0.0054185 | 1720 | 61.88 | 43.21 | 1748.6885 | 0.0054285 | 2170 | 75.45 | 48.31 | 1995.439 | 0.012161 | 1980 | 69.63 | 32.22 | 1697.7929 | 0.032683 | 867.79 | 29.06 | 12.42 | 1635.0259 | 0.032753 | 910.27 | 29.94 | 12.58 | 1500 | 0.047805 | 613.45 | 20.28 | 8.22 | 1606.7985 | 0.065716 | 564.97 | 20.09 | 6.81 | 1666.6667 | 0.065556 | 633.64 | 22.79 | 7.33 | 1719.2873 | 0.085708 | 536.49 | 19.23 | 5.93 | 1764.8097 | 0.085587 | 588.96 | 20.9 | 6.28 | 1805.6559 | 0.085507 | 641.48 | 22.43 | 6.61 | 1842.2992 | 0.10761 | 550.61 | 18.93 | 5.48 | 1750.7003 | 0.13271 | 442.25 | 15.27 | 4.34 | 1786.2246 | 0.13261 | 476.11 | 16.13 | 4.54 | 1705.2431 | 0.13291 | 470.84 | 16.01 | 4.45 | 1667.709 | 0.19092 | 348.12 | 11.64 | 3.15 | 1667.7785 | 0.24012 | 312.13 | 10.93 | 2.58 | 1787.1823 | 0.26332 | 319.69 | 11.33 | 2.6 | 1725.566 | 0.26382 | 317.03 | 11.27 | 2.56 | 1720.2552 | 0.36033 | 255.78 | 9.09 | 1.92 | 1715.8054 | 0.39083 | 256.58 | 9.07 | 1.87 | 1758.3726 | 0.39033 | 279.61 | 9.74 | 1.98 | 1807.1619 | 0.44974 | 243.85 | 8.48 | 1.7 | 1751.6641 | 0.45044 | 260.69 | 8.95 | 1.75 | 1751.6202 | 0.53445 | 219.82 | 7.55 | 1.49 | 1820.0432 | 0.53344 | 253.48 | 9.24 | 1.63 | 1876.8377 | 0.53284 | 287.16 | 10.66 | 1.76 | 1877.0335 | 0.63885 | 239.55 | 8.89 | 1.47 | 1801.9822 | 0.63985 | 237.35 | 8.84 | 1.44 | 1962.9397 | 0.70035 | 244.84 | 9.06 | 1.43 | 1925.2614 | 0.76506 | 223.37 | 8.28 | 1.3 | 1966.5683 | 0.88857 | 212.44 | 7.79 | 1.19 | 1898.6796 | 1.0381 | 180.77 | 6.65 | 0.99466 | 1877.1118 | 1.0381 | 196.71 | 7.14 | 1.04 | 1906.8807 | 1.1111 | 184.35 | 6.68 | 0.97303 | 1848.2011 | 1.1121 | 183.08 | 6.65 | 0.95981 | 1877.0824 | 1.1911 | 171.56 | 6.23 | 0.90077 | 1859.1348 | 1.1911 | 185.47 | 6.62 | 0.93507 | 1859.1614 | 1.3491 | 163.81 | 5.85 | 0.8255 | 1946.5532 | 1.3471 | 178.19 | 6.22 | 0.87515 | 1831.1217 | 1.5261 | 166.63 | 5.73 | 0.77865 | 1773.9933 | 1.6171 | 145.92 | 5.13 | 0.6995 | 1853.7743 | 1.6141 | 157.92 | 5.42 | 0.73946 | 1796.7146 | 1.7581 | 134.8 | 4.73 | 0.63947 | 1787.6083 | 1.7591 | 144.26 | 4.96 | 0.66135 | 1745.9929 | 1.7611 | 143.48 | 4.94 | 0.65436 | 1687.1752 | 2.0352 | 123.22 | 4.26 | 0.55966 | 1668.4278 | 2.1602 | 115.89 | 4.01 | 0.52241 | 1668.2654 | 2.1602 | 123.61 | 4.19 | 0.54027 | 1722.1708 | 2.2482 | 119.49 | 4.04 | 0.52741 | 1740.8902 | 2.3842 | 112.92 | 3.81 | 0.49639 | 1590.1969 | 3.0083 | 93.62 | 3.11 | 0.38961 | 1560.9935 | 3.0123 | 93.18 | 3.1 | 0.38612 | 1575.9945 | 3.8373 | 86.33 | 2.91 | 0.32989 | 1614.1268 | 4.0183 | 82.96 | 2.79 | 0.31735 | 1551.5302 | 4.0294 | 82.14 | 2.77 | 0.31144 | 1655.5439 | 4.0123 | 93.9 | 3.29 | 0.34156 | 1774.2073 | 4.6244 | 91.71 | 3.24 | 0.32587 | 1737.1727 | 5.0964 | 82.97 | 2.94 | 0.29348 | 1730.376 | 5.4555 | 85.29 | 3.02 | 0.29157 | 1818.9535 | 6.1605 | 83.21 | 2.91 | 0.26712 | 1775.8415 | 6.2325 | 81.98 | 2.87 | 0.26813 | 1934.2574 | 7.0355 | 86.22 | 2.91 | 0.26512 | 1767.9625 | 8.3607 | 71.68 | 2.43 | 0.21262 | 1776.9474 | 8.4747 | 70.7 | 2.4 | 0.21084 | 1803.084 | 8.9577 | 72.05 | 2.4 | 0.21067 | 1794.4301 | 9.5387 | 67.77 | 2.25 | 0.19464 | 1723.8556 | 10.6309 | 64.51 | 2.11 | 0.18272 | 1701.809 | 11.3309 | 60.3 | 1.98 | 0.16819 | 1680.3122 | 11.3309 | 60.13 | 1.97 | 0.16729
1785.7143 | 0.0013551 | 2230 | 77.79 | 96.48 | 1986.0973 | 0.0013501 | 5090 | 172.89 | 155.38 | 1989.3899 | 0.0013501 | 7640 | 271.21 | 193.38 | 1989.3899 | 0.0054044 | 1910 | 67.77 | 46.9 | 1998.5011 | 0.0054044 | 2550 | 93.2 | 54.83 | 2137.9704 | 0.012151 | 2150 | 73.79 | 34.33 | 1797.663 | 0.032583 | 931.48 | 30.45 | 13.13 | 1816.6954 | 0.032573 | 1040 | 34.98 | 13.94 | 1666.6667 | 0.047444 | 700.73 | 23.78 | 9.14 | 1785.3317 | 0.065316 | 644.29 | 23.03 | 7.56 | 1833.3333 | 0.065246 | 713.1 | 25.43 | 8.04 | 1875.5861 | 0.085377 | 597.24 | 21.08 | 6.45 | 1911.8772 | 0.085327 | 649.77 | 22.61 | 6.78 | 1944.5525 | 0.085277 | 702.33 | 24.04 | 7.1 | 1973.892 | 0.10741 | 598.95 | 20.14 | 5.85 | 1875.7503 | 0.13231 | 481.46 | 16.25 | 4.64 | 1905.3063 | 0.13231 | 515.35 | 17.07 | 4.83 | 1818.9259 | 0.13251 | 510 | 16.95 | 4.74 | 1876.1726 | 0.18992 | 402.71 | 13.98 | 3.54 | 1853.0872 | 0.23892 | 355.53 | 12.54 | 2.86 | 1965.9006 | 0.26242 | 359.23 | 12.64 | 2.85 | 1898.1226 | 0.26272 | 356.51 | 12.58 | 2.81 | 1876.6421 | 0.35903 | 284.68 | 9.97 | 2.09 | 1858.7892 | 0.38943 | 283.23 | 9.82 | 2.03 | 1893.632 | 0.38913 | 306.28 | 10.45 | 2.12 | 1946.1744 | 0.44853 | 266.99 | 9.09 | 1.83 | 2001.9018 | 0.44823 | 306.96 | 11.09 | 1.98 | 2001.8517 | 0.53184 | 258.82 | 9.35 | 1.7 | 2047.5486 | 0.53154 | 292.52 | 10.77 | 1.82 | 2085.3753 | 0.53144 | 326.22 | 12.01 | 1.94 | 2085.5927 | 0.63715 | 272.14 | 10.01 | 1.62 | 2002.2024 | 0.63765 | 269.89 | 9.97 | 1.59 | 2159.2337 | 0.69925 | 274.54 | 9.99 | 1.56 | 2117.7875 | 0.76346 | 250.57 | 9.13 | 1.42 | 2145.3473 | 0.88716 | 235.85 | 8.47 | 1.28 | 2071.2868 | 1.0351 | 200.82 | 7.23 | 1.08 | 2033.5377 | 1.0361 | 216.76 | 7.69 | 1.12 | 2065.7874 | 1.1091 | 203.07 | 7.19 | 1.05 | 2002.2178 | 1.1101 | 201.79 | 7.16 | 1.04 | 2033.5059 | 1.1881 | 189.04 | 6.7 | 0.97151 | 2002.1452 | 1.1881 | 202.94 | 7.07 | 1 | 2002.1738 | 1.3461 | 179.24 | 6.24 | 0.88559 | 2085.5927 | 1.3451 | 193.63 | 6.59 | 0.93342 | 1953.1965 | 1.5231 | 180.26 | 6.04 | 0.82809 | 1900.7071 | 1.6131 | 158.79 | 5.44 | 0.74756 | 1977.3592 | 1.6111 | 170.81 | 5.72 | 0.78621 | 1925.0513 | 1.7541 | 146.63 | 5.02 | 0.68304 | 1906.7822 | 1.7551 | 156.09 | 5.24 | 0.70352 | 1862.3925 | 1.7561 | 155.3 | 5.22 | 0.69642 | 1799.6536 | 2.0282 | 133.45 | 4.5 | 0.59614 | 1779.6563 | 2.1522 | 125.53 | 4.23 | 0.55658 | 1772.532 | 2.1532 | 133.25 | 4.4 | 0.57341 | 1829.8065 | 2.2422 | 128.75 | 4.25 | 0.5594 | 1849.6959 | 2.3782 | 121.65 | 4.01 | 0.52638 | 1683.7379 | 2.9973 | 100.55 | 3.26 | 0.41242 | 1652.8167 | 3.0003 | 100.1 | 3.25 | 0.40887 | 1772.9938 | 3.8123 | 99.92 | 3.49 | 0.3705 | 1815.8927 | 3.9953 | 95.93 | 3.34 | 0.35596 | 1745.4715 | 4.0013 | 95.08 | 3.32 | 0.34984 | 1839.4932 | 3.9933 | 106.89 | 3.77 | 0.37825 | 1951.628 | 4.6093 | 102.97 | 3.61 | 0.35668 | 1910.89 | 5.0784 | 93.18 | 3.27 | 0.32137 | 1887.6829 | 5.4374 | 94.83 | 3.31 | 0.31678 | 1970.533 | 6.1474 | 91.66 | 3.15 | 0.28792 | 1923.8282 | 6.2165 | 90.33 | 3.1 | 0.28913 | 2072.4186 | 7.0285 | 93.61 | 3.1 | 0.28237 | 1894.2455 | 8.3436 | 77.9 | 2.59 | 0.22675 | 1903.8722 | 8.4566 | 76.84 | 2.55 | 0.22486 | 1923.2896 | 8.9427 | 77.86 | 2.54 | 0.22362 | 1914.0588 | 9.5237 | 73.22 | 2.38 | 0.20655 | 1939.3375 | 10.6008 | 74.3 | 2.53 | 0.20367 | 1914.5352 | 11.2908 | 69.49 | 2.37 | 0.18765 | 1890.3512 | 11.2908 | 69.32 | 2.36 | 0.18672
1984.127 | 0.0013511 | 2540 | 89.99 | 106.61 | 2234.3595 | 0.0013491 | 5860 | 205.3 | 172.94 | 2155.1724 | 0.0013491 | 8410 | 292.98 | 208.04 | 2155.1724 | 0.0053994 | 2100 | 73.21 | 50.47 | 2248.3138 | 0.0053984 | 2930 | 108.17 | 61.02 | 2280.5017 | 0.012151 | 2320 | 77.73 | 36.37 | 1997.4034 | 0.032473 | 1060 | 35.46 | 14.51 | 2043.7824 | 0.032463 | 1200 | 41.7 | 15.58 | 1875 | 0.047184 | 810.56 | 28.44 | 10.25 | 1963.8649 | 0.065095 | 723.98 | 25.66 | 8.28 | 2000 | 0.065065 | 792.85 | 27.84 | 8.73 | 2031.885 | 0.085197 | 658.18 | 22.79 | 6.95 | 2058.9446 | 0.085176 | 710.73 | 24.21 | 7.27 | 2083.4491 | 0.085156 | 763.31 | 25.55 | 7.57 | 2105.4848 | 0.10721 | 647.38 | 21.28 | 6.22 | 2000.8003 | 0.13211 | 520.77 | 17.19 | 4.93 | 2143.4696 | 0.13191 | 594.03 | 20.39 | 5.39 | 2046.2917 | 0.13201 | 588.59 | 20.28 | 5.3 | 2084.6362 | 0.18941 | 457.52 | 16 | 3.9 | 2038.396 | 0.23832 | 399.09 | 13.98 | 3.12 | 2144.6188 | 0.26202 | 398.86 | 13.83 | 3.09 | 2070.6792 | 0.26222 | 396.11 | 13.78 | 3.05 | 2033.0289 | 0.35833 | 313.66 | 10.78 | 2.25 | 2001.773 | 0.38853 | 309.95 | 10.53 | 2.17 | 2164.1508 | 0.38803 | 359.78 | 12.91 | 2.4 | 2224.1993 | 0.44763 | 313.38 | 11.22 | 2.07 | 2252.1395 | 0.44763 | 353.37 | 12.89 | 2.21 | 2252.0832 | 0.53114 | 297.93 | 10.87 | 1.89 | 2275.054 | 0.53114 | 331.65 | 12.11 | 2.01 | 2293.9128 | 0.53114 | 365.35 | 13.22 | 2.12 | 2294.152 | 0.63674 | 304.78 | 11.03 | 1.77 | 2202.4227 | 0.63684 | 302.52 | 10.99 | 1.74 | 2355.5276 | 0.69925 | 304.27 | 10.84 | 1.69 | 2310.3136 | 0.76325 | 277.81 | 9.91 | 1.53 | 2324.1262 | 0.88706 | 259.29 | 9.1 | 1.38 | 2243.894 | 1.0351 | 220.91 | 7.77 | 1.16 | 2189.9637 | 1.0351 | 236.84 | 8.19 | 1.2 | 2224.6941 | 1.1081 | 221.83 | 7.66 | 1.12 | 2156.2346 | 1.1081 | 220.53 | 7.64 | 1.11 | 2189.9295 | 1.1871 | 206.55 | 7.15 | 1.04 | 2145.1555 | 1.1871 | 220.44 | 7.49 | 1.07 | 2145.1862 | 1.3441 | 194.7 | 6.62 | 0.94398 | 2224.6322 | 1.3441 | 209.1 | 6.95 | 0.9901 | 2075.2713 | 1.5211 | 193.92 | 6.35 | 0.87633 | 2027.4209 | 1.6101 | 171.69 | 5.74 | 0.79441 | 2100.9442 | 1.6091 | 183.72 | 6.01 | 0.83181 | 2053.3881 | 1.7521 | 158.49 | 5.29 | 0.7255 | 2025.9561 | 1.7521 | 167.95 | 5.5 | 0.74468 | 1978.792 | 1.7531 | 167.15 | 5.48 | 0.73749 | 1912.1319 | 2.0242 | 143.71 | 4.73 | 0.63181 | 1890.8848 | 2.1472 | 135.2 | 4.45 | 0.58998 | 1876.7986 | 2.1482 | 142.92 | 4.61 | 0.60586 | 1937.4421 | 2.2382 | 138.03 | 4.44 | 0.59071 | 1958.5015 | 2.3742 | 130.4 | 4.2 | 0.55572 | 1870.8199 | 2.9832 | 114.45 | 3.81 | 0.45677 | 1836.463 | 2.9852 | 113.99 | 3.8 | 0.45312 | 1969.9931 | 3.7983 | 113.58 | 3.99 | 0.40952 | 2017.6585 | 3.9833 | 108.96 | 3.81 | 0.39301 | 1939.4127 | 3.9873 | 108.09 | 3.8 | 0.38675 | 2023.4425 | 3.9833 | 119.92 | 4.2 | 0.41359 | 2129.0487 | 4.6033 | 114.25 | 3.95 | 0.3864 | 2084.6073 | 5.0704 | 103.43 | 3.58 | 0.34829 | 2044.9898 | 5.4284 | 104.4 | 3.57 | 0.34118 | 2122.1124 | 6.1414 | 100.11 | 3.37 | 0.30808 | 2071.815 | 6.2084 | 98.7 | 3.32 | 0.30951 | 2210.5798 | 7.0275 | 101 | 3.27 | 0.29914 | 2020.5286 | 8.3336 | 84.13 | 2.73 | 0.24051 | 2030.797 | 8.4466 | 82.99 | 2.7 | 0.23851 | 2163.7008 | 8.9346 | 89.48 | 3.02 | 0.24857 | 2153.3161 | 9.5146 | 84.14 | 2.84 | 0.22951 | 2154.8195 | 10.5907 | 84.1 | 2.88 | 0.22369 | 2127.2613 | 11.2808 | 78.71 | 2.7 | 0.20625 | 2100.3903 | 11.2808 | 78.53 | 2.7 | 0.20531
2232.1429 | 0.0013491 | 2920 | 106.14 | 118.7 | 2482.6216 | 0.0013501 | 6630 | 233.3 | 189.64 | 2320.9549 | 0.0013491 | 9180 | 313.28 | 222.22 | 2320.9549 | 0.0053994 | 2290 | 78.28 | 53.91 | 2498.1264 | 0.0054043 | 3320 | 121.32 | 66.9 | 2423.0331 | 0.012161 | 2490 | 81.48 | 38.36 | 2247.0788 | 0.032432 | 1220 | 42.12 | 16.16 | 2270.8693 | 0.032432 | 1360 | 47.5 | 17.15 | 2083.3333 | 0.047064 | 920.84 | 32.46 | 11.31 | 2142.3981 | 0.064995 | 803.87 | 28.06 | 8.97 | 2166.6667 | 0.064985 | 872.77 | 30.06 | 9.4 | 2188.1838 | 0.085116 | 719.2 | 24.38 | 7.44 | 2206.0121 | 0.085116 | 771.76 | 25.72 | 7.74 | 2222.3457 | 0.085116 | 824.35 | 26.98 | 8.03 | 2368.6704 | 0.10721 | 744.31 | 25.33 | 6.91 | 2250.9004 | 0.13191 | 599.51 | 20.49 | 5.5 | 2381.6328 | 0.13191 | 672.8 | 23.25 | 5.93 | 2273.6574 | 0.13191 | 667.34 | 23.15 | 5.83 | 2293.0999 | 0.18931 | 512.42 | 17.79 | 4.26 | 2223.7047 | 0.23812 | 442.73 | 15.29 | 3.38 | 2323.337 | 0.26202 | 438.52 | 14.93 | 3.32 | 2243.2358 | 0.26202 | 435.77 | 14.88 | 3.28 | 2189.4157 | 0.35802 | 342.68 | 11.54 | 2.41 | 2287.7406 | 0.38803 | 363.49 | 12.98 | 2.46 | 2434.6697 | 0.38812 | 413.34 | 14.97 | 2.67 | 2500.556 | 0.44793 | 359.52 | 12.98 | 2.3 | 2500.6256 | 0.44793 | 399.45 | 14.45 | 2.43 | 2500.563 | 0.53153 | 336.77 | 12.18 | 2.08 | 2500.5119 | 0.53153 | 370.42 | 13.3 | 2.18 | 2500.5735 | 0.53153 | 404.11 | 14.32 | 2.28 | 2500.4171 | 0.63734 | 337.06 | 11.94 | 1.9 | 2402.6429 | 0.63694 | 335.16 | 11.92 | 1.88 | 2500.5889 | 0.69974 | 326.22 | 11.28 | 1.78 | 2500.5294 | 0.76385 | 304.7 | 10.62 | 1.64 | 2500.581 | 0.88776 | 282.4 | 9.67 | 1.47 | 2416.5013 | 1.0351 | 240.99 | 8.27 | 1.24 | 2346.3897 | 1.0351 | 256.92 | 8.67 | 1.27 | 2383.6008 | 1.1081 | 240.58 | 8.11 | 1.19 | 2310.2514 | 1.1081 | 239.29 | 8.09 | 1.18 | 2346.353 | 1.1871 | 224.06 | 7.56 | 1.11 | 2288.1659 | 1.1871 | 237.96 | 7.89 | 1.13 | 2288.1986 | 1.3441 | 210.16 | 6.97 | 1 | 2363.6718 | 1.3441 | 224.56 | 7.28 | 1.05 | 2197.3461 | 1.5201 | 207.59 | 6.63 | 0.92341 | 2154.1347 | 1.6091 | 184.6 | 6.03 | 0.84009 | 2224.5291 | 1.6091 | 196.64 | 6.28 | 0.8763 | 2181.7248 | 1.7511 | 170.36 | 5.55 | 0.76688 | 2145.13 | 1.7511 | 179.82 | 5.75 | 0.78486 | 2095.1915 | 1.7511 | 179.01 | 5.73 | 0.77761 | 2024.6103 | 2.0211 | 153.99 | 4.95 | 0.66667 | 2002.1133 | 2.1442 | 144.89 | 4.66 | 0.62264 | 2085.3318 | 2.1432 | 162.3 | 5.37 | 0.66877 | 2152.7135 | 2.2332 | 156.62 | 5.17 | 0.65134 | 2176.1128 | 2.3702 | 147.93 | 4.87 | 0.61252 | 2104.6724 | 2.9752 | 131.9 | 4.54 | 0.50991 | 2066.0208 | 2.9762 | 131.43 | 4.53 | 0.50617 | 2166.9924 | 3.7933 | 127.27 | 4.43 | 0.44702 | 2219.4244 | 3.9803 | 122.01 | 4.24 | 0.42857 | 2133.354 | 3.9813 | 121.14 | 4.22 | 0.42223 | 2207.3918 | 3.9803 | 132.97 | 4.59 | 0.44763 | 2306.4695 | 4.6033 | 125.54 | 4.26 | 0.41508 | 2258.3245 | 5.0693 | 113.68 | 3.86 | 0.37429 | 2202.2967 | 5.4254 | 113.97 | 3.82 | 0.36482 | 2273.6919 | 6.1414 | 108.58 | 3.57 | 0.32764 | 2219.8018 | 6.2064 | 107.07 | 3.53 | 0.32928 | 2486.9023 | 7.0374 | 115.79 | 3.88 | 0.33133 | 2273.0946 | 8.3335 | 96.61 | 3.25 | 0.26699 | 2284.6467 | 8.4455 | 95.29 | 3.21 | 0.26478 | 2404.112 | 8.9445 | 101.11 | 3.44 | 0.27232 | 2392.5735 | 9.5266 | 95.06 | 3.23 | 0.25137 | 2370.3014 | 10.6107 | 93.91 | 3.2 | 0.24283 | 2339.9874 | 11.2907 | 87.92 | 3 | 0.22405 | 2310.4293 | 11.2807 | 87.75 | 3 | 0.22311
2480.1587 | 0.0013501 | 3310 | 120.18 | 130.2 | 2502.4826 | 0.0013511 | 6680 | 233.51 | 190.82 | 2500 | 0.0013511 | 10020 | 335.47 | 237.05 | 2500 | 0.0054063 | 2500 | 83.82 | 57.52 | 2500.6245 | 0.0054053 | 3320 | 121.32 | 66.95 | 2500 | 0.012171 | 2590 | 82.57 | 39.41 | 2496.7542 | 0.032462 | 1380 | 47.87 | 17.72 | 2497.9562 | 0.032462 | 1520 | 52.67 | 18.64 | 2291.6667 | 0.047033 | 1030 | 36.06 | 12.33 | 2320.9312 | 0.064984 | 883.83 | 30.27 | 9.64 | 2333.3333 | 0.064984 | 952.73 | 32.14 | 10.05 | 2344.4827 | 0.085126 | 780.25 | 25.88 | 7.91 | 2353.0796 | 0.085126 | 832.81 | 27.14 | 8.2 | 2500.1389 | 0.085185 | 946.41 | 32.06 | 8.91 | 2500.7896 | 0.10731 | 792.87 | 26.26 | 7.25 | 2500.5002 | 0.13201 | 678.12 | 23.33 | 6.03 | 2500.7145 | 0.13201 | 712.09 | 23.91 | 6.19 | 2500.5684 | 0.13201 | 745.93 | 25.7 | 6.34 | 2500.3127 | 0.18941 | 567.03 | 19.4 | 4.59 | 2409.0134 | 0.23821 | 486.37 | 16.49 | 3.63 | 2500.6255 | 0.26222 | 477.83 | 15.94 | 3.54 | 2415.7924 | 0.26212 | 475.44 | 15.91 | 3.5 | 2500.6255 | 0.35832 | 400.41 | 14.14 | 2.71 | 2500.5004 | 0.38842 | 403.33 | 14.15 | 2.66 | 2500.4058 | 0.38842 | 426.37 | 15.09 | 2.73 | [30 empty] | 2500.5506 | 0.63734 | 351.1 | 12.13 | 1.95 | [15 empty] | 2500.561 | 1.0361 | 250.76 | 8.39 | 1.28 | 2500.4693 | 1.0361 | 276.7 | 9.12 | 1.35 | 2500.5562 | 1.1091 | 254.37 | 8.34 | 1.25 | 2464.2681 | 1.1091 | 258.04 | 8.51 | 1.25 | 2500.4302 | 1.1881 | 241.32 | 7.95 | 1.17 | 2431.1763 | 1.1871 | 255.47 | 8.27 | 1.2 | 2431.211 | 1.3451 | 225.62 | 7.3 | 1.06 | 2500.4866 | 1.3451 | 239.77 | 7.6 | 1.1 | 2441.4957 | 1.5211 | 234.93 | 7.68 | 1.01 | 2280.8485 | 1.6091 | 197.52 | 6.3 | 0.88464 | 2471.699 | 1.6101 | 222.47 | 7.27 | 0.96216 | 2310.0616 | 1.7511 | 182.24 | 5.8 | 0.80722 | 2383.4777 | 1.7511 | 203.56 | 6.66 | 0.86246 | 2327.9906 | 1.7511 | 202.75 | 6.65 | 0.85514 | 2249.567 | 2.0191 | 174.57 | 5.74 | 0.73411 | 2224.5704 | 2.1411 | 164.29 | 5.41 | 0.68584 | 2345.9982 | 2.1421 | 186.56 | 6.37 | 0.74384 | 2421.8027 | 2.2341 | 179.89 | 6.12 | 0.72361 | 2448.1269 | 2.3711 | 169.86 | 5.78 | 0.6802 | 2338.5249 | 2.9742 | 149.37 | 5.17 | 0.56064 | 2295.5787 | 2.9742 | 148.9 | 5.16 | 0.55686 | 2363.9917 | 3.7942 | 140.97 | 4.84 | 0.48308 | 2421.1903 | 3.9832 | 135.06 | 4.62 | 0.46275 | 2327.2953 | 3.9812 | 134.19 | 4.61 | 0.45635 | 2391.3411 | 3.9832 | 146.03 | 4.94 | 0.48045 | 2483.8902 | 4.6083 | 136.82 | 4.55 | 0.44279 | 2432.0418 | 5.0733 | 123.93 | 4.13 | 0.39941 | 2359.6036 | 5.4283 | 123.55 | 4.06 | 0.38773 | 2425.2713 | 6.1454 | 117.04 | 3.77 | 0.34662 | 2367.7886 | 6.2104 | 115.44 | 3.72 | 0.34848 | 2500.4974 | 7.0394 | 116.51 | 3.88 | 0.33287 | 2500.5051 | 8.3475 | 107.83 | 3.62 | 0.28972 | 2500.4696 | 8.4595 | 105.75 | 3.53 | 0.28609 | 2500.5169 | 8.9545 | 105.77 | 3.5 | 0.28153 | 2500.5264 | 9.5375 | 99.98 | 3.31 | 0.26089 | 2500.4956 | 10.6206 | 99.83 | 3.31 | 0.254 | 2500.5105 | 11.3007 | 94.86 | 3.16 | 0.23699 | 2500.5146 | 11.3007 | 96.08 | 3.22 | 0.23858
2500 | 0.0013511 | 3340 | 120.34 | 131.1 | [25 empty] | 2500.749 | 0.032462 | 1380 | 47.88 | 17.75 | 2500.6813 | 0.032462 | 1520 | 52.67 | 18.66 | 2500 | 0.047083 | 1140 | 39.32 | 13.31 | 2499.4644 | 0.065034 | 963.76 | 32.33 | 10.29 | 2500 | 0.065034 | 1030 | 34.09 | 10.67 | 2500.7815 | 0.085185 | 841.16 | 27.29 | 8.37 | 2500.7353 | 0.085205 | 893.98 | 28.5 | 8.64 | 2500.6945 | 0.085185 | 946.58 | 32.06 | 8.91 | [25 empty] | 2500.5559 | 0.23831 | 507.9 | 16.77 | 3.75 | [5 empty] | 2500.6902 | 0.26232 | 494.91 | 16.15 | 3.61 | [80 empty] | 2500.4621 | 1.1091 | 262.45 | 8.54 | 1.27 | [5 empty] | 2500.5363 | 1.1881 | 263.95 | 8.36 | 1.23 | 2500.572 | 1.3451 | 233.11 | 7.38 | 1.08 | [5 empty] | 2500.4578 | 1.5221 | 241.54 | 7.74 | 1.04 | 2500.5702 | 1.6101 | 219.91 | 7.05 | 0.95934 | 2500.4943 | 1.6101 | 225.48 | 7.28 | 0.9719 | 2500.5133 | 1.7531 | 199.85 | 6.31 | 0.86526 | 2500.5065 | 1.7531 | 215.21 | 6.86 | 0.89926 | 2500.4947 | 1.7531 | 220.34 | 7.1 | 0.91035 | 2500.5062 | 2.0211 | 197.53 | 6.6 | 0.80594 | 2500.5283 | 2.1441 | 188.36 | 6.39 | 0.76052 | 2500.5213 | 2.1441 | 200.94 | 6.69 | 0.78657 | 2500.4844 | 2.2361 | 186.69 | 6.2 | 0.74405 | 2500.4624 | 2.3721 | 174.07 | 5.81 | 0.69283 | 2500.5379 | 2.9772 | 161.47 | 5.45 | 0.59444 | 2500.528 | 2.9772 | 164.49 | 5.61 | 0.60022 | 2500.4728 | 3.7982 | 150.46 | 5.02 | 0.50727 | 2500.5246 | 3.9862 | 140.19 | 4.68 | 0.47581 | 2500.5236 | 3.9862 | 145.84 | 4.89 | 0.48576 | 2500.5335 | 3.9862 | 153.77 | 5.06 | 0.49938 | 2500.4968 | 4.6083 | 137.88 | 4.55 | 0.44534 | 2500.4864 | 5.0763 | 127.96 | 4.17 | 0.40908 | 2500.4877 | 5.4333 | 132.12 | 4.23 | 0.40766 | 2500.5154 | 6.1504 | 121.23 | 3.81 | 0.35584 | 2500.5032 | 6.2174 | 122.94 | 3.87 | 0.36523
[40 empty] | 2500.8333 | 0.047083 | 1140 | 39.32 | 13.31 | 2500.1785 | 0.065034 | 964.23 | 32.33 | 10.29 | 2500.6667 | 0.065034 | 1030 | 34.09 | 10.67

## gaas (hidden)
h-1_energy | h-1_let | h-1_range | h-1_z_straggling | h-1_xy_straggling | h-2_energy | h-2_let | h-2_range | h-2_z_straggling | h-2_xy_straggling | h-3_energy | h-3_let | h-3_range | h-3_z_straggling | h-3_xy_straggling | he-3_energy | he-3_let | he-3_range | he-3_z_straggling | he-3_xy_straggling | he-4_energy | he-4_let | he-4_range | he-4_z_straggling | he-4_xy_straggling | li-7_energy | li-7_let | li-7_range | li-7_z_straggling | li-7_xy_straggling | b-10_energy | b-10_let | b-10_range | b-10_z_straggling | b-10_xy_straggling | b-11_energy | b-11_let | b-11_range | b-11_z_straggling | b-11_xy_straggling | c-12_energy | c-12_let | c-12_range | c-12_z_straggling | c-12_xy_straggling | n-14_energy | n-14_let | n-14_range | n-14_z_straggling | n-14_xy_straggling | n-15_energy | n-15_let | n-15_range | n-15_z_straggling | n-15_xy_straggling | o-16_energy | o-16_let | o-16_range | o-16_z_straggling | o-16_xy_straggling | o-17_energy | o-17_let | o-17_range | o-17_z_straggling | o-17_xy_straggling | o-18_energy | o-18_let | o-18_range | o-18_z_straggling | o-18_xy_straggling | f-19_energy | f-19_let | f-19_range | f-19_z_straggling | f-19_xy_straggling | ne-20_energy | ne-20_let | ne-20_range | ne-20_z_straggling | ne-20_xy_straggling | ne-21_energy | ne-21_let | ne-21_range | ne-21_z_straggling | ne-21_xy_straggling | ne-22_energy | ne-22_let | ne-22_range | ne-22_z_straggling | ne-22_xy_straggling | mg-24_energy | mg-24_let | mg-24_range | mg-24_z_straggling | mg-24_xy_straggling | al-27_energy | al-27_let | al-27_range | al-27_z_straggling | al-27_xy_straggling | si-28_energy | si-28_let | si-28_range | si-28_z_straggling | si-28_xy_straggling | si-29_energy | si-29_let | si-29_range | si-29_z_straggling | si-29_xy_straggling | s-32_energy | s-32_let | s-32_range | s-32_z_straggling | s-32_xy_straggling | cl-35_energy | cl-35_let | cl-35_range | cl-35_z_straggling | cl-35_xy_straggling | cl-37_energy | cl-37_let | cl-37_range | cl-37_z_straggling | cl-37_xy_straggling | ar-36_energy | ar-36_let | ar-36_range | ar-36_z_straggling | ar-36_xy_straggling | ar-40_energy | ar-40_let | ar-40_range | ar-40_z_straggling | ar-40_xy_straggling | ca-40_energy | ca-40_let | ca-40_range | ca-40_z_straggling | ca-40_xy_straggling | ca-44_energy | ca-44_let | ca-44_range | ca-44_z_straggling | ca-44_xy_straggling | ca-48_energy | ca-48_let | ca-48_range | ca-48_z_straggling | ca-48_xy_straggling | ti-48_energy | ti-48_let | ti-48_range | ti-48_z_straggling | ti-48_xy_straggling | ti-50_energy | ti-50_let | ti-50_range | ti-50_z_straggling | ti-50_xy_straggling | v-51_energy | v-51_let | v-51_range | v-51_z_straggling | v-51_xy_straggling | cr-52_energy | cr-52_let | cr-52_range | cr-52_z_straggling | cr-52_xy_straggling | fe-56_energy | fe-56_let | fe-56_range | fe-56_z_straggling | fe-56_xy_straggling | ni-58_energy | ni-58_let | ni-58_range | ni-58_z_straggling | ni-58_xy_straggling | ni-64_energy | ni-64_let | ni-64_range | ni-64_z_straggling | ni-64_xy_straggling | cu-63_energy | cu-63_let | cu-63_range | cu-63_z_straggling | cu-63_xy_straggling | cu-65_energy | cu-65_let | cu-65_range | cu-65_z_straggling | cu-65_xy_straggling | zn-64_energy | zn-64_let | zn-64_range | zn-64_z_straggling | zn-64_xy_straggling | zn-70_energy | zn-70_let | zn-70_range | zn-70_z_straggling | zn-70_xy_straggling | ge-70_energy | ge-70_let | ge-70_range | ge-70_z_straggling | ge-70_xy_straggling | ge-72_energy | ge-72_let | ge-72_range | ge-72_z_straggling | ge-72_xy_straggling | se-82_energy | se-82_let | se-82_range | se-82_z_straggling | se-82_xy_straggling | br-79_energy | br-79_let | br-79_range | br-79_z_straggling | br-79_xy_straggling | br-81_energy | br-81_let | br-81_range | br-81_z_straggling | br-81_xy_straggling | kr-78_energy | kr-78_let | kr-78_range | kr-78_z_straggling | kr-78_xy_straggling | kr-84_energy | kr-84_let | kr-84_range | kr-84_z_straggling | kr-84_xy_straggling | kr-86_energy | kr-86_let | kr-86_range | kr-86_z_straggling | kr-86_xy_straggling | y-89_energy | y-89_let | y-89_range | y-89_z_straggling | y-89_xy_straggling | zr-90_energy | zr-90_let | zr-90_range | zr-90_z_straggling | zr-90_xy_straggling | zr-96_energy | zr-96_let | zr-96_range | zr-96_z_straggling | zr-96_xy_straggling | nb-93_energy | nb-93_let | nb-93_range | nb-93_z_straggling | nb-93_xy_straggling | mo-92_energy | mo-92_let | mo-92_range | mo-92_z_straggling | mo-92_xy_straggling | ag-107_energy | ag-107_let | ag-107_range | ag-107_z_straggling | ag-107_xy_straggling | ag-109_energy | ag-109_let | ag-109_range | ag-109_z_straggling | ag-109_xy_straggling | i-127_energy | i-127_let | i-127_range | i-127_z_straggling | i-127_xy_straggling | xe-124_energy | xe-124_let | xe-124_range | xe-124_z_straggling | xe-124_xy_straggling | xe-129_energy | xe-129_let | xe-129_range | xe-129_z_straggling | xe-129_xy_straggling | xe-136_energy | xe-136_let | xe-136_range | xe-136_z_straggling | xe-136_xy_straggling | pr-141_energy | pr-141_let | pr-141_range | pr-141_z_straggling | pr-141_xy_straggling | sm-144_energy | sm-144_let | sm-144_range | sm-144_z_straggling | sm-144_xy_straggling | tb-159_energy | tb-159_let | tb-159_range | tb-159_z_straggling | tb-159_xy_straggling | ho-165_energy | ho-165_let | ho-165_range | ho-165_z_straggling | ho-165_xy_straggling | tm-169_energy | tm-169_let | tm-169_range | tm-169_z_straggling | tm-169_xy_straggling | ta-181_energy | ta-181_let | ta-181_range | ta-181_z_straggling | ta-181_xy_straggling | pt-198_energy | pt-198_let | pt-198_range | pt-198_z_straggling | pt-198_xy_straggling | au-197_energy | au-197_let | au-197_range | au-197_z_straggling | au-197_xy_straggling | pb-208_energy | pb-208_let | pb-208_range | pb-208_z_straggling | pb-208_xy_straggling | bi-209_energy | bi-209_let | bi-209_range | bi-209_z_straggling | bi-209_xy_straggling | th-232_energy | th-232_let | th-232_range | th-232_z_straggling | th-232_xy_straggling | u-235_energy | u-235_let | u-235_range | u-235_z_straggling | u-235_xy_straggling | u-238_energy | u-238_let | u-238_range | u-238_z_straggling | u-238_xy_straggling
0.10913 | 0.2361 | 0.0008564 | 0.0001702 | 0.0001964 | 0.11172 | 0.23549 | 0.00185 | 0.000283 | 0.0003505 | 0.10776 | 0.23656 | 0.00276 | 0.0003716 | 0.0004736 | 0.10776 | 0.66751 | 0.00117 | 0.0002229 | 0.0002526 | 0.099925 | 0.65801 | 0.0015 | 0.0002701 | 0.0003111 | 0.11403 | 1.0092 | 0.00215 | 0.0003607 | 0.0004216 | 0.10986 | 1.788 | 0.00164 | 0.00027 | 0.0003153 | 0.109 | 1.7844 | 0.00181 | 0.0002872 | 0.0003382 | 0.1 | 2.0324 | 0.00159 | 0.0002814 | 0.0003211 | 0.099979 | 2.3879 | 0.00161 | 0.0002868 | 0.0003261 | 0.1 | 2.3883 | 0.00174 | 0.0003 | 0.0003435 | 0.10003 | 2.6254 | 0.00174 | 0.0003206 | 0.0003614 | 0.10001 | 2.6249 | 0.00186 | 0.0003334 | 0.0003783 | 0.10001 | 2.6254 | 0.00197 | 0.0003458 | 0.0003947 | 0.10527 | 3.0327 | 0.00189 | 0.0003351 | 0.0003776 | 0.10004 | 2.9604 | 0.00187 | 0.0003599 | 0.0003985 | 0.10717 | 3.0551 | 0.00207 | 0.0003762 | 0.0004218 | 0.10231 | 2.9916 | 0.0021 | 0.000384 | 0.0004304 | 0.10423 | 3.5059 | 0.00214 | 0.0004353 | 0.0004751 | 0.10192 | 3.5671 | 0.00219 | 0.0004214 | 0.0004644 | 0.10723 | 4.2976 | 0.00198 | 0.0003548 | 0.0003952 | 0.10353 | 4.225 | 0.00201 | 0.0003599 | 0.0004006 | 0.10165 | 4.3936 | 0.00202 | 0.0003665 | 0.0004043 | 0.10009 | 4.615 | 0.00205 | 0.0003621 | 0.0004001 | 0.10144 | 4.6481 | 0.00219 | 0.0003751 | 0.0004174 | 0.10426 | 4.4979 | 0.00215 | 0.0003712 | 0.0004107 | 0.1001 | 4.4033 | 0.00233 | 0.0003902 | 0.0004334 | 0.10009 | 5.348 | 0.00206 | 0.0003726 | 0.0004061 | 0.10238 | 5.4172 | 0.00231 | 0.0003955 | 0.000436 | 0.10427 | 5.4746 | 0.00256 | 0.000417 | 0.0004646 | 0.10428 | 5.4459 | 0.00251 | 0.0004311 | 0.000474 | 0.10011 | 5.3211 | 0.00255 | 0.0004365 | 0.0004791 | 0.10796 | 6.2314 | 0.00256 | 0.0004309 | 0.0004763 | 0.10589 | 6.3652 | 0.00255 | 0.0004516 | 0.0004939 | 0.10727 | 5.9621 | 0.00286 | 0.0005142 | 0.0005593 | 0.10356 | 4.2829 | 0.0036 | 0.0007085 | 0.0007478 | 0.10168 | 4.2093 | 0.00394 | 0.0007423 | 0.0007881 | 0.10329 | 5.8538 | 0.00297 | 0.0005413 | 0.0005814 | 0.10011 | 5.7372 | 0.003 | 0.0005456 | 0.0005852 | 0.10168 | 6.5803 | 0.00263 | 0.0004592 | 0.0004929 | 0.10011 | 6.5256 | 0.00285 | 0.0004791 | 0.0005176 | 0.10011 | 6.3929 | 0.00311 | 0.0005866 | 0.0006243 | 0.11123 | 6.9154 | 0.00343 | 0.0006105 | 0.0006614 | 0.10987 | 7.2342 | 0.00335 | 0.0005349 | 0.0005822 | 0.10137 | 6.5351 | 0.00308 | 0.0005285 | 0.0005623 | 0.11123 | 6.9053 | 0.00338 | 0.000551 | 0.0005961 | 0.10267 | 6.6741 | 0.00298 | 0.0005166 | 0.0005479 | 0.10726 | 6.8529 | 0.00332 | 0.0005441 | 0.0005851 | 0.10476 | 6.7611 | 0.00334 | 0.0005465 | 0.0005869 | 0.10123 | 7.5042 | 0.00302 | 0.0004981 | 0.0005276 | 0.10011 | 7.1866 | 0.00312 | 0.0005283 | 0.0005553 | 0.10427 | 7.3769 | 0.00343 | 0.0005531 | 0.0005892 | 0.10764 | 7.0441 | 0.00342 | 0.00056 | 0.0005933 | 0.10881 | 8.0602 | 0.00318 | 0.0005235 | 0.0005557 | 0.1029 | 7.695 | 0.00353 | 0.0005875 | 0.0006115 | 0.10101 | 7.595 | 0.00354 | 0.0005889 | 0.0006119 | 0.10244 | 7.603 | 0.0038 | 0.0005987 | 0.0006158 | 0.10492 | 9.148 | 0.00324 | 0.0004943 | 0.0005153 | 0.10085 | 8.974 | 0.00326 | 0.0004954 | 0.0005152 | 0.10301 | 9.077 | 0.0035 | 0.0005123 | 0.0005383 | 0.10645 | 8.833 | 0.00386 | 0.0005954 | 0.0006195 | 0.10423 | 9.052 | 0.00368 | 0.0005757 | 0.0005934 | 0.10068 | 9.372 | 0.00348 | 0.0005016 | 0.0005122 | 0.10307 | 10.426 | 0.00348 | 0.0004875 | 0.0005026 | 0.10063 | 9.939 | 0.00349 | 0.0004966 | 0.0005056 | 0.11053 | 10.718 | 0.00404 | 0.0005613 | 0.0005817 | 0.10103 | 11.74 | 0.0034 | 0.000448 | 0.0004575 | 0.10154 | 9.546 | 0.00381 | 0.0005235 | 0.0005198 | 0.10819 | 11.913 | 0.00367 | 0.0004678 | 0.0004784 | 0.10767 | 12.703 | 0.00353 | 0.0004482 | 0.0004597 | 0.10774 | 12.503 | 0.00379 | 0.0004739 | 0.0004821 | 0.10636 | 12.635 | 0.00364 | 0.0004558 | 0.0004622 | 0.10502 | 12.617 | 0.00364 | 0.0004545 | 0.0004608
0.11905 | 0.23347 | 0.0009342 | 0.0001762 | 0.0002067 | 0.12413 | 0.23214 | 0.00206 | 0.0002939 | 0.0003707 | 0.11605 | 0.23442 | 0.00296 | 0.0003805 | 0.000491 | 0.11605 | 0.67609 | 0.00124 | 0.0002264 | 0.0002592 | 0.11242 | 0.67269 | 0.00164 | 0.0002766 | 0.0003234 | 0.12828 | 1.0488 | 0.00233 | 0.0003681 | 0.0004358 | 0.11984 | 1.8412 | 0.00175 | 0.0002746 | 0.000324 | 0.11809 | 1.8326 | 0.00192 | 0.0002917 | 0.0003467 | 0.10833 | 2.0982 | 0.00168 | 0.0002857 | 0.0003292 | 0.10712 | 2.4525 | 0.00169 | 0.0002905 | 0.0003331 | 0.10667 | 2.449 | 0.00181 | 0.0003036 | 0.0003503 | 0.10628 | 2.7068 | 0.00181 | 0.0003241 | 0.000368 | 0.10589 | 2.7023 | 0.00193 | 0.0003368 | 0.0003847 | 0.11112 | 2.7675 | 0.00211 | 0.0003525 | 0.0004069 | 0.11843 | 3.2269 | 0.00204 | 0.0003421 | 0.0003904 | 0.11255 | 3.1237 | 0.00203 | 0.000368 | 0.0004129 | 0.11908 | 3.204 | 0.00222 | 0.0003835 | 0.000435 | 0.11368 | 3.1383 | 0.00226 | 0.0003916 | 0.000444 | 0.11465 | 3.7086 | 0.00227 | 0.000442 | 0.0004874 | 0.11119 | 3.7493 | 0.00232 | 0.0004284 | 0.0004769 | 0.11617 | 4.4697 | 0.00209 | 0.0003602 | 0.000405 | 0.11216 | 4.394 | 0.00212 | 0.0003655 | 0.0004107 | 0.10947 | 4.5764 | 0.00213 | 0.0003725 | 0.0004147 | 0.10724 | 4.7803 | 0.00214 | 0.0003678 | 0.0004101 | 0.10821 | 4.8039 | 0.00229 | 0.0003806 | 0.0004271 | 0.11121 | 4.6611 | 0.00225 | 0.0003774 | 0.0004213 | 0.11261 | 4.6968 | 0.00254 | 0.0004027 | 0.0004542 | 0.1126 | 5.6998 | 0.00222 | 0.0003826 | 0.0004231 | 0.11375 | 5.7346 | 0.00247 | 0.0004048 | 0.0004522 | 0.1147 | 5.7633 | 0.00272 | 0.0004257 | 0.00048 | 0.11471 | 5.7542 | 0.00268 | 0.0004409 | 0.0004911 | 0.11012 | 5.6219 | 0.00272 | 0.0004468 | 0.0004968 | 0.11778 | 6.5683 | 0.00271 | 0.0004388 | 0.0004905 | 0.11552 | 6.7046 | 0.00269 | 0.0004595 | 0.0005082 | 0.11621 | 6.3025 | 0.00301 | 0.0005235 | 0.0005756 | 0.11219 | 4.6595 | 0.00381 | 0.0007257 | 0.0007771 | 0.1095 | 4.5468 | 0.00415 | 0.0007594 | 0.0008174 | 0.11123 | 6.1464 | 0.00313 | 0.0005517 | 0.0005991 | 0.10781 | 6.0223 | 0.00316 | 0.0005564 | 0.0006033 | 0.1095 | 6.8804 | 0.00277 | 0.0004682 | 0.0005082 | 0.11441 | 7.071 | 0.00313 | 0.0004967 | 0.0005467 | 0.11441 | 7.058 | 0.00339 | 0.0006055 | 0.0006568 | 0.12514 | 7.5379 | 0.00369 | 0.0006261 | 0.0006894 | 0.12207 | 7.733 | 0.00361 | 0.0005501 | 0.0006081 | 0.11404 | 7.0065 | 0.00336 | 0.000548 | 0.0005937 | 0.12358 | 7.3557 | 0.00364 | 0.0005679 | 0.0006242 | 0.1155 | 7.1579 | 0.00325 | 0.000536 | 0.0005787 | 0.11917 | 7.3043 | 0.00358 | 0.0005617 | 0.0006138 | 0.1164 | 7.2006 | 0.00361 | 0.0005646 | 0.0006162 | 0.11248 | 8.0036 | 0.00326 | 0.0005148 | 0.0005547 | 0.11123 | 7.6725 | 0.00337 | 0.0005467 | 0.0005849 | 0.11469 | 7.8264 | 0.00368 | 0.0005699 | 0.0006169 | 0.1184 | 7.4689 | 0.00368 | 0.0005787 | 0.000623 | 0.11969 | 8.5626 | 0.00341 | 0.0005388 | 0.0005809 | 0.11225 | 8.2033 | 0.00376 | 0.0006054 | 0.0006406 | 0.11019 | 8.0938 | 0.00378 | 0.0006071 | 0.0006415 | 0.11032 | 7.987 | 0.00404 | 0.0006181 | 0.0006456 | 0.11299 | 9.514 | 0.00344 | 0.0005091 | 0.0005378 | 0.10861 | 9.32 | 0.00347 | 0.0005107 | 0.0005382 | 0.11037 | 9.408 | 0.00371 | 0.0005269 | 0.0005604 | 0.11355 | 9.152 | 0.00407 | 0.0006114 | 0.0006439 | 0.11118 | 9.349 | 0.00388 | 0.0005919 | 0.0006175 | 0.10697 | 9.6 | 0.00368 | 0.0005177 | 0.0005348 | 0.10914 | 10.701 | 0.00365 | 0.000501 | 0.0005222 | 0.10655 | 10.178 | 0.00368 | 0.0005117 | 0.0005269 | 0.12435 | 11.46 | 0.00447 | 0.0005938 | 0.0006286 | 0.11365 | 12.195 | 0.00379 | 0.0004793 | 0.0004987 | 0.11423 | 10.012 | 0.00429 | 0.000567 | 0.0005754 | 0.12021 | 12.374 | 0.00406 | 0.0004982 | 0.0005185 | 0.11963 | 13.168 | 0.0039 | 0.000476 | 0.0004967 | 0.11852 | 12.875 | 0.00416 | 0.0005033 | 0.0005203 | 0.117 | 12.866 | 0.00402 | 0.0004857 | 0.0004996 | 0.11552 | 12.832 | 0.00402 | 0.0004844 | 0.0004983
0.12897 | 0.23074 | 0.00101 | 0.0001821 | 0.000217 | 0.13654 | 0.2286 | 0.00226 | 0.0003046 | 0.0003906 | 0.12434 | 0.23219 | 0.00317 | 0.0003891 | 0.0005082 | 0.12434 | 0.68319 | 0.00131 | 0.0002296 | 0.0002656 | 0.12491 | 0.68372 | 0.00178 | 0.0002826 | 0.0003349 | 0.14253 | 1.0814 | 0.00251 | 0.0003746 | 0.0004487 | 0.12983 | 1.8884 | 0.00185 | 0.0002788 | 0.000332 | 0.12717 | 1.8758 | 0.00202 | 0.0002957 | 0.0003546 | 0.11667 | 2.1581 | 0.00177 | 0.0002897 | 0.0003367 | 0.11426 | 2.5132 | 0.00177 | 0.000294 | 0.0003395 | 0.11333 | 2.5057 | 0.00189 | 0.000307 | 0.0003566 | 0.11254 | 2.7843 | 0.00188 | 0.0003273 | 0.0003741 | 0.11765 | 2.8456 | 0.00206 | 0.0003431 | 0.0003963 | 0.12501 | 2.9285 | 0.00228 | 0.0003597 | 0.0004203 | 0.13159 | 3.4047 | 0.00218 | 0.000348 | 0.0004016 | 0.12505 | 3.2747 | 0.00217 | 0.0003751 | 0.0004256 | 0.13099 | 3.3445 | 0.00236 | 0.0003899 | 0.0004469 | 0.12505 | 3.2756 | 0.00241 | 0.0003982 | 0.0004563 | 0.12508 | 3.9 | 0.00239 | 0.0004478 | 0.0004983 | 0.12045 | 3.9243 | 0.00244 | 0.0004345 | 0.0004882 | 0.1251 | 4.6345 | 0.00219 | 0.0003651 | 0.000414 | 0.12079 | 4.5566 | 0.00223 | 0.0003705 | 0.0004199 | 0.11729 | 4.755 | 0.00223 | 0.0003778 | 0.0004243 | 0.11439 | 4.9424 | 0.00224 | 0.0003731 | 0.0004193 | 0.12173 | 5.1064 | 0.00248 | 0.0003906 | 0.0004444 | 0.12511 | 4.9868 | 0.00245 | 0.0003887 | 0.0004404 | 0.12512 | 4.9896 | 0.00273 | 0.0004133 | 0.0004725 | 0.12512 | 6.0334 | 0.00238 | 0.0003911 | 0.0004381 | 0.12513 | 6.0364 | 0.00263 | 0.0004128 | 0.0004666 | 0.12512 | 6.039 | 0.00288 | 0.0004334 | 0.0004939 | 0.12514 | 6.0499 | 0.00284 | 0.0004495 | 0.0005064 | 0.12013 | 5.9111 | 0.00288 | 0.0004557 | 0.0005126 | 0.12759 | 6.8891 | 0.00285 | 0.0004457 | 0.0005033 | 0.12514 | 7.0242 | 0.00283 | 0.0004665 | 0.000521 | 0.12515 | 6.6351 | 0.00316 | 0.0005316 | 0.0005903 | 0.12083 | 5.0416 | 0.004 | 0.0007401 | 0.0008028 | 0.12514 | 5.239 | 0.00452 | 0.0007873 | 0.0008667 | 0.12713 | 6.7212 | 0.00342 | 0.0005699 | 0.00063 | 0.12321 | 6.5831 | 0.00346 | 0.0005752 | 0.0006351 | 0.12514 | 7.4577 | 0.00303 | 0.0004843 | 0.0005351 | 0.12871 | 7.59 | 0.00338 | 0.0005112 | 0.0005716 | 0.12871 | 7.6914 | 0.00364 | 0.0006206 | 0.0006839 | 0.13904 | 8.1298 | 0.00392 | 0.000639 | 0.0007132 | 0.13428 | 8.2106 | 0.00384 | 0.000563 | 0.0006309 | 0.12671 | 7.4657 | 0.00361 | 0.0005645 | 0.0006212 | 0.13594 | 7.7931 | 0.00389 | 0.0005824 | 0.0006491 | 0.12834 | 7.6487 | 0.0035 | 0.0005523 | 0.0006058 | 0.13109 | 7.7601 | 0.00383 | 0.0005769 | 0.0006394 | 0.12804 | 7.6447 | 0.00386 | 0.0005801 | 0.0006422 | 0.12373 | 8.4856 | 0.00349 | 0.0005292 | 0.0005788 | 0.12235 | 8.1373 | 0.0036 | 0.0005625 | 0.0006111 | 0.12512 | 8.2554 | 0.00391 | 0.0005846 | 0.0006417 | 0.12916 | 7.8943 | 0.00392 | 0.0005949 | 0.0006497 | 0.13057 | 9.0487 | 0.00362 | 0.0005521 | 0.0006035 | 0.1216 | 8.7082 | 0.00398 | 0.0006209 | 0.0006667 | 0.11937 | 8.5899 | 0.00401 | 0.0006229 | 0.000668 | 0.1182 | 8.377 | 0.00427 | 0.0006354 | 0.0006731 | 0.12106 | 9.89 | 0.00364 | 0.0005226 | 0.0005587 | 0.11636 | 9.675 | 0.00367 | 0.0005246 | 0.0005596 | 0.11773 | 9.746 | 0.0039 | 0.0005401 | 0.0005811 | 0.12065 | 9.471 | 0.00427 | 0.000626 | 0.0006668 | 0.11813 | 9.649 | 0.00408 | 0.0006068 | 0.0006403 | 0.11326 | 9.839 | 0.00388 | 0.0005326 | 0.0005563 | 0.12126 | 11.277 | 0.004 | 0.0005264 | 0.0005588 | 0.11839 | 10.681 | 0.00404 | 0.0005401 | 0.0005668 | 0.13816 | 12.224 | 0.00487 | 0.0006214 | 0.0006703 | 0.12628 | 12.693 | 0.00417 | 0.0005071 | 0.0005368 | 0.12692 | 10.573 | 0.00475 | 0.0006048 | 0.0006266 | 0.13223 | 12.894 | 0.00444 | 0.0005253 | 0.0005558 | 0.13159 | 13.678 | 0.00425 | 0.0005009 | 0.0005312 | 0.12929 | 13.318 | 0.00452 | 0.00053 | 0.0005563 | 0.12764 | 13.172 | 0.00438 | 0.0005132 | 0.0005355 | 0.12602 | 13.128 | 0.00438 | 0.0005121 | 0.0005342
0.13889 | 0.22782 | 0.00109 | 0.0001879 | 0.0002272 | 0.14896 | 0.22487 | 0.00247 | 0.000315 | 0.0004104 | 0.13263 | 0.22976 | 0.00337 | 0.0003975 | 0.0005252 | 0.13263 | 0.6889 | 0.00138 | 0.0002327 | 0.0002716 | 0.1374 | 0.69177 | 0.00192 | 0.0002881 | 0.0003456 | 0.15678 | 1.1101 | 0.00268 | 0.0003805 | 0.0004605 | 0.13982 | 1.9307 | 0.00195 | 0.0002826 | 0.0003395 | 0.13625 | 1.9162 | 0.00212 | 0.0002995 | 0.0003619 | 0.125 | 2.2142 | 0.00186 | 0.0002934 | 0.0003437 | 0.1214 | 2.57 | 0.00184 | 0.0002972 | 0.0003456 | 0.12 | 2.5596 | 0.00196 | 0.0003101 | 0.0003626 | 0.12504 | 2.9277 | 0.00201 | 0.0003333 | 0.0003852 | 0.13236 | 3.0057 | 0.00222 | 0.00035 | 0.0004092 | 0.1389 | 3.071 | 0.00244 | 0.0003659 | 0.0004321 | 0.14475 | 3.567 | 0.00232 | 0.0003532 | 0.0004116 | 0.13756 | 3.4173 | 0.00231 | 0.0003812 | 0.0004371 | 0.1429 | 3.4755 | 0.0025 | 0.0003956 | 0.0004576 | 0.13642 | 3.4055 | 0.00255 | 0.0004041 | 0.0004674 | 0.1355 | 4.081 | 0.00251 | 0.0004529 | 0.0005081 | 0.12972 | 4.0938 | 0.00256 | 0.00044 | 0.0004985 | 0.13404 | 4.7929 | 0.00229 | 0.0003695 | 0.0004223 | 0.12942 | 4.7129 | 0.00233 | 0.0003751 | 0.0004285 | 0.12511 | 4.9292 | 0.00232 | 0.0003827 | 0.0004331 | 0.12869 | 5.2556 | 0.00243 | 0.0003826 | 0.0004359 | 0.13526 | 5.3971 | 0.00266 | 0.0003992 | 0.0004597 | 0.13901 | 5.3098 | 0.00263 | 0.0003983 | 0.0004573 | 0.13763 | 5.2803 | 0.00291 | 0.0004224 | 0.0004888 | 0.13763 | 6.3492 | 0.00254 | 0.0003985 | 0.0004514 | 0.1365 | 6.3239 | 0.00279 | 0.0004199 | 0.0004795 | 0.13555 | 6.3033 | 0.00304 | 0.0004401 | 0.0005064 | 0.13556 | 6.3334 | 0.00299 | 0.0004571 | 0.0005202 | 0.13014 | 6.1891 | 0.00304 | 0.0004636 | 0.0005269 | 0.13741 | 7.1947 | 0.00298 | 0.0004519 | 0.0005149 | 0.13477 | 7.3267 | 0.00296 | 0.0004727 | 0.0005326 | 0.14302 | 7.2775 | 0.00343 | 0.0005458 | 0.0006158 | 0.13809 | 5.8105 | 0.00434 | 0.0007638 | 0.0008458 | 0.14078 | 5.9337 | 0.00486 | 0.0008084 | 0.0009062 | 0.14302 | 7.2786 | 0.00369 | 0.0005846 | 0.0006561 | 0.13862 | 7.1278 | 0.00373 | 0.0005905 | 0.0006621 | 0.14078 | 8.0031 | 0.00327 | 0.0004975 | 0.0005581 | 0.14301 | 8.0826 | 0.00362 | 0.0005233 | 0.0005933 | 0.14301 | 8.292 | 0.00388 | 0.0006331 | 0.000707 | 0.15294 | 8.6925 | 0.00415 | 0.0006498 | 0.0007337 | 0.14649 | 8.6678 | 0.00407 | 0.0005742 | 0.0006512 | 0.13939 | 7.9117 | 0.00386 | 0.0005786 | 0.0006456 | 0.1483 | 8.2193 | 0.00413 | 0.0005949 | 0.0006714 | 0.14117 | 8.1437 | 0.00374 | 0.0005663 | 0.0006297 | 0.14301 | 8.2189 | 0.00407 | 0.0005899 | 0.0006621 | 0.13968 | 8.092 | 0.0041 | 0.0005935 | 0.0006655 | 0.13497 | 8.9485 | 0.00371 | 0.0005417 | 0.0006003 | 0.13347 | 8.5794 | 0.00383 | 0.0005762 | 0.0006346 | 0.13555 | 8.6646 | 0.00413 | 0.0005974 | 0.0006641 | 0.13993 | 8.318 | 0.00416 | 0.0006091 | 0.0006739 | 0.14145 | 9.5194 | 0.00382 | 0.0005638 | 0.0006239 | 0.13096 | 9.2059 | 0.00419 | 0.0006344 | 0.0006902 | 0.12855 | 9.081 | 0.00422 | 0.0006368 | 0.0006919 | 0.12608 | 8.77 | 0.00449 | 0.0006509 | 0.0006985 | 0.12913 | 10.273 | 0.00382 | 0.0005348 | 0.0005782 | 0.12412 | 10.04 | 0.00386 | 0.0005373 | 0.0005796 | 0.12509 | 10.091 | 0.00409 | 0.0005523 | 0.0006005 | 0.12774 | 9.789 | 0.00446 | 0.0006395 | 0.0006883 | 0.12508 | 9.949 | 0.00427 | 0.0006206 | 0.0006618 | 0.12585 | 10.343 | 0.00425 | 0.0005608 | 0.0005966 | 0.13642 | 12.038 | 0.0044 | 0.0005542 | 0.0005999 | 0.13319 | 11.346 | 0.00447 | 0.0005714 | 0.0006118 | 0.15198 | 12.991 | 0.00524 | 0.0006451 | 0.0007076 | 0.13891 | 13.23 | 0.00454 | 0.0005317 | 0.000572 | 0.13962 | 11.209 | 0.00518 | 0.0006376 | 0.0006735 | 0.14425 | 13.476 | 0.0048 | 0.0005494 | 0.0005904 | 0.14355 | 14.216 | 0.00459 | 0.0005233 | 0.0005633 | 0.14006 | 13.819 | 0.00487 | 0.0005542 | 0.0005901 | 0.13827 | 13.557 | 0.00474 | 0.0005385 | 0.0005697 | 0.13653 | 13.492 | 0.00474 | 0.0005376 | 0.0005684
0.14881 | 0.2249 | 0.00118 | 0.0001936 | 0.0002374 | 0.16137 | 0.22114 | 0.00268 | 0.0003252 | 0.00043 | 0.1492 | 0.22491 | 0.00379 | 0.0004161 | 0.0005588 | 0.1492 | 0.69693 | 0.00151 | 0.0002388 | 0.0002832 | 0.14989 | 0.69734 | 0.00206 | 0.0002932 | 0.0003559 | 0.17104 | 1.1338 | 0.00285 | 0.0003858 | 0.0004715 | 0.14981 | 1.9681 | 0.00205 | 0.0002862 | 0.0003466 | 0.14534 | 1.9526 | 0.00222 | 0.000303 | 0.0003689 | 0.13333 | 2.2663 | 0.00194 | 0.0002968 | 0.0003503 | 0.12854 | 2.623 | 0.00191 | 0.0003001 | 0.0003514 | 0.13333 | 2.6577 | 0.00211 | 0.000316 | 0.0003737 | 0.14067 | 3.088 | 0.00217 | 0.0003399 | 0.0003975 | 0.14707 | 3.1484 | 0.00238 | 0.000356 | 0.0004205 | 0.15279 | 3.1999 | 0.00259 | 0.0003713 | 0.0004427 | 0.15791 | 3.7157 | 0.00245 | 0.0003577 | 0.0004206 | 0.15006 | 3.5515 | 0.00245 | 0.0003866 | 0.0004474 | 0.15481 | 3.6009 | 0.00263 | 0.0004006 | 0.0004675 | 0.14779 | 3.5287 | 0.00268 | 0.0004093 | 0.0004775 | 0.14592 | 4.2535 | 0.00262 | 0.0004575 | 0.000517 | 0.13898 | 4.2569 | 0.00267 | 0.0004449 | 0.0005079 | 0.14297 | 4.9458 | 0.00239 | 0.0003736 | 0.00043 | 0.13805 | 4.8626 | 0.00243 | 0.0003792 | 0.0004364 | 0.14075 | 5.2653 | 0.00251 | 0.0003915 | 0.000449 | 0.14298 | 5.5567 | 0.0026 | 0.0003907 | 0.0004505 | 0.14879 | 5.6773 | 0.00283 | 0.0004066 | 0.0004733 | 0.15291 | 5.6274 | 0.0028 | 0.0004065 | 0.0004721 | 0.15014 | 5.5664 | 0.00309 | 0.0004303 | 0.0005034 | 0.15014 | 6.6497 | 0.00268 | 0.0004049 | 0.0004633 | 0.14788 | 6.599 | 0.00293 | 0.0004261 | 0.0004912 | 0.14598 | 6.5558 | 0.00319 | 0.0004462 | 0.0005178 | 0.14599 | 6.6074 | 0.00314 | 0.0004638 | 0.0005327 | 0.14015 | 6.4567 | 0.00319 | 0.0004706 | 0.0005399 | 0.15704 | 7.7667 | 0.00324 | 0.000463 | 0.0005351 | 0.15402 | 7.8858 | 0.00321 | 0.0004838 | 0.0005529 | 0.1609 | 7.886 | 0.00368 | 0.0005572 | 0.0006372 | 0.15535 | 6.5664 | 0.00464 | 0.0007816 | 0.00088 | 0.15643 | 6.6171 | 0.00516 | 0.0008248 | 0.0009385 | 0.15891 | 7.817 | 0.00394 | 0.0005969 | 0.0006786 | 0.15402 | 7.6545 | 0.00399 | 0.0006032 | 0.0006853 | 0.15642 | 8.5178 | 0.0035 | 0.0005086 | 0.0005782 | 0.15731 | 8.5506 | 0.00385 | 0.0005338 | 0.0006125 | 0.15731 | 8.8623 | 0.0041 | 0.0006435 | 0.0007269 | 0.16685 | 9.2279 | 0.00436 | 0.000659 | 0.0007517 | 0.1587 | 9.1047 | 0.00428 | 0.000584 | 0.0006694 | 0.15206 | 8.3445 | 0.00409 | 0.0005909 | 0.0006674 | 0.16066 | 8.6322 | 0.00435 | 0.000606 | 0.0006914 | 0.154 | 8.6394 | 0.00396 | 0.0005783 | 0.000651 | 0.15493 | 8.6799 | 0.00429 | 0.0006013 | 0.0006826 | 0.15132 | 8.5414 | 0.00433 | 0.0006052 | 0.0006864 | 0.14622 | 9.3922 | 0.00391 | 0.0005527 | 0.0006198 | 0.1446 | 8.9994 | 0.00404 | 0.0005882 | 0.0006558 | 0.14597 | 9.0541 | 0.00435 | 0.0006089 | 0.0006845 | 0.15069 | 8.7391 | 0.00438 | 0.0006216 | 0.0006958 | 0.15233 | 9.9734 | 0.00402 | 0.0005741 | 0.0006423 | 0.14031 | 9.6964 | 0.00439 | 0.0006463 | 0.0007114 | 0.13773 | 9.564 | 0.00442 | 0.000649 | 0.0007136 | 0.13396 | 9.166 | 0.0047 | 0.0006649 | 0.0007219 | 0.1372 | 10.662 | 0.004 | 0.0005459 | 0.0005964 | 0.13188 | 10.41 | 0.00404 | 0.0005488 | 0.0005984 | 0.13244 | 10.443 | 0.00428 | 0.0005634 | 0.0006187 | 0.14194 | 10.417 | 0.00484 | 0.0006643 | 0.0007276 | 0.13897 | 10.55 | 0.00464 | 0.0006462 | 0.0007012 | 0.14158 | 11.017 | 0.00469 | 0.0005918 | 0.000642 | 0.15158 | 12.818 | 0.00479 | 0.0005778 | 0.0006364 | 0.14799 | 12.04 | 0.00487 | 0.0005982 | 0.0006523 | 0.16579 | 13.763 | 0.0056 | 0.0006656 | 0.0007411 | 0.15154 | 13.804 | 0.00489 | 0.0005537 | 0.0006046 | 0.15231 | 11.902 | 0.00559 | 0.0006661 | 0.0007162 | 0.15627 | 14.093 | 0.00514 | 0.0005709 | 0.0006224 | 0.15552 | 14.791 | 0.00492 | 0.0005434 | 0.0005931 | 0.15084 | 14.355 | 0.00521 | 0.0005761 | 0.0006219 | 0.14891 | 13.998 | 0.00508 | 0.0005617 | 0.0006021 | 0.14703 | 13.923 | 0.00509 | 0.000561 | 0.0006009
0.15873 | 0.22188 | 0.00126 | 0.0001992 | 0.0002475 | 0.17378 | 0.21752 | 0.0029 | 0.0003353 | 0.0004496 | 0.16578 | 0.21987 | 0.00422 | 0.0004342 | 0.0005922 | 0.16578 | 0.7015 | 0.00165 | 0.0002445 | 0.0002941 | 0.16238 | 0.70093 | 0.0022 | 0.000298 | 0.0003656 | 0.18529 | 1.1526 | 0.00302 | 0.0003908 | 0.0004817 | 0.15979 | 2.0036 | 0.00214 | 0.0002895 | 0.0003532 | 0.15442 | 1.9851 | 0.00231 | 0.0003063 | 0.0003755 | 0.14167 | 2.3145 | 0.00202 | 0.0002999 | 0.0003565 | 0.14283 | 2.7201 | 0.00206 | 0.0003058 | 0.000362 | 0.15 | 2.7656 | 0.00229 | 0.0003227 | 0.0003861 | 0.1563 | 3.2298 | 0.00232 | 0.0003455 | 0.0004083 | 0.16177 | 3.2754 | 0.00253 | 0.0003611 | 0.0004307 | 0.16668 | 3.3151 | 0.00274 | 0.0003761 | 0.0004523 | 0.17107 | 3.8507 | 0.00258 | 0.0003617 | 0.0004288 | 0.16257 | 3.678 | 0.00258 | 0.0003915 | 0.0004569 | 0.16671 | 3.7186 | 0.00276 | 0.0004052 | 0.0004765 | 0.15916 | 3.6453 | 0.00282 | 0.0004141 | 0.0004869 | 0.15635 | 4.4174 | 0.00273 | 0.0004615 | 0.0005251 | 0.14825 | 4.4143 | 0.00278 | 0.0004493 | 0.0005166 | 0.16085 | 5.2367 | 0.00258 | 0.0003811 | 0.0004438 | 0.1553 | 5.1493 | 0.00262 | 0.000387 | 0.0004506 | 0.15639 | 5.587 | 0.00268 | 0.000399 | 0.0004629 | 0.15728 | 5.8464 | 0.00277 | 0.0003978 | 0.0004635 | 0.16231 | 5.9468 | 0.00299 | 0.0004131 | 0.0004855 | 0.16681 | 5.9383 | 0.00297 | 0.0004136 | 0.0004854 | 0.16265 | 5.8477 | 0.00326 | 0.0004373 | 0.0005165 | 0.16265 | 6.9365 | 0.00282 | 0.0004106 | 0.0004741 | 0.15925 | 6.8622 | 0.00308 | 0.0004317 | 0.0005018 | 0.16683 | 7.034 | 0.00347 | 0.0004573 | 0.000538 | 0.16685 | 7.1259 | 0.00342 | 0.000476 | 0.0005547 | 0.16018 | 6.9645 | 0.00347 | 0.0004833 | 0.0005627 | 0.17666 | 8.2906 | 0.00348 | 0.0004721 | 0.0005523 | 0.17327 | 8.3922 | 0.00345 | 0.000493 | 0.0005702 | 0.17878 | 8.4613 | 0.00391 | 0.0005666 | 0.0006555 | 0.17261 | 7.2967 | 0.00491 | 0.0007956 | 0.000908 | 0.17207 | 7.2781 | 0.00543 | 0.000838 | 0.0009654 | 0.1748 | 8.3371 | 0.00417 | 0.0006072 | 0.0006982 | 0.16942 | 8.1641 | 0.00423 | 0.0006139 | 0.0007056 | 0.17207 | 9.0064 | 0.00372 | 0.0005181 | 0.0005958 | 0.17161 | 8.9958 | 0.00407 | 0.0005428 | 0.0006295 | 0.17161 | 9.4043 | 0.0043 | 0.0006524 | 0.0007444 | 0.18075 | 9.7384 | 0.00456 | 0.000667 | 0.0007677 | 0.1709 | 9.5245 | 0.00448 | 0.0005927 | 0.0006859 | 0.16473 | 8.765 | 0.00431 | 0.0006016 | 0.000687 | 0.17302 | 9.0342 | 0.00457 | 0.0006157 | 0.0007096 | 0.16684 | 9.135 | 0.00418 | 0.0005887 | 0.0006701 | 0.16684 | 9.1402 | 0.00451 | 0.0006113 | 0.0007011 | 0.16296 | 8.9912 | 0.00455 | 0.0006154 | 0.0007052 | 0.15747 | 9.8178 | 0.00411 | 0.0005624 | 0.0006374 | 0.15572 | 9.3975 | 0.00425 | 0.000599 | 0.0006751 | 0.1564 | 9.4252 | 0.00455 | 0.0006191 | 0.0007031 | 0.16145 | 9.1557 | 0.00459 | 0.0006328 | 0.0007158 | 0.16321 | 10.4122 | 0.0042 | 0.0005833 | 0.0006591 | 0.14967 | 10.1781 | 0.00458 | 0.000657 | 0.0007308 | 0.14692 | 10.0391 | 0.00461 | 0.0006599 | 0.0007333 | 0.14184 | 9.561 | 0.0049 | 0.0006776 | 0.0007436 | 0.14527 | 11.06 | 0.00418 | 0.000556 | 0.0006134 | 0.13964 | 10.784 | 0.00422 | 0.0005593 | 0.0006159 | 0.14716 | 11.161 | 0.00463 | 0.000584 | 0.0006518 | 0.15968 | 11.181 | 0.00528 | 0.0006911 | 0.0007708 | 0.15635 | 11.299 | 0.00507 | 0.0006738 | 0.0007448 | 0.15731 | 11.727 | 0.00511 | 0.0006181 | 0.0006825 | 0.16674 | 13.635 | 0.00515 | 0.000598 | 0.000669 | 0.16279 | 12.75 | 0.00526 | 0.0006214 | 0.0006886 | 0.17961 | 14.536 | 0.00593 | 0.0006835 | 0.0007712 | 0.16417 | 14.403 | 0.00523 | 0.0005734 | 0.0006346 | 0.165 | 12.634 | 0.00598 | 0.0006909 | 0.000755 | 0.16829 | 14.742 | 0.00547 | 0.0005902 | 0.0006521 | 0.16748 | 15.388 | 0.00524 | 0.0005615 | 0.0006208 | 0.16161 | 14.934 | 0.00554 | 0.0005959 | 0.0006516 | 0.15954 | 14.503 | 0.00542 | 0.000583 | 0.0006327 | 0.15753 | 14.406 | 0.00542 | 0.0005824 | 0.0006317
0.16865 | 0.21896 | 0.00134 | 0.0002048 | 0.0002577 | 0.1862 | 0.2138 | 0.00312 | 0.0003453 | 0.0004693 | 0.18236 | 0.21504 | 0.00466 | 0.0004521 | 0.0006254 | 0.18236 | 0.70329 | 0.00179 | 0.0002498 | 0.0003045 | 0.17487 | 0.70293 | 0.00233 | 0.0003025 | 0.000375 | 0.19954 | 1.1694 | 0.00319 | 0.0003953 | 0.0004913 | 0.16978 | 2.0351 | 0.00224 | 0.0002926 | 0.0003595 | 0.1635 | 2.0156 | 0.00241 | 0.0003093 | 0.0003818 | 0.15 | 2.3598 | 0.00211 | 0.0003028 | 0.0003623 | 0.16068 | 2.8283 | 0.00223 | 0.0003123 | 0.000374 | 0.16667 | 2.8609 | 0.00246 | 0.0003286 | 0.0003973 | 0.17193 | 3.3549 | 0.00246 | 0.0003505 | 0.000418 | 0.17648 | 3.3887 | 0.00267 | 0.0003658 | 0.0004398 | 0.18057 | 3.4185 | 0.00288 | 0.0003805 | 0.000461 | 0.18423 | 3.9729 | 0.0027 | 0.0003654 | 0.0004363 | 0.17507 | 3.7978 | 0.00271 | 0.0003959 | 0.0004657 | 0.17862 | 3.8315 | 0.00289 | 0.0004093 | 0.0004848 | 0.17052 | 3.7552 | 0.00295 | 0.0004184 | 0.0004955 | 0.16677 | 4.5726 | 0.00284 | 0.0004652 | 0.0005326 | 0.16678 | 4.7133 | 0.00299 | 0.0004574 | 0.000532 | 0.17872 | 5.5089 | 0.00276 | 0.0003875 | 0.000456 | 0.17256 | 5.4172 | 0.0028 | 0.0003936 | 0.0004631 | 0.17203 | 5.894 | 0.00285 | 0.0004055 | 0.0004751 | 0.17158 | 6.1252 | 0.00293 | 0.0004039 | 0.0004752 | 0.17584 | 6.2072 | 0.00315 | 0.0004188 | 0.0004965 | 0.18072 | 6.2403 | 0.00312 | 0.0004198 | 0.0004973 | 0.17517 | 6.123 | 0.00341 | 0.0004434 | 0.0005283 | 0.17516 | 7.2105 | 0.00296 | 0.0004157 | 0.0004839 | 0.182 | 7.3575 | 0.00334 | 0.000442 | 0.0005206 | 0.18768 | 7.4771 | 0.00373 | 0.0004666 | 0.0005553 | 0.1877 | 7.6088 | 0.00367 | 0.0004861 | 0.0005735 | 0.1802 | 7.4399 | 0.00374 | 0.0004938 | 0.0005822 | 0.19629 | 8.7745 | 0.0037 | 0.0004798 | 0.0005673 | 0.19253 | 8.8548 | 0.00367 | 0.0005008 | 0.0005852 | 0.19666 | 9.0044 | 0.00413 | 0.0005746 | 0.0006713 | 0.18987 | 7.9933 | 0.00515 | 0.0008067 | 0.0009313 | 0.18771 | 7.9119 | 0.00567 | 0.0008487 | 0.0009881 | 0.19069 | 8.8371 | 0.00439 | 0.000616 | 0.0007155 | 0.18482 | 8.6556 | 0.00445 | 0.000623 | 0.0007234 | 0.18771 | 9.4692 | 0.00392 | 0.0005263 | 0.0006115 | 0.18591 | 9.4208 | 0.00428 | 0.0005507 | 0.0006448 | 0.18592 | 9.9202 | 0.0045 | 0.0006601 | 0.0007598 | 0.19466 | 10.2244 | 0.00475 | 0.0006739 | 0.0007819 | 0.18311 | 9.9268 | 0.00468 | 0.0006004 | 0.0007009 | 0.1774 | 9.1735 | 0.00452 | 0.0006111 | 0.0007048 | 0.18538 | 9.4258 | 0.00477 | 0.0006245 | 0.0007261 | 0.17967 | 9.6277 | 0.00438 | 0.0005979 | 0.0006873 | 0.17876 | 9.5972 | 0.00471 | 0.0006201 | 0.0007178 | 0.1746 | 9.4388 | 0.00475 | 0.0006245 | 0.0007224 | 0.16872 | 10.2246 | 0.0043 | 0.0005711 | 0.0006535 | 0.16684 | 9.776 | 0.00445 | 0.0006086 | 0.0006928 | 0.16683 | 9.7792 | 0.00475 | 0.0006284 | 0.0007202 | 0.17222 | 9.5664 | 0.00479 | 0.0006428 | 0.0007341 | 0.17409 | 10.8381 | 0.00438 | 0.0005915 | 0.0006746 | 0.15902 | 10.6502 | 0.00476 | 0.0006664 | 0.0007485 | 0.1561 | 10.5057 | 0.0048 | 0.0006696 | 0.0007514 | 0.1576 | 10.3481 | 0.00528 | 0.0007005 | 0.0007826 | 0.16141 | 11.8472 | 0.00451 | 0.0005747 | 0.0006442 | 0.15515 | 11.5481 | 0.00456 | 0.0005788 | 0.0006477 | 0.16555 | 12.0693 | 0.00504 | 0.000606 | 0.000688 | 0.17742 | 11.931 | 0.00569 | 0.0007136 | 0.0008085 | 0.17372 | 12.03 | 0.00548 | 0.0006973 | 0.0007831 | 0.17304 | 12.46 | 0.0055 | 0.0006407 | 0.0007187 | 0.1819 | 14.454 | 0.00548 | 0.0006154 | 0.0006981 | 0.17758 | 13.484 | 0.00562 | 0.0006415 | 0.0007213 | 0.19343 | 15.3 | 0.00625 | 0.0006992 | 0.0007986 | 0.1768 | 15.013 | 0.00555 | 0.000591 | 0.0006624 | 0.17769 | 13.402 | 0.00634 | 0.0007126 | 0.0007903 | 0.18031 | 15.423 | 0.00579 | 0.0006074 | 0.0006795 | 0.17944 | 15.997 | 0.00554 | 0.0005779 | 0.0006466 | 0.17239 | 15.544 | 0.00585 | 0.0006139 | 0.0006794 | 0.17018 | 15.049 | 0.00574 | 0.0006023 | 0.0006615 | 0.16803 | 14.931 | 0.00575 | 0.000602 | 0.0006607
0.17857 | 0.21605 | 0.00143 | 0.0002103 | 0.0002679 | 0.19861 | 0.21028 | 0.00334 | 0.0003553 | 0.0004889 | 0.19894 | 0.21021 | 0.00512 | 0.0004698 | 0.0006587 | 0.19894 | 0.70299 | 0.00192 | 0.0002548 | 0.0003145 | 0.19985 | 0.70297 | 0.0026 | 0.0003122 | 0.0003929 | 0.2138 | 1.1832 | 0.00335 | 0.0003996 | 0.0005005 | 0.17977 | 2.0646 | 0.00233 | 0.0002956 | 0.0003656 | 0.18167 | 2.0697 | 0.0026 | 0.0003155 | 0.0003934 | 0.16667 | 2.4426 | 0.00227 | 0.0003085 | 0.0003732 | 0.17853 | 2.9227 | 0.00239 | 0.0003179 | 0.0003847 | 0.18333 | 2.9465 | 0.00262 | 0.0003339 | 0.0004075 | 0.18756 | 3.4663 | 0.0026 | 0.0003549 | 0.0004268 | 0.19119 | 3.4902 | 0.00281 | 0.0003699 | 0.0004483 | 0.19446 | 3.5111 | 0.00302 | 0.0003844 | 0.000469 | 0.19739 | 4.0834 | 0.00282 | 0.0003687 | 0.0004432 | 0.18758 | 3.9118 | 0.00283 | 0.0003999 | 0.0004737 | 0.19053 | 3.9377 | 0.00301 | 0.0004131 | 0.0004926 | 0.18189 | 3.8613 | 0.00307 | 0.0004223 | 0.0005035 | 0.18762 | 4.8608 | 0.00304 | 0.0004719 | 0.0005459 | 0.18531 | 4.9902 | 0.00319 | 0.0004643 | 0.0005454 | 0.19659 | 5.7649 | 0.00292 | 0.0003931 | 0.0004668 | 0.18981 | 5.6701 | 0.00297 | 0.0003993 | 0.0004742 | 0.18766 | 6.1851 | 0.00301 | 0.000411 | 0.0004861 | 0.18588 | 6.393 | 0.00308 | 0.0004093 | 0.0004857 | 0.18936 | 6.4565 | 0.0033 | 0.0004239 | 0.0005066 | 0.19462 | 6.5341 | 0.00327 | 0.0004253 | 0.0005081 | 0.20019 | 6.6516 | 0.00371 | 0.0004547 | 0.0005491 | 0.20019 | 7.7249 | 0.00321 | 0.0004252 | 0.0005012 | 0.20475 | 7.8156 | 0.0036 | 0.0004506 | 0.0005367 | 0.20854 | 7.8904 | 0.00398 | 0.0004745 | 0.0005704 | 0.20856 | 8.0624 | 0.00392 | 0.0004946 | 0.0005898 | 0.20022 | 7.886 | 0.00399 | 0.0005026 | 0.0005991 | 0.21592 | 9.2225 | 0.00391 | 0.0004865 | 0.0005804 | 0.21178 | 9.2818 | 0.00388 | 0.0005075 | 0.0005985 | 0.21453 | 9.5168 | 0.00433 | 0.0005814 | 0.0006852 | 0.20713 | 8.6525 | 0.00538 | 0.0008159 | 0.000951 | 0.20335 | 8.515 | 0.00591 | 0.0008577 | 0.00101 | 0.20658 | 9.3195 | 0.0046 | 0.0006237 | 0.0007308 | 0.20022 | 9.1296 | 0.00467 | 0.000631 | 0.0007392 | 0.20335 | 9.9105 | 0.00412 | 0.0005336 | 0.0006256 | 0.20021 | 9.8269 | 0.00447 | 0.0005578 | 0.0006586 | 0.20022 | 10.4116 | 0.00469 | 0.0006668 | 0.0007736 | 0.20856 | 10.6933 | 0.00493 | 0.0006801 | 0.0007947 | 0.19532 | 10.3132 | 0.00487 | 0.0006073 | 0.0007146 | 0.19007 | 9.5704 | 0.00473 | 0.0006196 | 0.000721 | 0.19774 | 9.8065 | 0.00497 | 0.0006323 | 0.0007413 | 0.19251 | 10.1149 | 0.00457 | 0.0006059 | 0.0007028 | 0.19068 | 10.0494 | 0.0049 | 0.0006279 | 0.000733 | 0.18624 | 9.8827 | 0.00495 | 0.0006326 | 0.000738 | 0.17997 | 10.6171 | 0.00448 | 0.0005789 | 0.0006683 | 0.17797 | 10.1364 | 0.00464 | 0.0006173 | 0.000709 | 0.17725 | 10.1178 | 0.00494 | 0.0006368 | 0.0007361 | 0.18298 | 9.9706 | 0.00499 | 0.0006517 | 0.000751 | 0.18497 | 11.2436 | 0.00456 | 0.000599 | 0.0006888 | 0.16837 | 11.1163 | 0.00494 | 0.000675 | 0.0007647 | 0.16528 | 10.9574 | 0.00497 | 0.0006783 | 0.0007679 | 0.1773 | 11.3107 | 0.00572 | 0.0007244 | 0.0008242 | 0.18159 | 12.851 | 0.00489 | 0.0005946 | 0.0006776 | 0.17455 | 12.5097 | 0.00496 | 0.0005996 | 0.0006823 | 0.18395 | 12.971 | 0.00542 | 0.0006244 | 0.0007194 | 0.19516 | 12.6424 | 0.00607 | 0.0007328 | 0.0008419 | 0.19109 | 12.745 | 0.00586 | 0.0007173 | 0.0008172 | 0.18877 | 13.215 | 0.00587 | 0.0006602 | 0.0007512 | 0.19705 | 15.283 | 0.00581 | 0.0006306 | 0.0007243 | 0.19238 | 14.219 | 0.00597 | 0.0006591 | 0.0007509 | 0.20724 | 16.052 | 0.00656 | 0.0007132 | 0.0008234 | 0.18942 | 15.642 | 0.00587 | 0.0006069 | 0.0006881 | 0.19039 | 14.191 | 0.00669 | 0.0007316 | 0.0008223 | 0.19233 | 16.122 | 0.00609 | 0.0006229 | 0.0007049 | 0.19141 | 16.624 | 0.00583 | 0.0005927 | 0.0006706 | 0.19393 | 16.82 | 0.00644 | 0.0006477 | 0.0007296 | 0.19145 | 16.248 | 0.00635 | 0.0006388 | 0.000714 | 0.18904 | 16.109 | 0.00636 | 0.000639 | 0.0007137
0.19841 | 0.21032 | 0.0016 | 0.0002219 | 0.0002883 | 0.22344 | 0.20344 | 0.0038 | 0.0003778 | 0.0005284 | 0.21552 | 0.20558 | 0.00558 | 0.0004874 | 0.000692 | 0.21552 | 0.70101 | 0.00206 | 0.0002596 | 0.0003241 | 0.22483 | 0.69944 | 0.00288 | 0.0003213 | 0.00041 | 0.22805 | 1.194 | 0.00351 | 0.0004037 | 0.0005092 | 0.19974 | 2.1149 | 0.00252 | 0.0003015 | 0.0003768 | 0.20438 | 2.1259 | 0.00283 | 0.0003227 | 0.0004068 | 0.1875 | 2.5313 | 0.00246 | 0.000315 | 0.0003854 | 0.19639 | 3.0074 | 0.00255 | 0.000323 | 0.0003946 | 0.2 | 3.0233 | 0.00278 | 0.0003387 | 0.0004169 | 0.20319 | 3.5649 | 0.00274 | 0.0003589 | 0.0004349 | 0.20589 | 3.5809 | 0.00294 | 0.0003737 | 0.000456 | 0.20834 | 3.5959 | 0.00315 | 0.000388 | 0.0004765 | 0.21055 | 4.184 | 0.00294 | 0.0003717 | 0.0004496 | 0.20008 | 4.0191 | 0.00295 | 0.0004036 | 0.0004813 | 0.21435 | 4.1356 | 0.00325 | 0.0004205 | 0.0005067 | 0.20463 | 4.0581 | 0.00331 | 0.00043 | 0.0005181 | 0.20846 | 5.1219 | 0.00323 | 0.0004777 | 0.0005575 | 0.20384 | 5.248 | 0.00337 | 0.0004702 | 0.0005572 | 0.21446 | 6.0046 | 0.00309 | 0.000398 | 0.0004766 | 0.20707 | 5.9077 | 0.00313 | 0.0004044 | 0.0004842 | 0.2033 | 6.4629 | 0.00316 | 0.000416 | 0.0004959 | 0.20018 | 6.6485 | 0.00323 | 0.0004142 | 0.0004953 | 0.21642 | 6.9268 | 0.00359 | 0.0004336 | 0.0005243 | 0.22242 | 7.0928 | 0.00355 | 0.0004354 | 0.0005269 | 0.22521 | 7.1474 | 0.00399 | 0.000464 | 0.0005666 | 0.22521 | 8.197 | 0.00345 | 0.0004331 | 0.0005161 | 0.22751 | 8.2407 | 0.00384 | 0.0004579 | 0.0005507 | 0.22939 | 8.2754 | 0.00422 | 0.0004813 | 0.0005838 | 0.22942 | 8.4878 | 0.00415 | 0.0005019 | 0.0006041 | 0.22024 | 8.3051 | 0.00422 | 0.0005102 | 0.000614 | 0.23555 | 9.6393 | 0.00412 | 0.0004923 | 0.0005921 | 0.23103 | 9.6766 | 0.00408 | 0.0005134 | 0.0006103 | 0.23241 | 10 | 0.00453 | 0.0005873 | 0.0006976 | 0.22439 | 9.2747 | 0.00559 | 0.0008236 | 0.0009679 | 0.219 | 9.0878 | 0.00612 | 0.0008653 | 0.00102 | 0.22247 | 9.7827 | 0.0048 | 0.0006304 | 0.0007445 | 0.21562 | 9.5865 | 0.00487 | 0.0006379 | 0.0007534 | 0.21899 | 10.3277 | 0.00431 | 0.00054 | 0.0006384 | 0.21452 | 10.2148 | 0.00467 | 0.0005641 | 0.0006712 | 0.21452 | 10.886 | 0.00487 | 0.0006727 | 0.0007861 | 0.22246 | 11.139 | 0.00511 | 0.0006855 | 0.0008064 | 0.20753 | 10.6833 | 0.00505 | 0.0006136 | 0.0007273 | 0.20274 | 9.9565 | 0.00492 | 0.0006272 | 0.0007358 | 0.21009 | 10.177 | 0.00516 | 0.0006394 | 0.0007553 | 0.20534 | 10.5994 | 0.00476 | 0.0006131 | 0.000717 | 0.2026 | 10.4967 | 0.00509 | 0.000635 | 0.000747 | 0.19788 | 10.3216 | 0.00514 | 0.0006398 | 0.0007523 | 0.19121 | 10.9959 | 0.00466 | 0.0005861 | 0.000682 | 0.18909 | 10.4801 | 0.00482 | 0.0006252 | 0.000724 | 0.18768 | 10.4415 | 0.00513 | 0.0006445 | 0.0007508 | 0.19374 | 10.3681 | 0.00517 | 0.0006598 | 0.0007665 | 0.19585 | 11.6414 | 0.00472 | 0.0006058 | 0.0007019 | 0.18708 | 12.0038 | 0.00526 | 0.0006905 | 0.0007936 | 0.18365 | 11.8442 | 0.0053 | 0.0006941 | 0.0007973 | 0.197 | 12.2478 | 0.00612 | 0.000744 | 0.0008597 | 0.20177 | 13.8474 | 0.00525 | 0.000611 | 0.0007065 | 0.19394 | 13.4641 | 0.00532 | 0.0006169 | 0.0007122 | 0.20234 | 13.883 | 0.00578 | 0.0006398 | 0.0007469 | 0.2129 | 13.3333 | 0.00644 | 0.0007495 | 0.0008716 | 0.20846 | 13.44 | 0.00623 | 0.0007348 | 0.0008476 | 0.2045 | 13.979 | 0.00623 | 0.0006772 | 0.0007805 | 0.21221 | 16.111 | 0.00611 | 0.0006439 | 0.000748 | 0.20718 | 14.952 | 0.00629 | 0.0006746 | 0.0007777 | 0.22106 | 16.801 | 0.00685 | 0.0007256 | 0.0008461 | 0.20205 | 16.29 | 0.00617 | 0.0006212 | 0.000712 | 0.20308 | 14.997 | 0.00702 | 0.0007484 | 0.0008515 | 0.21637 | 17.542 | 0.00666 | 0.0006519 | 0.0007502 | 0.21533 | 17.901 | 0.00639 | 0.0006209 | 0.0007138 | 0.21548 | 18.165 | 0.00699 | 0.0006757 | 0.0007735 | 0.21273 | 17.556 | 0.00692 | 0.0006692 | 0.0007603 | 0.21004 | 17.395 | 0.00694 | 0.0006698 | 0.0007603
0.22321 | 0.2035 | 0.00183 | 0.0002367 | 0.0003141 | 0.24826 | 0.19701 | 0.00428 | 0.0004002 | 0.0005683 | 0.2321 | 0.20116 | 0.00605 | 0.0005051 | 0.0007255 | 0.2321 | 0.69783 | 0.00219 | 0.0002642 | 0.0003336 | 0.24981 | 0.69333 | 0.00315 | 0.00033 | 0.0004264 | 0.2423 | 1.2029 | 0.00367 | 0.0004075 | 0.0005175 | 0.22471 | 2.1681 | 0.00274 | 0.0003085 | 0.0003897 | 0.22709 | 2.1732 | 0.00305 | 0.0003293 | 0.000419 | 0.20833 | 2.6073 | 0.00264 | 0.0003208 | 0.0003965 | 0.21424 | 3.0822 | 0.00271 | 0.0003276 | 0.0004036 | 0.21667 | 3.0923 | 0.00294 | 0.000343 | 0.0004255 | 0.21882 | 3.6527 | 0.00287 | 0.0003625 | 0.0004424 | 0.2206 | 3.6628 | 0.00308 | 0.0003771 | 0.0004632 | 0.22223 | 3.6719 | 0.00328 | 0.0003913 | 0.0004835 | 0.23687 | 4.3576 | 0.00316 | 0.0003778 | 0.0004613 | 0.22509 | 4.2181 | 0.00319 | 0.0004107 | 0.0004949 | 0.23816 | 4.315 | 0.00348 | 0.0004269 | 0.0005192 | 0.22737 | 4.2364 | 0.00354 | 0.0004366 | 0.0005309 | 0.22931 | 5.3576 | 0.00341 | 0.0004826 | 0.0005678 | 0.22237 | 5.4864 | 0.00355 | 0.0004753 | 0.0005678 | 0.23233 | 6.231 | 0.00324 | 0.0004023 | 0.0004854 | 0.22432 | 6.1319 | 0.00329 | 0.0004089 | 0.0004933 | 0.21894 | 6.7263 | 0.0033 | 0.0004204 | 0.0005049 | 0.22877 | 7.1283 | 0.0035 | 0.0004234 | 0.0005122 | 0.24347 | 7.359 | 0.00386 | 0.0004416 | 0.0005394 | 0.25022 | 7.6084 | 0.00381 | 0.0004437 | 0.0005428 | 0.25024 | 7.6098 | 0.00425 | 0.0004717 | 0.0005817 | 0.25023 | 8.6329 | 0.00368 | 0.0004398 | 0.0005291 | 0.25026 | 8.6354 | 0.00406 | 0.0004642 | 0.0005631 | 0.25025 | 8.6367 | 0.00445 | 0.0004873 | 0.0005957 | 0.25027 | 8.8888 | 0.00437 | 0.0005083 | 0.0006169 | 0.24026 | 8.7007 | 0.00445 | 0.0005169 | 0.0006272 | 0.25518 | 10.0274 | 0.00431 | 0.0004974 | 0.0006026 | 0.25028 | 10.0439 | 0.00428 | 0.0005186 | 0.000621 | 0.25029 | 10.4586 | 0.00472 | 0.0005925 | 0.0007086 | 0.24165 | 9.8586 | 0.00579 | 0.0008301 | 0.0009827 | 0.23464 | 9.6291 | 0.00633 | 0.0008718 | 0.00104 | 0.23836 | 10.2275 | 0.00499 | 0.0006363 | 0.0007569 | 0.23103 | 10.0259 | 0.00507 | 0.0006441 | 0.0007662 | 0.23464 | 10.7347 | 0.00449 | 0.0005457 | 0.00065 | 0.22882 | 10.5822 | 0.00485 | 0.0005697 | 0.0006828 | 0.22882 | 11.3319 | 0.00504 | 0.000678 | 0.0007974 | 0.23637 | 11.5661 | 0.00528 | 0.0006905 | 0.000817 | 0.21973 | 11.0389 | 0.00523 | 0.0006193 | 0.0007389 | 0.21541 | 10.3334 | 0.00511 | 0.0006341 | 0.0007494 | 0.22245 | 10.5421 | 0.00535 | 0.0006458 | 0.0007682 | 0.21817 | 11.0627 | 0.00493 | 0.0006195 | 0.0007299 | 0.21451 | 10.9406 | 0.00527 | 0.0006413 | 0.0007598 | 0.20952 | 10.7582 | 0.00532 | 0.0006463 | 0.0007654 | 0.20246 | 11.3567 | 0.00483 | 0.0005926 | 0.0006947 | 0.20021 | 10.8109 | 0.005 | 0.0006324 | 0.0007379 | 0.20853 | 11.0503 | 0.00548 | 0.000659 | 0.0007774 | 0.21527 | 11.1373 | 0.00553 | 0.0006748 | 0.0007943 | 0.21761 | 12.3925 | 0.00504 | 0.0006185 | 0.0007256 | 0.21047 | 13.0592 | 0.00564 | 0.0007067 | 0.0008241 | 0.2066 | 12.8887 | 0.00569 | 0.0007107 | 0.0008285 | 0.2167 | 13.1644 | 0.0065 | 0.0007604 | 0.0008904 | 0.22194 | 14.8233 | 0.00559 | 0.0006248 | 0.0007317 | 0.21334 | 14.4084 | 0.00567 | 0.0006314 | 0.0007384 | 0.22074 | 14.7731 | 0.00611 | 0.000653 | 0.0007711 | 0.23065 | 14.0017 | 0.00679 | 0.0007642 | 0.0008984 | 0.22583 | 14.1235 | 0.00657 | 0.00075 | 0.000875 | 0.22023 | 14.741 | 0.00656 | 0.0006921 | 0.0008069 | 0.22737 | 16.935 | 0.0064 | 0.0006557 | 0.0007695 | 0.22198 | 15.693 | 0.00661 | 0.0006883 | 0.0008022 | 0.24869 | 18.255 | 0.0074 | 0.0007488 | 0.0008861 | 0.22731 | 17.595 | 0.00673 | 0.0006484 | 0.0007547 | 0.22846 | 16.62 | 0.00762 | 0.0007787 | 0.0009025 | 0.24041 | 18.985 | 0.00719 | 0.0006757 | 0.0007894 | 0.23926 | 19.192 | 0.00691 | 0.0006445 | 0.0007517 | 0.23703 | 19.531 | 0.0075 | 0.0006992 | 0.000812 | 0.234 | 18.936 | 0.00745 | 0.0006946 | 0.000801 | 0.23104 | 18.745 | 0.00747 | 0.0006955 | 0.0008015
0.24802 | 0.19707 | 0.00206 | 0.0002514 | 0.0003402 | 0.27309 | 0.19109 | 0.00477 | 0.0004225 | 0.0006086 | 0.26525 | 0.19292 | 0.00703 | 0.0005488 | 0.0007932 | 0.26525 | 0.68861 | 0.00247 | 0.0002744 | 0.0003519 | 0.27479 | 0.68554 | 0.00343 | 0.0003384 | 0.0004424 | 0.25656 | 1.2098 | 0.00383 | 0.0004112 | 0.0005256 | 0.24968 | 2.2115 | 0.00296 | 0.0003148 | 0.0004015 | 0.2498 | 2.2116 | 0.00327 | 0.0003352 | 0.0004303 | 0.22917 | 2.6724 | 0.00283 | 0.000326 | 0.0004067 | 0.23209 | 3.1492 | 0.00287 | 0.0003318 | 0.000412 | 0.23333 | 3.1543 | 0.00309 | 0.000347 | 0.0004336 | 0.23445 | 3.7316 | 0.003 | 0.0003658 | 0.0004493 | 0.23531 | 3.7357 | 0.00321 | 0.0003803 | 0.00047 | 0.25001 | 3.802 | 0.00354 | 0.0003981 | 0.0004962 | 0.26319 | 4.4987 | 0.00338 | 0.0003832 | 0.0004718 | 0.2501 | 4.3987 | 0.00341 | 0.0004169 | 0.000507 | 0.26198 | 4.4779 | 0.0037 | 0.0004326 | 0.0005304 | 0.2501 | 4.3991 | 0.00377 | 0.0004424 | 0.0005425 | 0.25016 | 5.5707 | 0.00359 | 0.000487 | 0.0005769 | 0.2409 | 5.7072 | 0.00373 | 0.0004798 | 0.0005773 | 0.25021 | 6.4437 | 0.0034 | 0.0004063 | 0.0004935 | 0.24158 | 6.3426 | 0.00345 | 0.0004129 | 0.0005016 | 0.25022 | 7.2126 | 0.00358 | 0.0004287 | 0.0005205 | 0.25737 | 7.5659 | 0.00377 | 0.000431 | 0.0005267 | 0.27052 | 7.7546 | 0.00411 | 0.0004485 | 0.0005526 | 0.27802 | 8.0825 | 0.00406 | 0.0004507 | 0.0005565 | 0.27526 | 8.0384 | 0.0045 | 0.0004783 | 0.0005949 | 0.27525 | 9.0373 | 0.0039 | 0.0004456 | 0.0005406 | 0.27301 | 9.0033 | 0.00428 | 0.0004698 | 0.0005743 | 0.2711 | 8.9741 | 0.00467 | 0.0004927 | 0.0006065 | 0.27113 | 9.267 | 0.00458 | 0.0005139 | 0.0006284 | 0.26029 | 9.0736 | 0.00467 | 0.0005227 | 0.0006391 | 0.27481 | 10.3926 | 0.0045 | 0.000502 | 0.0006121 | 0.26954 | 10.3854 | 0.00447 | 0.0005233 | 0.0006308 | 0.26817 | 10.8894 | 0.0049 | 0.0005971 | 0.0007186 | 0.25891 | 10.4089 | 0.00598 | 0.0008358 | 0.0009957 | 0.25028 | 10.1397 | 0.00652 | 0.0008775 | 0.00105 | 0.25425 | 10.6567 | 0.00518 | 0.0006416 | 0.0007682 | 0.24643 | 10.4527 | 0.00525 | 0.0006495 | 0.0007778 | 0.25028 | 11.113 | 0.00467 | 0.0005509 | 0.0006607 | 0.24312 | 10.9409 | 0.00503 | 0.0005749 | 0.0006934 | 0.24312 | 11.7593 | 0.0052 | 0.0006828 | 0.0008077 | 0.25027 | 11.9744 | 0.00544 | 0.0006949 | 0.0008268 | 0.24415 | 11.7238 | 0.00557 | 0.0006303 | 0.0007599 | 0.22808 | 10.7047 | 0.00529 | 0.0006404 | 0.000762 | 0.24717 | 11.236 | 0.0057 | 0.0006579 | 0.0007913 | 0.23101 | 11.5275 | 0.0051 | 0.0006253 | 0.0007417 | 0.23835 | 11.7924 | 0.0056 | 0.000653 | 0.0007826 | 0.2328 | 11.5995 | 0.00566 | 0.0006584 | 0.0007887 | 0.22496 | 12.0431 | 0.00516 | 0.0006049 | 0.0007176 | 0.22246 | 11.4255 | 0.00535 | 0.0006461 | 0.0007631 | 0.2346 | 11.7516 | 0.0059 | 0.0006749 | 0.0008063 | 0.24218 | 12.0581 | 0.00594 | 0.0006908 | 0.000824 | 0.24481 | 13.272 | 0.00541 | 0.0006323 | 0.0007511 | 0.23385 | 14.0537 | 0.006 | 0.00072 | 0.00085 | 0.22956 | 13.8826 | 0.00605 | 0.0007244 | 0.0008549 | 0.2364 | 14.0384 | 0.00685 | 0.0007742 | 0.0009171 | 0.24212 | 15.7767 | 0.0059 | 0.0006366 | 0.0007538 | 0.23273 | 15.3404 | 0.00599 | 0.0006437 | 0.0007614 | 0.23913 | 15.6395 | 0.00643 | 0.0006643 | 0.0007926 | 0.24839 | 14.6462 | 0.00713 | 0.0007771 | 0.0009226 | 0.2432 | 14.7735 | 0.0069 | 0.0007636 | 0.0008998 | 0.23596 | 15.509 | 0.00688 | 0.0007053 | 0.0008308 | 0.24253 | 17.755 | 0.00668 | 0.0006661 | 0.0007891 | 0.23678 | 16.43 | 0.0069 | 0.0007006 | 0.0008246 | 0.27632 | 19.657 | 0.0079 | 0.0007679 | 0.0009203 | 0.25257 | 18.921 | 0.00726 | 0.0006709 | 0.0007919 | 0.25385 | 18.244 | 0.00817 | 0.000803 | 0.0009454 | 0.26445 | 20.426 | 0.00768 | 0.0006955 | 0.0008234 | 0.26318 | 20.49 | 0.00739 | 0.0006644 | 0.000785 | 0.25858 | 20.903 | 0.00797 | 0.0007191 | 0.0008459 | 0.25527 | 20.354 | 0.00793 | 0.000716 | 0.0008369 | 0.25205 | 20.132 | 0.00796 | 0.0007173 | 0.0008378
0.27282 | 0.19105 | 0.00231 | 0.0002661 | 0.0003667 | 0.29791 | 0.18547 | 0.00528 | 0.000445 | 0.0006495 | 0.29841 | 0.18539 | 0.00805 | 0.0005923 | 0.000862 | 0.29841 | 0.67701 | 0.00275 | 0.0002842 | 0.0003697 | 0.29978 | 0.67656 | 0.00372 | 0.0003466 | 0.000458 | 0.28506 | 1.2185 | 0.00415 | 0.0004193 | 0.0005408 | 0.27464 | 2.2469 | 0.00318 | 0.0003207 | 0.0004125 | 0.2725 | 2.2441 | 0.00349 | 0.0003407 | 0.0004408 | 0.25 | 2.7286 | 0.003 | 0.0003308 | 0.000416 | 0.24995 | 3.2104 | 0.00302 | 0.0003357 | 0.0004199 | 0.25 | 3.2105 | 0.00324 | 0.0003508 | 0.0004413 | 0.25008 | 3.8026 | 0.00313 | 0.0003689 | 0.0004559 | 0.26472 | 3.862 | 0.00346 | 0.0003869 | 0.0004823 | 0.27779 | 3.9095 | 0.00379 | 0.0004041 | 0.0005077 | 0.2895 | 4.615 | 0.00359 | 0.000388 | 0.0004813 | 0.27511 | 4.5606 | 0.00362 | 0.0004224 | 0.0005179 | 0.2858 | 4.625 | 0.00391 | 0.0004376 | 0.0005406 | 0.27284 | 4.5462 | 0.00398 | 0.0004476 | 0.000553 | 0.271 | 5.7643 | 0.00376 | 0.0004908 | 0.0005853 | 0.25943 | 5.9124 | 0.00389 | 0.0004839 | 0.000586 | 0.28595 | 6.8303 | 0.00369 | 0.0004141 | 0.0005078 | 0.27609 | 6.729 | 0.00374 | 0.000421 | 0.0005163 | 0.2815 | 7.6495 | 0.00384 | 0.0004357 | 0.0005339 | 0.28597 | 7.9648 | 0.00401 | 0.0004376 | 0.0005393 | 0.29757 | 8.1161 | 0.00436 | 0.0004544 | 0.0005643 | 0.30583 | 8.5156 | 0.00429 | 0.0004566 | 0.0005684 | 0.30029 | 8.4339 | 0.00473 | 0.0004841 | 0.0006066 | 0.30028 | 9.4107 | 0.00411 | 0.0004507 | 0.0005509 | 0.29576 | 9.3461 | 0.00449 | 0.0004747 | 0.0005843 | 0.29195 | 9.2922 | 0.00488 | 0.0004975 | 0.0006163 | 0.29198 | 9.6241 | 0.00479 | 0.0005189 | 0.0006388 | 0.28031 | 9.4275 | 0.00488 | 0.0005279 | 0.0006499 | 0.29444 | 10.7357 | 0.00468 | 0.0005061 | 0.0006208 | 0.28879 | 10.7078 | 0.00465 | 0.0005276 | 0.0006397 | 0.28605 | 11.2912 | 0.00507 | 0.0006013 | 0.0007278 | 0.27617 | 10.9193 | 0.00616 | 0.0008408 | 0.00101 | 0.26592 | 10.6273 | 0.0067 | 0.0008825 | 0.00106 | 0.27014 | 11.0668 | 0.00535 | 0.0006463 | 0.0007785 | 0.26183 | 10.8527 | 0.00544 | 0.0006545 | 0.0007885 | 0.26592 | 11.4825 | 0.00484 | 0.0005557 | 0.0006705 | 0.25742 | 11.2906 | 0.0052 | 0.0005796 | 0.0007033 | 0.25742 | 12.1779 | 0.00536 | 0.0006871 | 0.0008172 | 0.27808 | 12.744 | 0.00575 | 0.0007033 | 0.0008441 | 0.27467 | 12.5078 | 0.00596 | 0.0006423 | 0.0007825 | 0.25343 | 11.4092 | 0.00564 | 0.0006522 | 0.0007847 | 0.27807 | 12.059 | 0.00611 | 0.0006711 | 0.0008162 | 0.25667 | 12.421 | 0.00542 | 0.000636 | 0.0007627 | 0.26814 | 12.8132 | 0.006 | 0.0006655 | 0.0008067 | 0.2619 | 12.5997 | 0.00606 | 0.0006712 | 0.0008135 | 0.25308 | 12.8382 | 0.00554 | 0.0006184 | 0.0007424 | 0.25026 | 12.1389 | 0.00575 | 0.0006611 | 0.0007905 | 0.26067 | 12.3995 | 0.0063 | 0.0006885 | 0.0008315 | 0.26909 | 12.9355 | 0.00632 | 0.000704 | 0.0008493 | 0.27201 | 14.0885 | 0.00576 | 0.0006439 | 0.0007731 | 0.25724 | 14.9951 | 0.00633 | 0.0007312 | 0.0008724 | 0.25251 | 14.8135 | 0.00638 | 0.0007358 | 0.0008777 | 0.2561 | 14.8782 | 0.00718 | 0.0007861 | 0.0009407 | 0.2623 | 16.7062 | 0.0062 | 0.0006467 | 0.0007734 | 0.25212 | 16.2385 | 0.00629 | 0.0006544 | 0.0007818 | 0.25753 | 16.4911 | 0.00673 | 0.0006743 | 0.0008119 | 0.26613 | 15.2558 | 0.00745 | 0.0007887 | 0.0009446 | 0.26058 | 15.419 | 0.00722 | 0.0007756 | 0.0009225 | 0.25169 | 16.2731 | 0.00718 | 0.0007169 | 0.0008526 | 0.27284 | 19.3487 | 0.0072 | 0.0006858 | 0.0008234 | 0.26638 | 17.878 | 0.00746 | 0.0007236 | 0.000864 | 0.30395 | 21.002 | 0.00838 | 0.000784 | 0.0009499 | 0.27782 | 20.232 | 0.00775 | 0.0006899 | 0.0008244 | 0.27923 | 19.834 | 0.00868 | 0.0008229 | 0.000982 | 0.28849 | 21.85 | 0.00813 | 0.0007124 | 0.0008533 | 0.28711 | 21.772 | 0.00785 | 0.0006815 | 0.0008144 | 0.28013 | 22.269 | 0.00842 | 0.0007362 | 0.0008761 | 0.27654 | 21.776 | 0.00839 | 0.0007343 | 0.0008687 | 0.27305 | 21.543 | 0.00843 | 0.0007359 | 0.0008701
0.29762 | 0.18554 | 0.00256 | 0.0002809 | 0.0003935 | 0.32274 | 0.18035 | 0.00581 | 0.0004675 | 0.0006909 | 0.33156 | 0.17857 | 0.00911 | 0.0006359 | 0.000932 | 0.33156 | 0.66403 | 0.00304 | 0.0002937 | 0.0003872 | 0.32476 | 0.6668 | 0.004 | 0.0003546 | 0.0004735 | 0.3207 | 1.2233 | 0.00455 | 0.0004295 | 0.0005588 | 0.29961 | 2.2765 | 0.00339 | 0.0003261 | 0.0004227 | 0.29521 | 2.2716 | 0.0037 | 0.0003459 | 0.0004508 | 0.27083 | 2.778 | 0.00318 | 0.0003352 | 0.0004248 | 0.2678 | 3.2656 | 0.00317 | 0.0003394 | 0.0004273 | 0.26667 | 3.2628 | 0.00339 | 0.0003543 | 0.0004485 | 0.28134 | 3.922 | 0.00338 | 0.0003753 | 0.0004678 | 0.29413 | 3.9636 | 0.00371 | 0.0003928 | 0.0004935 | 0.30557 | 3.9982 | 0.00404 | 0.0004095 | 0.0005182 | 0.31582 | 4.7086 | 0.0038 | 0.0003924 | 0.00049 | 0.30012 | 4.7058 | 0.00383 | 0.0004273 | 0.0005278 | 0.30961 | 4.7584 | 0.00412 | 0.0004422 | 0.00055 | 0.29558 | 4.6815 | 0.00419 | 0.0004524 | 0.0005626 | 0.29185 | 5.9401 | 0.00392 | 0.0004943 | 0.0005929 | 0.29649 | 6.2778 | 0.00421 | 0.0004919 | 0.0006012 | 0.32169 | 7.17 | 0.00396 | 0.0004208 | 0.0005203 | 0.3106 | 7.0695 | 0.00402 | 0.0004278 | 0.0005291 | 0.31277 | 8.0394 | 0.00409 | 0.0004416 | 0.0005456 | 0.31456 | 8.3256 | 0.00425 | 0.0004433 | 0.0005505 | 0.32462 | 8.4455 | 0.00459 | 0.0004597 | 0.0005748 | 0.33363 | 8.9107 | 0.00451 | 0.0004618 | 0.0005791 | 0.32531 | 8.7971 | 0.00496 | 0.0004891 | 0.0006171 | 0.3253 | 9.7581 | 0.00431 | 0.0004553 | 0.0005603 | 0.31851 | 9.6677 | 0.0047 | 0.0004792 | 0.0005935 | 0.31281 | 9.5901 | 0.00508 | 0.0005018 | 0.0006253 | 0.31284 | 9.962 | 0.00499 | 0.0005234 | 0.0006483 | 0.30033 | 9.7622 | 0.00508 | 0.0005326 | 0.0006597 | 0.31407 | 11.0495 | 0.00486 | 0.0005099 | 0.0006289 | 0.30804 | 11.0211 | 0.00483 | 0.0005315 | 0.0006479 | 0.30392 | 11.6738 | 0.00524 | 0.000605 | 0.0007361 | 0.29343 | 11.4007 | 0.00633 | 0.0008451 | 0.00102 | 0.28157 | 11.0789 | 0.00688 | 0.000887 | 0.00108 | 0.28603 | 11.468 | 0.00553 | 0.0006506 | 0.000788 | 0.27723 | 11.2536 | 0.00561 | 0.0006589 | 0.0007983 | 0.28156 | 11.833 | 0.005 | 0.00056 | 0.0006797 | 0.28602 | 11.9327 | 0.00553 | 0.0005888 | 0.0007211 | 0.28602 | 12.948 | 0.00567 | 0.0006953 | 0.0008341 | 0.31284 | 13.6229 | 0.00612 | 0.0007125 | 0.0008627 | 0.30519 | 13.2362 | 0.00634 | 0.0006524 | 0.0008021 | 0.28511 | 12.2427 | 0.00605 | 0.0006651 | 0.0008089 | 0.30896 | 12.8366 | 0.0065 | 0.0006822 | 0.0008376 | 0.28876 | 13.4736 | 0.00579 | 0.0006474 | 0.000785 | 0.29793 | 13.769 | 0.00636 | 0.0006758 | 0.0008271 | 0.291 | 13.5451 | 0.00643 | 0.0006818 | 0.0008344 | 0.2812 | 13.5792 | 0.00591 | 0.0006297 | 0.0007638 | 0.27807 | 12.7984 | 0.00614 | 0.0006738 | 0.0008144 | 0.28673 | 13.0024 | 0.00668 | 0.0007001 | 0.0008537 | 0.296 | 13.758 | 0.00669 | 0.0007151 | 0.0008713 | 0.29922 | 14.8601 | 0.0061 | 0.0006538 | 0.0007924 | 0.28062 | 15.882 | 0.00664 | 0.0007407 | 0.0008918 | 0.27547 | 15.6898 | 0.0067 | 0.0007455 | 0.0008976 | 0.2758 | 15.693 | 0.00749 | 0.0007964 | 0.0009617 | 0.28247 | 17.6105 | 0.00648 | 0.0006556 | 0.0007909 | 0.27152 | 17.1217 | 0.00658 | 0.0006637 | 0.0008 | 0.27592 | 17.327 | 0.00701 | 0.000683 | 0.0008292 | 0.28387 | 15.8596 | 0.00776 | 0.0007991 | 0.0009648 | 0.27795 | 16.0392 | 0.00753 | 0.0007865 | 0.0009432 | 0.28315 | 17.7833 | 0.00774 | 0.0007388 | 0.0008909 | 0.30316 | 20.897 | 0.00768 | 0.0007019 | 0.0008525 | 0.29597 | 19.3012 | 0.00798 | 0.0007425 | 0.0008976 | 0.33159 | 22.3078 | 0.00882 | 0.0007977 | 0.0009758 | 0.30308 | 21.535 | 0.00821 | 0.0007062 | 0.000853 | 0.30462 | 21.396 | 0.00914 | 0.0008394 | 0.00101 | 0.31253 | 23.235 | 0.00856 | 0.0007268 | 0.0008797 | 0.31103 | 23.036 | 0.00828 | 0.0006963 | 0.0008408 | 0.30167 | 23.617 | 0.00884 | 0.000751 | 0.000903 | 0.29782 | 23.199 | 0.00882 | 0.00075 | 0.000897 | 0.29405 | 22.955 | 0.00886 | 0.0007519 | 0.0008988
0.32242 | 0.18032 | 0.00282 | 0.0002958 | 0.0004208 | 0.34757 | 0.17554 | 0.00635 | 0.0004901 | 0.0007329 | 0.36472 | 0.17245 | 0.01021 | 0.0006796 | 0.001 | 0.36472 | 0.65046 | 0.00333 | 0.0003031 | 0.0004045 | 0.34974 | 0.65664 | 0.0043 | 0.0003626 | 0.0004888 | 0.35633 | 1.2211 | 0.00494 | 0.0004391 | 0.0005758 | 0.32458 | 2.3001 | 0.0036 | 0.0003311 | 0.0004325 | 0.31792 | 2.2943 | 0.00391 | 0.0003508 | 0.0004602 | 0.29167 | 2.8194 | 0.00335 | 0.0003393 | 0.0004331 | 0.28565 | 3.3149 | 0.00331 | 0.0003428 | 0.0004343 | 0.3 | 3.3516 | 0.00369 | 0.0003618 | 0.0004618 | 0.3126 | 4.0176 | 0.00362 | 0.0003811 | 0.0004787 | 0.32355 | 4.0473 | 0.00395 | 0.0003982 | 0.0005037 | 0.33335 | 4.0721 | 0.00428 | 0.0004146 | 0.0005278 | 0.34214 | 4.7854 | 0.004 | 0.0003965 | 0.0004981 | 0.32513 | 4.8383 | 0.00404 | 0.0004317 | 0.0005369 | 0.33343 | 4.879 | 0.00432 | 0.0004464 | 0.0005586 | 0.31831 | 4.8041 | 0.0044 | 0.0004567 | 0.0005715 | 0.33354 | 6.2425 | 0.00424 | 0.0005014 | 0.0006063 | 0.33356 | 6.5901 | 0.00451 | 0.0004987 | 0.0006144 | 0.35744 | 7.4694 | 0.00423 | 0.0004266 | 0.0005313 | 0.34511 | 7.3708 | 0.00429 | 0.0004337 | 0.0005403 | 0.34405 | 8.3881 | 0.00432 | 0.0004468 | 0.0005559 | 0.34316 | 8.6542 | 0.00448 | 0.0004483 | 0.0005605 | 0.35167 | 8.7455 | 0.00481 | 0.0004643 | 0.0005843 | 0.36143 | 9.2683 | 0.00473 | 0.0004664 | 0.0005886 | 0.35033 | 9.131 | 0.00517 | 0.0004936 | 0.0006266 | 0.35032 | 10.0801 | 0.00451 | 0.0004595 | 0.0005688 | 0.34126 | 9.9669 | 0.00489 | 0.0004832 | 0.0006019 | 0.33366 | 9.8704 | 0.00528 | 0.0005058 | 0.0006336 | 0.33369 | 10.2846 | 0.00518 | 0.0005275 | 0.0006571 | 0.32035 | 10.0796 | 0.00527 | 0.0005369 | 0.0006688 | 0.3337 | 11.354 | 0.00503 | 0.0005133 | 0.0006363 | 0.32729 | 11.305 | 0.005 | 0.000535 | 0.0006556 | 0.3218 | 12.0372 | 0.0054 | 0.0006084 | 0.0007438 | 0.31069 | 11.8529 | 0.0065 | 0.0008491 | 0.00103 | 0.31285 | 11.9141 | 0.00721 | 0.0008953 | 0.00109 | 0.31781 | 12.2125 | 0.00585 | 0.0006589 | 0.0008049 | 0.30803 | 11.9877 | 0.00594 | 0.0006675 | 0.0008157 | 0.31285 | 12.4964 | 0.00532 | 0.0005685 | 0.0006961 | 0.32177 | 12.6842 | 0.00593 | 0.0005991 | 0.0007403 | 0.32178 | 13.8374 | 0.00603 | 0.0007042 | 0.0008521 | 0.3476 | 14.4355 | 0.00646 | 0.0007201 | 0.0008785 | 0.33571 | 13.9181 | 0.00669 | 0.0006611 | 0.0008192 | 0.31678 | 13.0308 | 0.00643 | 0.0006758 | 0.0008298 | 0.33986 | 13.5777 | 0.00687 | 0.0006915 | 0.0008562 | 0.32084 | 14.4509 | 0.00614 | 0.0006568 | 0.0008039 | 0.32773 | 14.6587 | 0.0067 | 0.0006844 | 0.0008447 | 0.3201 | 14.4343 | 0.00677 | 0.0006906 | 0.0008524 | 0.30932 | 14.2748 | 0.00626 | 0.0006396 | 0.0007827 | 0.30588 | 13.4227 | 0.0065 | 0.0006849 | 0.0008354 | 0.3128 | 13.5791 | 0.00704 | 0.0007104 | 0.0008735 | 0.32291 | 14.5344 | 0.00703 | 0.0007246 | 0.0008906 | 0.32642 | 15.5857 | 0.00641 | 0.0006624 | 0.0008095 | 0.30401 | 16.7232 | 0.00693 | 0.0007489 | 0.0009091 | 0.29843 | 16.5306 | 0.00699 | 0.0007539 | 0.0009151 | 0.2955 | 16.4716 | 0.00779 | 0.0008056 | 0.0009806 | 0.30265 | 18.4788 | 0.00674 | 0.0006634 | 0.0008067 | 0.29091 | 17.979 | 0.00686 | 0.0006719 | 0.0008165 | 0.29432 | 18.1265 | 0.00728 | 0.0006908 | 0.000845 | 0.31936 | 16.9874 | 0.00834 | 0.0008191 | 0.001 | 0.31269 | 17.2206 | 0.0081 | 0.0008072 | 0.00098 | 0.31461 | 19.2469 | 0.00826 | 0.0007566 | 0.0009233 | 0.33347 | 22.3663 | 0.00812 | 0.0007154 | 0.0008777 | 0.32557 | 20.6763 | 0.00847 | 0.0007583 | 0.0009267 | 0.35922 | 23.5618 | 0.00925 | 0.0008095 | 0.0009987 | 0.32834 | 22.819 | 0.00865 | 0.0007202 | 0.0008785 | 0.33 | 22.898 | 0.00958 | 0.0008534 | 0.00104 | 0.33658 | 24.599 | 0.00897 | 0.0007393 | 0.0009032 | 0.33496 | 24.278 | 0.00869 | 0.0007092 | 0.0008644 | 0.34477 | 26.227 | 0.00962 | 0.0007791 | 0.0009489 | 0.34036 | 25.993 | 0.00961 | 0.0007795 | 0.0009452 | 0.33606 | 25.718 | 0.00965 | 0.000782 | 0.0009476
0.34722 | 0.17561 | 0.00308 | 0.0003107 | 0.0004484 | 0.39722 | 0.16682 | 0.00747 | 0.0005471 | 0.0008188 | 0.39788 | 0.16673 | 0.01135 | 0.0007235 | 0.00108 | 0.39788 | 0.6365 | 0.00363 | 0.0003124 | 0.0004218 | 0.37472 | 0.64629 | 0.00459 | 0.0003704 | 0.000504 | 0.39196 | 1.215 | 0.00534 | 0.0004482 | 0.000592 | 0.34955 | 2.3187 | 0.00381 | 0.0003359 | 0.0004417 | 0.34063 | 2.3129 | 0.00412 | 0.0003554 | 0.0004692 | 0.3125 | 2.8549 | 0.00352 | 0.0003432 | 0.0004409 | 0.32136 | 3.4008 | 0.0036 | 0.0003502 | 0.0004472 | 0.33333 | 3.4266 | 0.00397 | 0.0003687 | 0.0004739 | 0.34386 | 4.0955 | 0.00386 | 0.0003863 | 0.0004886 | 0.35296 | 4.1153 | 0.00419 | 0.0004031 | 0.0005131 | 0.36113 | 4.1322 | 0.00451 | 0.0004192 | 0.0005368 | 0.36846 | 4.8474 | 0.0042 | 0.0004003 | 0.0005056 | 0.35014 | 4.956 | 0.00423 | 0.0004358 | 0.0005453 | 0.38106 | 5.0867 | 0.0047 | 0.0004555 | 0.0005742 | 0.36379 | 5.0166 | 0.00479 | 0.0004659 | 0.0005875 | 0.37523 | 6.4926 | 0.00455 | 0.0005075 | 0.0006181 | 0.37062 | 6.8571 | 0.0048 | 0.0005046 | 0.0006259 | 0.39318 | 7.7303 | 0.00448 | 0.0004317 | 0.0005411 | 0.37962 | 7.6356 | 0.00455 | 0.000439 | 0.0005504 | 0.37533 | 8.6994 | 0.00455 | 0.0004514 | 0.0005652 | 0.37176 | 8.9504 | 0.0047 | 0.0004528 | 0.0005696 | 0.37873 | 9.019 | 0.00503 | 0.0004686 | 0.000593 | 0.38923 | 9.5936 | 0.00493 | 0.0004705 | 0.0005973 | 0.37536 | 9.4363 | 0.00538 | 0.0004977 | 0.0006352 | 0.37535 | 10.3787 | 0.0047 | 0.0004632 | 0.0005766 | 0.36401 | 10.2517 | 0.00509 | 0.0004869 | 0.0006097 | 0.35451 | 10.1343 | 0.00548 | 0.0005094 | 0.0006413 | 0.35455 | 10.5798 | 0.00536 | 0.0005313 | 0.0006651 | 0.34037 | 10.3835 | 0.00546 | 0.0005407 | 0.0006771 | 0.35333 | 11.639 | 0.0052 | 0.0005165 | 0.0006432 | 0.34655 | 11.5796 | 0.00517 | 0.0005383 | 0.0006627 | 0.35756 | 12.7056 | 0.00571 | 0.0006152 | 0.0007576 | 0.34521 | 12.6794 | 0.00681 | 0.0008564 | 0.00104 | 0.35196 | 12.8289 | 0.0076 | 0.000904 | 0.00111 | 0.35754 | 13.0766 | 0.00623 | 0.000668 | 0.0008229 | 0.34654 | 12.8413 | 0.00633 | 0.0006769 | 0.0008343 | 0.35195 | 13.2593 | 0.00569 | 0.000578 | 0.0007139 | 0.35753 | 13.369 | 0.0063 | 0.0006079 | 0.000757 | 0.35753 | 14.6504 | 0.00637 | 0.0007116 | 0.0008674 | 0.38236 | 15.1808 | 0.00679 | 0.0007267 | 0.0008922 | 0.36622 | 14.5525 | 0.00703 | 0.0006687 | 0.0008343 | 0.34846 | 13.7723 | 0.00679 | 0.000685 | 0.000848 | 0.37075 | 14.2816 | 0.00721 | 0.0006997 | 0.0008726 | 0.35293 | 15.3617 | 0.00646 | 0.0006647 | 0.0008201 | 0.35752 | 15.4912 | 0.00702 | 0.0006917 | 0.00086 | 0.3492 | 15.2664 | 0.0071 | 0.0006982 | 0.0008682 | 0.33744 | 14.9338 | 0.00659 | 0.0006481 | 0.0007995 | 0.33369 | 14.0106 | 0.00686 | 0.0006945 | 0.0008542 | 0.33887 | 14.119 | 0.00739 | 0.0007195 | 0.0008914 | 0.34982 | 15.2639 | 0.00735 | 0.0007329 | 0.0009077 | 0.35362 | 16.2746 | 0.00672 | 0.00067 | 0.0008248 | 0.32739 | 17.5179 | 0.00721 | 0.0007562 | 0.0009244 | 0.32138 | 17.3149 | 0.00728 | 0.0007613 | 0.0009308 | 0.3152 | 17.2236 | 0.00808 | 0.0008136 | 0.0009976 | 0.32283 | 19.3204 | 0.007 | 0.0006703 | 0.000821 | 0.31031 | 18.7998 | 0.00712 | 0.0006791 | 0.0008314 | 0.33111 | 19.6642 | 0.0078 | 0.0007058 | 0.0008725 | 0.35484 | 18.0557 | 0.00889 | 0.000836 | 0.00103 | 0.34743 | 18.3237 | 0.00865 | 0.0008246 | 0.00101 | 0.34608 | 20.6607 | 0.00875 | 0.0007715 | 0.0009512 | 0.36379 | 23.7641 | 0.00854 | 0.0007268 | 0.0008996 | 0.35517 | 22.0106 | 0.00892 | 0.0007717 | 0.0009521 | 0.38685 | 24.7725 | 0.00965 | 0.0008199 | 0.00102 | 0.35359 | 24.07 | 0.00906 | 0.0007324 | 0.0009013 | 0.35539 | 24.349 | 0.00999 | 0.0008654 | 0.00107 | 0.38466 | 27.188 | 0.00971 | 0.0007635 | 0.0009434 | 0.38281 | 26.664 | 0.00945 | 0.0007346 | 0.0009051 | 0.38787 | 28.703 | 0.01032 | 0.0008014 | 0.0009868 | 0.38291 | 28.664 | 0.01031 | 0.0008025 | 0.0009846 | 0.37807 | 28.368 | 0.01037 | 0.0008055 | 0.0009876
0.37202 | 0.1711 | 0.00335 | 0.0003257 | 0.0004765 | 0.44687 | 0.1592 | 0.00865 | 0.0006039 | 0.000907 | 0.43103 | 0.16162 | 0.01253 | 0.0007676 | 0.00115 | 0.43103 | 0.62275 | 0.00394 | 0.0003217 | 0.0004391 | 0.3997 | 0.63584 | 0.0049 | 0.0003783 | 0.0005192 | 0.42759 | 1.2058 | 0.00574 | 0.0004571 | 0.0006077 | 0.37451 | 2.3344 | 0.00402 | 0.0003405 | 0.0004506 | 0.36334 | 2.3276 | 0.00433 | 0.0003598 | 0.0004778 | 0.33333 | 2.8855 | 0.00369 | 0.0003468 | 0.0004483 | 0.35707 | 3.4718 | 0.00388 | 0.0003569 | 0.0004591 | 0.36667 | 3.4887 | 0.00425 | 0.000375 | 0.0004852 | 0.37512 | 4.1585 | 0.0041 | 0.0003911 | 0.0004978 | 0.38238 | 4.1714 | 0.00442 | 0.0004077 | 0.0005219 | 0.38891 | 4.1823 | 0.00475 | 0.0004236 | 0.0005452 | 0.4211 | 4.9386 | 0.0046 | 0.0004092 | 0.0005196 | 0.40016 | 5.1588 | 0.00462 | 0.0004447 | 0.0005604 | 0.42869 | 5.2568 | 0.00508 | 0.0004635 | 0.000588 | 0.40926 | 5.1917 | 0.00517 | 0.0004741 | 0.0006016 | 0.41693 | 6.6982 | 0.00484 | 0.0005129 | 0.0006285 | 0.40768 | 7.0855 | 0.00507 | 0.0005098 | 0.0006362 | 0.42892 | 7.9588 | 0.00473 | 0.0004364 | 0.00055 | 0.41414 | 7.868 | 0.0048 | 0.0004437 | 0.0005595 | 0.40661 | 8.9763 | 0.00477 | 0.0004555 | 0.0005736 | 0.40035 | 9.2201 | 0.00491 | 0.0004569 | 0.000578 | 0.40578 | 9.2679 | 0.00525 | 0.0004725 | 0.0006009 | 0.41704 | 9.8882 | 0.00513 | 0.0004743 | 0.0006052 | 0.40038 | 9.7161 | 0.00559 | 0.0005014 | 0.0006431 | 0.40037 | 10.6548 | 0.00488 | 0.0004667 | 0.0005839 | 0.38676 | 10.5078 | 0.00527 | 0.0004903 | 0.0006169 | 0.37537 | 10.3806 | 0.00566 | 0.0005128 | 0.0006485 | 0.37541 | 10.8654 | 0.00554 | 0.0005347 | 0.0006726 | 0.3604 | 10.669 | 0.00565 | 0.0005443 | 0.0006849 | 0.39259 | 12.1703 | 0.00553 | 0.0005232 | 0.0006558 | 0.38505 | 12.0901 | 0.0055 | 0.0005452 | 0.0006757 | 0.40225 | 13.4536 | 0.00608 | 0.0006228 | 0.0007725 | 0.38837 | 13.5654 | 0.00718 | 0.0008642 | 0.00106 | 0.39106 | 13.6163 | 0.00797 | 0.0009112 | 0.00113 | 0.39727 | 13.8534 | 0.00659 | 0.0006756 | 0.0008383 | 0.38504 | 13.6278 | 0.0067 | 0.0006847 | 0.0008502 | 0.39106 | 13.9652 | 0.00605 | 0.0005861 | 0.0007293 | 0.39328 | 14.0061 | 0.00665 | 0.0006155 | 0.0007716 | 0.39328 | 15.396 | 0.00669 | 0.000718 | 0.0008808 | 0.41712 | 15.8582 | 0.0071 | 0.0007324 | 0.0009043 | 0.39674 | 15.159 | 0.00736 | 0.0006754 | 0.000848 | 0.38014 | 14.4865 | 0.00713 | 0.0006929 | 0.000864 | 0.40165 | 14.9476 | 0.00754 | 0.0007068 | 0.0008873 | 0.38501 | 16.1953 | 0.00677 | 0.0006714 | 0.0008343 | 0.38732 | 16.2561 | 0.00732 | 0.0006981 | 0.0008736 | 0.3783 | 16.031 | 0.00741 | 0.0007048 | 0.0008821 | 0.36555 | 15.5557 | 0.0069 | 0.0006557 | 0.0008146 | 0.36149 | 14.5815 | 0.00719 | 0.0007031 | 0.0008712 | 0.36493 | 14.6512 | 0.00773 | 0.0007277 | 0.0009076 | 0.37672 | 15.9559 | 0.00766 | 0.0007402 | 0.0009231 | 0.38082 | 16.9261 | 0.00701 | 0.0006767 | 0.0008386 | 0.35078 | 18.2755 | 0.00748 | 0.0007626 | 0.0009383 | 0.34434 | 18.0722 | 0.00755 | 0.0007679 | 0.0009449 | 0.3546 | 18.6555 | 0.00862 | 0.0008291 | 0.00103 | 0.36318 | 20.9118 | 0.00748 | 0.0006838 | 0.0008459 | 0.34909 | 20.3695 | 0.00761 | 0.0006932 | 0.0008574 | 0.3679 | 21.0908 | 0.00827 | 0.0007182 | 0.0008957 | 0.39033 | 19.0621 | 0.00941 | 0.0008504 | 0.00106 | 0.38218 | 19.3755 | 0.00916 | 0.0008395 | 0.00104 | 0.37754 | 22.0225 | 0.0092 | 0.000784 | 0.0009755 | 0.39411 | 25.0988 | 0.00894 | 0.0007367 | 0.000919 | 0.38477 | 23.2921 | 0.00935 | 0.0007833 | 0.0009745 | 0.44212 | 27.0498 | 0.0104 | 0.0008405 | 0.00105 | 0.40411 | 26.4713 | 0.00983 | 0.0007566 | 0.0009405 | 0.40616 | 27.0781 | 0.01074 | 0.0008882 | 0.00111 | 0.43274 | 29.5975 | 0.0104 | 0.0007829 | 0.0009765 | 0.43066 | 28.932 | 0.01015 | 0.0007551 | 0.000939 | 0.43096 | 31.038 | 0.01097 | 0.0008195 | 0.00102 | 0.42545 | 31.195 | 0.01096 | 0.0008211 | 0.00102 | 0.42008 | 30.878 | 0.01102 | 0.0008243 | 0.00102
0.39683 | 0.16689 | 0.00364 | 0.0003409 | 0.000505 | 0.49652 | 0.15248 | 0.00989 | 0.0006608 | 0.0009977 | 0.46419 | 0.1568 | 0.01375 | 0.0008121 | 0.00123 | 0.46419 | 0.60911 | 0.00425 | 0.000331 | 0.0004564 | 0.42468 | 0.6254 | 0.0052 | 0.0003861 | 0.0005344 | 0.46323 | 1.1937 | 0.00615 | 0.0004658 | 0.0006231 | 0.39948 | 2.3461 | 0.00423 | 0.0003449 | 0.0004591 | 0.40876 | 2.3501 | 0.00475 | 0.0003704 | 0.0004941 | 0.375 | 2.9337 | 0.00402 | 0.0003551 | 0.0004622 | 0.39277 | 3.529 | 0.00416 | 0.0003631 | 0.0004701 | 0.4 | 3.54 | 0.00453 | 0.0003808 | 0.0004957 | 0.40638 | 4.2086 | 0.00433 | 0.0003957 | 0.0005064 | 0.41179 | 4.2166 | 0.00465 | 0.000412 | 0.0005302 | 0.44447 | 4.257 | 0.00521 | 0.000434 | 0.0005608 | 0.47373 | 4.9952 | 0.00499 | 0.0004173 | 0.0005323 | 0.45018 | 5.323 | 0.00499 | 0.0004525 | 0.0005739 | 0.47633 | 5.3953 | 0.00545 | 0.0004707 | 0.0006005 | 0.45473 | 5.3361 | 0.00554 | 0.0004814 | 0.0006144 | 0.45862 | 6.8682 | 0.00513 | 0.0005178 | 0.000638 | 0.44474 | 7.2813 | 0.00534 | 0.0005145 | 0.0006456 | 0.46467 | 8.1586 | 0.00497 | 0.0004406 | 0.0005582 | 0.44865 | 8.0727 | 0.00504 | 0.000448 | 0.0005679 | 0.43788 | 9.2245 | 0.00498 | 0.0004593 | 0.0005813 | 0.42895 | 9.4631 | 0.00512 | 0.0004606 | 0.0005856 | 0.43283 | 9.4951 | 0.00545 | 0.000476 | 0.0006083 | 0.44484 | 10.1563 | 0.00532 | 0.0004777 | 0.0006125 | 0.4254 | 9.9721 | 0.00578 | 0.0005048 | 0.0006505 | 0.42539 | 10.9213 | 0.00506 | 0.0004698 | 0.0005906 | 0.40951 | 10.7544 | 0.00546 | 0.0004935 | 0.0006236 | 0.41708 | 10.8341 | 0.00603 | 0.0005201 | 0.0006616 | 0.41712 | 11.3978 | 0.00589 | 0.000542 | 0.0006862 | 0.40044 | 11.1911 | 0.006 | 0.0005518 | 0.0006989 | 0.44166 | 12.7514 | 0.00592 | 0.0005311 | 0.0006695 | 0.43318 | 12.6503 | 0.00589 | 0.0005533 | 0.0006899 | 0.44695 | 14.1037 | 0.00644 | 0.0006294 | 0.0007853 | 0.43152 | 14.3338 | 0.00752 | 0.0008707 | 0.00108 | 0.43017 | 14.3157 | 0.00832 | 0.0009174 | 0.00114 | 0.43699 | 14.5723 | 0.00693 | 0.0006822 | 0.0008517 | 0.42355 | 14.3364 | 0.00704 | 0.0006915 | 0.000864 | 0.43016 | 14.6033 | 0.00639 | 0.0005931 | 0.0007429 | 0.42903 | 14.5951 | 0.00699 | 0.0006221 | 0.0007847 | 0.42904 | 16.0838 | 0.007 | 0.0007236 | 0.0008926 | 0.45188 | 16.4974 | 0.0074 | 0.0007375 | 0.0009152 | 0.42726 | 15.7172 | 0.00767 | 0.0006814 | 0.0008603 | 0.41182 | 15.1528 | 0.00746 | 0.0006998 | 0.0008783 | 0.43255 | 15.5753 | 0.00786 | 0.0007131 | 0.0009004 | 0.41709 | 16.9711 | 0.00706 | 0.0006774 | 0.000847 | 0.41711 | 16.9728 | 0.00762 | 0.0007038 | 0.0008858 | 0.4074 | 16.7475 | 0.0077 | 0.0007106 | 0.0008946 | 0.39367 | 16.1497 | 0.00721 | 0.0006625 | 0.0008283 | 0.3893 | 15.1247 | 0.00752 | 0.0007108 | 0.0008866 | 0.391 | 15.1556 | 0.00805 | 0.000735 | 0.0009225 | 0.40363 | 16.61 | 0.00796 | 0.0007468 | 0.0009369 | 0.40802 | 17.5597 | 0.00729 | 0.0006828 | 0.0008511 | 0.37416 | 18.9955 | 0.00774 | 0.0007683 | 0.0009508 | 0.36729 | 18.7918 | 0.00781 | 0.0007737 | 0.0009577 | 0.394 | 19.9857 | 0.00912 | 0.0008418 | 0.00105 | 0.40353 | 22.3915 | 0.00793 | 0.0006949 | 0.0008671 | 0.38788 | 21.8279 | 0.00807 | 0.0007049 | 0.0008794 | 0.40469 | 22.4341 | 0.00872 | 0.0007286 | 0.0009158 | 0.42581 | 20.0147 | 0.00991 | 0.0008629 | 0.00108 | 0.41692 | 20.3643 | 0.00965 | 0.0008524 | 0.00106 | 0.409 | 23.3205 | 0.00963 | 0.0007948 | 0.0009968 | 0.42442 | 26.3589 | 0.00932 | 0.0007454 | 0.0009363 | 0.41436 | 24.5395 | 0.00975 | 0.0007933 | 0.0009945 | 0.49738 | 29.1628 | 0.01109 | 0.0008572 | 0.00108 | 0.45462 | 28.7212 | 0.01053 | 0.0007759 | 0.0009729 | 0.45693 | 29.5867 | 0.01142 | 0.0009061 | 0.00114 | 0.48082 | 31.8427 | 0.01103 | 0.0007987 | 0.001 | 0.47851 | 31.0654 | 0.01079 | 0.0007719 | 0.0009678 | 0.47406 | 33.218 | 0.01158 | 0.0008346 | 0.00105 | 0.468 | 33.562 | 0.01156 | 0.0008365 | 0.00105 | 0.46209 | 33.243 | 0.01163 | 0.0008399 | 0.00105
0.44643 | 0.15927 | 0.00422 | 0.0003758 | 0.0005632 | 0.54618 | 0.14657 | 0.01118 | 0.0007179 | 0.00109 | 0.49735 | 0.15239 | 0.015 | 0.000857 | 0.0013 | 0.49735 | 0.59577 | 0.00458 | 0.0003403 | 0.0004738 | 0.44966 | 0.61507 | 0.00552 | 0.000394 | 0.0005496 | 0.49886 | 1.1806 | 0.00656 | 0.0004744 | 0.0006381 | 0.44942 | 2.3627 | 0.00464 | 0.0003555 | 0.0004752 | 0.45417 | 2.3637 | 0.00516 | 0.0003803 | 0.0005094 | 0.41667 | 2.9691 | 0.00435 | 0.0003628 | 0.0004751 | 0.42848 | 3.5763 | 0.00443 | 0.0003688 | 0.0004804 | 0.43333 | 3.5824 | 0.0048 | 0.0003863 | 0.0005056 | 0.43764 | 4.2489 | 0.00456 | 0.0003999 | 0.0005146 | 0.47062 | 4.2823 | 0.00511 | 0.0004224 | 0.0005456 | 0.50003 | 4.3059 | 0.00566 | 0.0004436 | 0.0005751 | 0.52637 | 5.029 | 0.00538 | 0.0004249 | 0.0005441 | 0.5002 | 5.4545 | 0.00535 | 0.0004596 | 0.0005861 | 0.52396 | 5.507 | 0.0058 | 0.0004772 | 0.0006118 | 0.5002 | 5.4547 | 0.0059 | 0.000488 | 0.000626 | 0.50031 | 7.0085 | 0.00541 | 0.0005222 | 0.0006466 | 0.4818 | 7.4474 | 0.00561 | 0.0005189 | 0.0006542 | 0.50041 | 8.3326 | 0.00521 | 0.0004445 | 0.0005658 | 0.48316 | 8.2517 | 0.00528 | 0.000452 | 0.0005756 | 0.46916 | 9.445 | 0.00519 | 0.0004628 | 0.0005884 | 0.45755 | 9.6835 | 0.00532 | 0.0004641 | 0.0005927 | 0.45988 | 9.7007 | 0.00565 | 0.0004794 | 0.0006152 | 0.47264 | 10.3936 | 0.00551 | 0.0004809 | 0.0006193 | 0.45043 | 10.2065 | 0.00598 | 0.000508 | 0.0006573 | 0.45042 | 11.1581 | 0.00524 | 0.0004728 | 0.0005969 | 0.45501 | 11.2084 | 0.00581 | 0.0005004 | 0.0006359 | 0.46921 | 11.3375 | 0.00647 | 0.0005288 | 0.000676 | 0.46926 | 11.9899 | 0.00631 | 0.0005505 | 0.000701 | 0.4505 | 11.7829 | 0.00642 | 0.0005605 | 0.0007142 | 0.49073 | 13.264 | 0.00629 | 0.000538 | 0.0006816 | 0.48132 | 13.1623 | 0.00626 | 0.0005603 | 0.0007025 | 0.49164 | 14.6855 | 0.00677 | 0.0006351 | 0.0007966 | 0.47467 | 15.0041 | 0.00785 | 0.0008762 | 0.00109 | 0.46928 | 14.9267 | 0.00865 | 0.0009227 | 0.00116 | 0.47672 | 15.2229 | 0.00726 | 0.0006879 | 0.0008635 | 0.46205 | 14.9867 | 0.00737 | 0.0006974 | 0.0008761 | 0.46927 | 15.2031 | 0.00672 | 0.0005993 | 0.000755 | 0.46478 | 15.1356 | 0.00732 | 0.0006281 | 0.0007964 | 0.46479 | 16.7132 | 0.0073 | 0.0007285 | 0.0009032 | 0.48664 | 17.0778 | 0.00769 | 0.000742 | 0.0009249 | 0.45778 | 16.2568 | 0.00798 | 0.0006869 | 0.0008715 | 0.4435 | 15.7908 | 0.00777 | 0.000706 | 0.0008912 | 0.46344 | 16.1745 | 0.00817 | 0.0007188 | 0.0009124 | 0.44918 | 17.6787 | 0.00734 | 0.0006826 | 0.0008582 | 0.4469 | 17.6311 | 0.0079 | 0.0007088 | 0.0008968 | 0.4365 | 17.4055 | 0.00799 | 0.0007157 | 0.0009058 | 0.42179 | 16.7156 | 0.0075 | 0.0006686 | 0.0008408 | 0.41711 | 15.6499 | 0.00783 | 0.0007178 | 0.0009007 | 0.41707 | 15.6516 | 0.00837 | 0.0007417 | 0.0009362 | 0.43054 | 17.2258 | 0.00824 | 0.0007526 | 0.0009495 | 0.43522 | 18.165 | 0.00756 | 0.0006882 | 0.0008626 | 0.42093 | 20.3312 | 0.00824 | 0.0007797 | 0.0009728 | 0.4132 | 20.127 | 0.00831 | 0.0007854 | 0.0009801 | 0.4334 | 21.2221 | 0.00959 | 0.0008525 | 0.00107 | 0.44388 | 23.7575 | 0.00835 | 0.0007043 | 0.0008854 | 0.42667 | 23.1828 | 0.0085 | 0.0007147 | 0.0008984 | 0.44148 | 23.6828 | 0.00914 | 0.0007376 | 0.0009334 | 0.46129 | 20.9222 | 0.01038 | 0.0008739 | 0.0011 | 0.45166 | 21.3084 | 0.01011 | 0.0008637 | 0.00109 | 0.44046 | 24.5637 | 0.01003 | 0.0008043 | 0.00102 | 0.48505 | 28.6921 | 0.01002 | 0.0007631 | 0.0009659 | 0.47356 | 26.868 | 0.01051 | 0.0008136 | 0.00103 | 0.55264 | 31.1174 | 0.01173 | 0.000871 | 0.00111 | 0.50513 | 30.8349 | 0.01118 | 0.0007919 | 0.001 | 0.5077 | 31.8792 | 0.01206 | 0.0009207 | 0.00117 | 0.5289 | 33.9295 | 0.01162 | 0.000812 | 0.00103 | 0.52637 | 33.0608 | 0.0114 | 0.0007861 | 0.0009926 | 0.51716 | 35.26 | 0.01214 | 0.0008475 | 0.00107 | 0.51054 | 35.77 | 0.01212 | 0.0008494 | 0.00107 | 0.50409 | 35.451 | 0.01219 | 0.0008531 | 0.00107
0.49603 | 0.15256 | 0.00483 | 0.000411 | 0.0006231 | 0.59583 | 0.14115 | 0.01253 | 0.0007753 | 0.00119 | 0.5305 | 0.14838 | 0.01629 | 0.0009021 | 0.00138 | 0.5305 | 0.58284 | 0.0049 | 0.0003497 | 0.0004914 | 0.49963 | 0.5949 | 0.00616 | 0.0004146 | 0.0005802 | 0.53449 | 1.1665 | 0.00697 | 0.0004828 | 0.0006528 | 0.49935 | 2.3693 | 0.00505 | 0.0003655 | 0.0004904 | 0.49959 | 2.3693 | 0.00557 | 0.0003897 | 0.000524 | 0.45833 | 2.9925 | 0.00468 | 0.00037 | 0.0004871 | 0.46419 | 3.6138 | 0.0047 | 0.0003742 | 0.0004901 | 0.46667 | 3.6158 | 0.00507 | 0.0003915 | 0.0005149 | 0.50016 | 4.3057 | 0.00501 | 0.0004103 | 0.0005297 | 0.52944 | 4.3233 | 0.00556 | 0.000432 | 0.0005597 | 0.55559 | 4.336 | 0.00611 | 0.0004526 | 0.0005884 | 0.57901 | 5.046 | 0.00577 | 0.0004321 | 0.0005552 | 0.55022 | 5.5593 | 0.0057 | 0.0004661 | 0.0005973 | 0.57159 | 5.5979 | 0.00615 | 0.0004833 | 0.0006224 | 0.54568 | 5.5516 | 0.00625 | 0.0004942 | 0.0006367 | 0.54201 | 7.123 | 0.00568 | 0.0005264 | 0.0006546 | 0.51886 | 7.5888 | 0.00587 | 0.0005228 | 0.0006621 | 0.53615 | 8.4829 | 0.00544 | 0.0004481 | 0.0005729 | 0.51767 | 8.4079 | 0.00552 | 0.0004557 | 0.0005828 | 0.50044 | 9.6409 | 0.00539 | 0.000466 | 0.000595 | 0.48614 | 9.8832 | 0.00552 | 0.0004673 | 0.0005994 | 0.48693 | 9.8884 | 0.00585 | 0.0004825 | 0.0006217 | 0.50044 | 10.6112 | 0.0057 | 0.0004838 | 0.0006256 | 0.50048 | 10.6119 | 0.00635 | 0.000515 | 0.0006697 | 0.50046 | 11.6026 | 0.00558 | 0.0004794 | 0.0006084 | 0.51189 | 11.6922 | 0.00623 | 0.0005087 | 0.0006495 | 0.52134 | 11.772 | 0.00689 | 0.0005365 | 0.0006887 | 0.5214 | 12.5034 | 0.0067 | 0.0005578 | 0.000714 | 0.50055 | 12.3063 | 0.00683 | 0.0005681 | 0.0007275 | 0.53981 | 13.7079 | 0.00665 | 0.0005441 | 0.0006924 | 0.52945 | 13.6155 | 0.00663 | 0.0005666 | 0.0007137 | 0.53634 | 15.1984 | 0.0071 | 0.0006402 | 0.0008067 | 0.51782 | 15.5859 | 0.00817 | 0.0008811 | 0.0011 | 0.50838 | 15.4689 | 0.00897 | 0.0009274 | 0.00117 | 0.51645 | 15.8247 | 0.00757 | 0.0006929 | 0.0008741 | 0.50055 | 15.5883 | 0.00769 | 0.0007026 | 0.000887 | 0.50838 | 15.7543 | 0.00703 | 0.0006049 | 0.000766 | 0.50054 | 15.6473 | 0.00763 | 0.0006335 | 0.0008071 | 0.50054 | 17.3039 | 0.00758 | 0.0007329 | 0.0009127 | 0.5214 | 17.6294 | 0.00797 | 0.0007461 | 0.0009338 | 0.4883 | 16.7675 | 0.00827 | 0.0006918 | 0.0008818 | 0.47518 | 16.4002 | 0.00807 | 0.0007115 | 0.0009029 | 0.49434 | 16.7448 | 0.00846 | 0.0007239 | 0.0009233 | 0.48126 | 18.3376 | 0.00761 | 0.0006873 | 0.0008685 | 0.4767 | 18.2406 | 0.00817 | 0.0007134 | 0.0009067 | 0.4656 | 18.0249 | 0.00826 | 0.0007204 | 0.000916 | 0.44991 | 17.2631 | 0.00779 | 0.0006742 | 0.0008523 | 0.44491 | 16.1566 | 0.00814 | 0.0007241 | 0.0009136 | 0.4692 | 16.5877 | 0.00897 | 0.0007558 | 0.0009605 | 0.48436 | 18.3716 | 0.00879 | 0.0007647 | 0.0009718 | 0.48963 | 19.3 | 0.00808 | 0.0006997 | 0.000883 | 0.4677 | 21.5628 | 0.0087 | 0.0007893 | 0.0009915 | 0.45912 | 21.3482 | 0.00878 | 0.0007951 | 0.0009992 | 0.4728 | 22.3933 | 0.01003 | 0.0008617 | 0.00109 | 0.48424 | 25.0284 | 0.00874 | 0.0007125 | 0.0009014 | 0.46546 | 24.4528 | 0.00891 | 0.0007232 | 0.0009151 | 0.47827 | 24.8456 | 0.00954 | 0.0007454 | 0.0009489 | 0.49678 | 21.7837 | 0.01084 | 0.0008837 | 0.00112 | 0.48641 | 22.1969 | 0.01056 | 0.0008737 | 0.00111 | 0.50338 | 26.882 | 0.01079 | 0.0008234 | 0.00105 | 0.54569 | 30.7781 | 0.01068 | 0.0007776 | 0.0009904 | 0.53275 | 29.0202 | 0.0112 | 0.0008299 | 0.00106 | 0.60791 | 32.9407 | 0.01234 | 0.0008829 | 0.00113 | 0.55565 | 32.8089 | 0.0118 | 0.0008053 | 0.00102 | 0.55847 | 33.9823 | 0.01265 | 0.0009329 | 0.00119 | 0.57699 | 35.8654 | 0.01218 | 0.0008234 | 0.00105 | 0.57422 | 34.9453 | 0.01197 | 0.0007983 | 0.00101 | 0.56025 | 37.1702 | 0.01268 | 0.0008587 | 0.00109 | 0.55309 | 37.8475 | 0.01265 | 0.0008606 | 0.00109 | 0.5461 | 37.518 | 0.01273 | 0.0008645 | 0.0011
0.54563 | 0.14655 | 0.00547 | 0.0004464 | 0.0006846 | 0.64548 | 0.13634 | 0.01392 | 0.0008331 | 0.00128 | 0.56366 | 0.14457 | 0.01762 | 0.0009476 | 0.00146 | 0.56366 | 0.57031 | 0.00524 | 0.0003591 | 0.0005091 | 0.56208 | 0.57094 | 0.00699 | 0.0004437 | 0.000619 | 0.57013 | 1.1514 | 0.00739 | 0.0004912 | 0.0006675 | 0.54929 | 2.37 | 0.00546 | 0.000375 | 0.0005049 | 0.54501 | 2.37 | 0.00598 | 0.0003987 | 0.0005378 | 0.5 | 3.0071 | 0.005 | 0.0003768 | 0.0004986 | 0.49989 | 3.6432 | 0.00497 | 0.0003794 | 0.0004994 | 0.53333 | 3.6659 | 0.00561 | 0.0004046 | 0.0005324 | 0.56268 | 4.3387 | 0.00546 | 0.0004199 | 0.0005437 | 0.58827 | 4.3465 | 0.00601 | 0.000441 | 0.0005728 | 0.61115 | 4.3522 | 0.00656 | 0.0004612 | 0.0006009 | 0.63165 | 5.0512 | 0.00615 | 0.0004391 | 0.0005657 | 0.60024 | 5.6422 | 0.00605 | 0.0004721 | 0.0006076 | 0.61922 | 5.669 | 0.0065 | 0.0004891 | 0.0006322 | 0.59115 | 5.6296 | 0.0066 | 0.0005 | 0.0006467 | 0.5837 | 7.2167 | 0.00595 | 0.0005302 | 0.0006621 | 0.55593 | 7.7093 | 0.00612 | 0.0005266 | 0.0006696 | 0.5719 | 8.6134 | 0.00567 | 0.0004516 | 0.0005795 | 0.55218 | 8.5443 | 0.00575 | 0.0004592 | 0.0005896 | 0.53172 | 9.8169 | 0.00559 | 0.000469 | 0.0006012 | 0.51474 | 10.065 | 0.00572 | 0.0004703 | 0.0006056 | 0.54104 | 10.2136 | 0.00624 | 0.0004896 | 0.0006335 | 0.55605 | 10.987 | 0.00606 | 0.0004904 | 0.0006371 | 0.56303 | 11.0372 | 0.0068 | 0.0005235 | 0.0006834 | 0.56302 | 12.067 | 0.00599 | 0.0004873 | 0.0006211 | 0.56876 | 12.1072 | 0.00664 | 0.0005161 | 0.0006615 | 0.57348 | 12.1474 | 0.0073 | 0.0005434 | 0.0007 | 0.57354 | 12.968 | 0.00709 | 0.0005643 | 0.0007255 | 0.55061 | 12.7706 | 0.00721 | 0.0005748 | 0.0007394 | 0.58888 | 14.1126 | 0.007 | 0.0005496 | 0.0007022 | 0.57758 | 14.0197 | 0.00698 | 0.0005722 | 0.0007238 | 0.58103 | 15.6523 | 0.00741 | 0.0006448 | 0.0008158 | 0.56097 | 16.0987 | 0.00848 | 0.0008854 | 0.00111 | 0.54749 | 15.942 | 0.00928 | 0.0009316 | 0.00118 | 0.55617 | 16.3675 | 0.00787 | 0.0006975 | 0.0008837 | 0.53906 | 16.1409 | 0.008 | 0.0007072 | 0.0008968 | 0.54748 | 16.2566 | 0.00733 | 0.0006099 | 0.0007759 | 0.53629 | 16.12 | 0.00794 | 0.0006384 | 0.0008169 | 0.5363 | 17.8457 | 0.00786 | 0.0007369 | 0.0009214 | 0.55616 | 18.132 | 0.00824 | 0.0007499 | 0.0009419 | 0.54934 | 17.7017 | 0.00884 | 0.0007028 | 0.0009001 | 0.50686 | 16.9708 | 0.00836 | 0.0007165 | 0.0009135 | 0.55613 | 17.8084 | 0.00903 | 0.000735 | 0.0009425 | 0.51335 | 18.9378 | 0.00787 | 0.0006915 | 0.0008778 | 0.53628 | 19.3428 | 0.00868 | 0.0007232 | 0.0009243 | 0.5238 | 19.1267 | 0.00879 | 0.0007304 | 0.000934 | 0.50615 | 18.2916 | 0.00834 | 0.0006861 | 0.0008726 | 0.50053 | 17.134 | 0.00872 | 0.0007375 | 0.0009367 | 0.52133 | 17.488 | 0.00954 | 0.0007679 | 0.0009816 | 0.53818 | 19.4016 | 0.0093 | 0.0007749 | 0.0009908 | 0.54403 | 20.3493 | 0.00857 | 0.0007094 | 0.0009006 | 0.51448 | 22.689 | 0.00914 | 0.0007975 | 0.00101 | 0.50503 | 22.474 | 0.00922 | 0.0008035 | 0.00102 | 0.5122 | 23.4884 | 0.01046 | 0.0008698 | 0.00111 | 0.52459 | 26.2031 | 0.00912 | 0.0007196 | 0.0009155 | 0.50425 | 25.6267 | 0.0093 | 0.0007306 | 0.0009298 | 0.51506 | 25.9317 | 0.00992 | 0.0007523 | 0.0009628 | 0.56775 | 23.406 | 0.0117 | 0.0009045 | 0.00116 | 0.5559 | 23.8642 | 0.0114 | 0.0008948 | 0.00114 | 0.5663 | 28.9822 | 0.01148 | 0.0008388 | 0.00107 | 0.60632 | 32.6635 | 0.01129 | 0.0007898 | 0.00101 | 0.59195 | 30.9924 | 0.01185 | 0.0008435 | 0.00108 | 0.66317 | 34.6407 | 0.01291 | 0.0008931 | 0.00115 | 0.60616 | 34.651 | 0.01237 | 0.0008169 | 0.00104 | 0.60924 | 35.9135 | 0.0132 | 0.0009434 | 0.00121 | 0.62507 | 37.6584 | 0.01271 | 0.0008334 | 0.00107 | 0.62207 | 36.7072 | 0.01252 | 0.000809 | 0.00103 | 0.60335 | 38.9578 | 0.01319 | 0.0008685 | 0.00111 | 0.59563 | 39.7726 | 0.01315 | 0.0008703 | 0.00111 | 0.58811 | 39.4425 | 0.01323 | 0.0008744 | 0.00111
0.59524 | 0.14124 | 0.00613 | 0.0004821 | 0.0007477 | 0.69513 | 0.13194 | 0.01536 | 0.0008913 | 0.00138 | 0.59682 | 0.14106 | 0.01897 | 0.0009934 | 0.00154 | 0.59682 | 0.55828 | 0.00558 | 0.0003686 | 0.0005271 | 0.62453 | 0.54858 | 0.00786 | 0.0004729 | 0.0006586 | 0.64139 | 1.1193 | 0.00825 | 0.0005149 | 0.0006965 | 0.59922 | 2.3647 | 0.00587 | 0.0003841 | 0.0005188 | 0.59043 | 2.3658 | 0.00639 | 0.0004073 | 0.0005512 | 0.54167 | 3.0147 | 0.00533 | 0.0003833 | 0.0005095 | 0.57131 | 3.6844 | 0.0055 | 0.0003926 | 0.0005167 | 0.6 | 3.6942 | 0.00614 | 0.0004168 | 0.0005486 | 0.6252 | 4.3539 | 0.00591 | 0.000429 | 0.0005568 | 0.6471 | 4.3567 | 0.00646 | 0.0004496 | 0.0005852 | 0.6667 | 4.3576 | 0.00701 | 0.0004693 | 0.0006127 | 0.68428 | 5.0475 | 0.00654 | 0.0004458 | 0.0005758 | 0.65026 | 5.7073 | 0.00639 | 0.0004778 | 0.0006173 | 0.66686 | 5.7261 | 0.00684 | 0.0004945 | 0.0006415 | 0.63662 | 5.6917 | 0.00695 | 0.0005054 | 0.0006561 | 0.62539 | 7.2926 | 0.00622 | 0.0005339 | 0.0006691 | 0.59299 | 7.811 | 0.00637 | 0.0005301 | 0.0006765 | 0.60764 | 8.727 | 0.00589 | 0.0004548 | 0.0005858 | 0.58669 | 8.6629 | 0.00597 | 0.0004624 | 0.000596 | 0.56299 | 9.9722 | 0.00579 | 0.0004718 | 0.0006071 | 0.57194 | 10.3714 | 0.0061 | 0.0004773 | 0.0006171 | 0.60867 | 10.5396 | 0.00671 | 0.0004985 | 0.0006467 | 0.62556 | 11.3628 | 0.00649 | 0.0004986 | 0.0006498 | 0.62559 | 11.3633 | 0.00723 | 0.0005311 | 0.0006955 | 0.62558 | 12.4723 | 0.00639 | 0.0004943 | 0.0006324 | 0.62564 | 12.4729 | 0.00704 | 0.0005227 | 0.0006722 | 0.62561 | 12.4735 | 0.00769 | 0.0005497 | 0.0007103 | 0.62568 | 13.3734 | 0.00746 | 0.0005702 | 0.0007359 | 0.60066 | 13.1858 | 0.00759 | 0.0005808 | 0.0007501 | 0.63796 | 14.468 | 0.00734 | 0.0005547 | 0.0007111 | 0.62571 | 14.3948 | 0.00732 | 0.0005774 | 0.0007331 | 0.62573 | 16.0669 | 0.00772 | 0.000649 | 0.0008241 | 0.60413 | 16.5524 | 0.00877 | 0.0008893 | 0.00112 | 0.5866 | 16.376 | 0.00958 | 0.0009354 | 0.00119 | 0.5959 | 16.8712 | 0.00817 | 0.0007016 | 0.0008924 | 0.57756 | 16.6444 | 0.00829 | 0.0007114 | 0.0009058 | 0.58659 | 16.7398 | 0.00763 | 0.0006145 | 0.0007851 | 0.57204 | 16.5634 | 0.00824 | 0.0006429 | 0.0008259 | 0.57205 | 18.3484 | 0.00813 | 0.0007406 | 0.0009293 | 0.62568 | 19.0492 | 0.00876 | 0.0007582 | 0.0009564 | 0.61037 | 18.5586 | 0.00937 | 0.0007123 | 0.000916 | 0.57021 | 18.0446 | 0.00892 | 0.0007273 | 0.0009324 | 0.61792 | 18.7748 | 0.00956 | 0.0007444 | 0.0009591 | 0.57752 | 20.0011 | 0.00837 | 0.0007007 | 0.0008942 | 0.59587 | 20.2781 | 0.00917 | 0.0007315 | 0.0009395 | 0.582 | 20.0717 | 0.00928 | 0.0007389 | 0.0009494 | 0.56239 | 19.2439 | 0.00885 | 0.0006963 | 0.0008903 | 0.55614 | 18.0654 | 0.00927 | 0.0007489 | 0.0009567 | 0.57347 | 18.3414 | 0.01008 | 0.0007783 | 0.001 | 0.592 | 20.3447 | 0.00979 | 0.0007837 | 0.00101 | 0.59843 | 21.332 | 0.00904 | 0.0007179 | 0.000916 | 0.56125 | 23.7286 | 0.00956 | 0.0008047 | 0.00102 | 0.55094 | 23.5133 | 0.00965 | 0.0008108 | 0.00103 | 0.5516 | 24.5265 | 0.01086 | 0.0008769 | 0.00112 | 0.56494 | 27.301 | 0.00949 | 0.0007259 | 0.0009282 | 0.54304 | 26.7139 | 0.00967 | 0.0007372 | 0.000943 | 0.58864 | 27.9118 | 0.01064 | 0.0007675 | 0.0009867 | 0.63871 | 24.8976 | 0.0125 | 0.0009218 | 0.00118 | 0.62538 | 25.3818 | 0.01219 | 0.0009124 | 0.00117 | 0.62923 | 30.891 | 0.01213 | 0.0008517 | 0.0011 | 0.66695 | 34.3559 | 0.01187 | 0.0008003 | 0.00103 | 0.65114 | 32.8122 | 0.01246 | 0.0008551 | 0.0011 | 0.71844 | 36.2161 | 0.01346 | 0.0009022 | 0.00116 | 0.65667 | 36.3594 | 0.01292 | 0.0008271 | 0.00106 | 0.66001 | 37.6812 | 0.01373 | 0.0009525 | 0.00123 | 0.67315 | 39.3272 | 0.01321 | 0.0008422 | 0.00108 | 0.66992 | 38.365 | 0.01304 | 0.0008184 | 0.00105 | 0.64645 | 40.6315 | 0.01368 | 0.0008772 | 0.00113 | 0.63818 | 41.5741 | 0.01363 | 0.000879 | 0.00113 | 0.63012 | 41.2435 | 0.01372 | 0.0008831 | 0.00113
0.64484 | 0.13633 | 0.00682 | 0.0005181 | 0.0008122 | 0.74479 | 0.12783 | 0.01685 | 0.00095 | 0.00148 | 0.66313 | 0.13465 | 0.02179 | 0.00112 | 0.0017 | 0.66313 | 0.53553 | 0.00629 | 0.0003943 | 0.0005636 | 0.68698 | 0.52784 | 0.00876 | 0.0005025 | 0.0006991 | 0.71266 | 1.0882 | 0.00913 | 0.0005386 | 0.0007253 | 0.64916 | 2.3544 | 0.00629 | 0.000393 | 0.0005323 | 0.63584 | 2.3576 | 0.00681 | 0.0004157 | 0.0005642 | 0.58333 | 3.0164 | 0.00565 | 0.0003896 | 0.00052 | 0.64272 | 3.7047 | 0.00603 | 0.0004049 | 0.0005327 | 0.66667 | 3.7076 | 0.00666 | 0.0004283 | 0.0005638 | 0.68771 | 4.3572 | 0.00636 | 0.0004377 | 0.0005692 | 0.70592 | 4.3561 | 0.00691 | 0.0004579 | 0.0005971 | 0.72226 | 4.355 | 0.00746 | 0.0004773 | 0.0006241 | 0.73692 | 5.0379 | 0.00693 | 0.0004522 | 0.0005855 | 0.70028 | 5.7575 | 0.00673 | 0.0004832 | 0.0006265 | 0.71449 | 5.7694 | 0.00718 | 0.0004996 | 0.0006503 | 0.6821 | 5.741 | 0.00729 | 0.0005106 | 0.000665 | 0.66708 | 7.3536 | 0.00649 | 0.0005374 | 0.0006758 | 0.63005 | 7.8968 | 0.00662 | 0.0005334 | 0.0006831 | 0.64339 | 8.8238 | 0.00611 | 0.0004579 | 0.0005917 | 0.6212 | 8.7657 | 0.0062 | 0.0004655 | 0.000602 | 0.62555 | 10.2341 | 0.00617 | 0.0004785 | 0.0006178 | 0.64343 | 10.6876 | 0.00656 | 0.000486 | 0.0006299 | 0.6763 | 10.8064 | 0.00717 | 0.0005066 | 0.0006586 | 0.69506 | 11.6493 | 0.00692 | 0.0005059 | 0.0006612 | 0.68815 | 11.6301 | 0.00766 | 0.000538 | 0.0007064 | 0.68814 | 12.8084 | 0.00677 | 0.0005007 | 0.0006426 | 0.68252 | 12.7793 | 0.00743 | 0.0005288 | 0.000682 | 0.67775 | 12.7501 | 0.00808 | 0.0005555 | 0.0007198 | 0.67782 | 13.7294 | 0.00781 | 0.0005756 | 0.0007453 | 0.65072 | 13.5517 | 0.00795 | 0.0005863 | 0.0007598 | 0.68703 | 14.7841 | 0.00768 | 0.0005594 | 0.0007193 | 0.67384 | 14.7204 | 0.00766 | 0.0005822 | 0.0007417 | 0.67042 | 16.4322 | 0.00802 | 0.0006529 | 0.0008318 | 0.64728 | 16.9569 | 0.00906 | 0.0008929 | 0.00113 | 0.6257 | 16.7606 | 0.00987 | 0.0009389 | 0.00119 | 0.63563 | 17.3356 | 0.00845 | 0.0007054 | 0.0009003 | 0.61607 | 17.1187 | 0.00858 | 0.0007153 | 0.000914 | 0.62569 | 17.1738 | 0.00791 | 0.0006187 | 0.0007935 | 0.64355 | 17.3723 | 0.00881 | 0.0006534 | 0.000842 | 0.64356 | 19.266 | 0.00864 | 0.0007488 | 0.0009434 | 0.6952 | 19.8387 | 0.00927 | 0.0007656 | 0.000969 | 0.67141 | 19.3277 | 0.00989 | 0.0007206 | 0.00093 | 0.63357 | 19.0114 | 0.00944 | 0.0007366 | 0.0009486 | 0.67972 | 19.6634 | 0.01006 | 0.0007526 | 0.0009736 | 0.64168 | 20.9173 | 0.00885 | 0.0007087 | 0.0009084 | 0.65546 | 21.0958 | 0.00965 | 0.0007389 | 0.0009528 | 0.6402 | 20.8991 | 0.00976 | 0.0007464 | 0.000963 | 0.61863 | 20.129 | 0.00935 | 0.0007052 | 0.0009059 | 0.61176 | 18.9397 | 0.0098 | 0.0007588 | 0.0009743 | 0.6256 | 19.1573 | 0.0106 | 0.0007876 | 0.00102 | 0.64581 | 21.1904 | 0.01026 | 0.0007915 | 0.00102 | 0.65283 | 22.2471 | 0.00948 | 0.0007254 | 0.0009297 | 0.60802 | 24.7009 | 0.00996 | 0.000811 | 0.00103 | 0.59685 | 24.4754 | 0.01005 | 0.0008172 | 0.00104 | 0.6304 | 26.43 | 0.01162 | 0.0008921 | 0.00115 | 0.64565 | 29.2741 | 0.01018 | 0.0007398 | 0.0009502 | 0.62061 | 28.6957 | 0.01037 | 0.0007516 | 0.0009658 | 0.66222 | 29.6498 | 0.01132 | 0.0007801 | 0.00101 | 0.70968 | 26.286 | 0.01326 | 0.0009366 | 0.00121 | 0.69487 | 26.7867 | 0.01294 | 0.0009273 | 0.00119 | 0.69215 | 32.6164 | 0.01275 | 0.0008627 | 0.00112 | 0.72758 | 35.8838 | 0.01243 | 0.0008095 | 0.00105 | 0.71034 | 34.4878 | 0.01304 | 0.0008651 | 0.00112 | 0.7737 | 37.6858 | 0.01399 | 0.0009102 | 0.00118 | 0.70718 | 37.963 | 0.01345 | 0.0008361 | 0.00108 | 0.71078 | 39.3142 | 0.01424 | 0.0009605 | 0.00124 | 0.72123 | 40.8808 | 0.0137 | 0.0008501 | 0.0011 | 0.71777 | 39.9277 | 0.01353 | 0.0008269 | 0.00107 | 0.68954 | 42.1901 | 0.01415 | 0.0008851 | 0.00114 | 0.68072 | 43.2707 | 0.01409 | 0.0008867 | 0.00114 | 0.67212 | 42.9397 | 0.01418 | 0.000891 | 0.00115
0.69444 | 0.13192 | 0.00754 | 0.0005546 | 0.0008782 | 0.79444 | 0.12412 | 0.01839 | 0.00101 | 0.00159 | 0.74602 | 0.12774 | 0.02549 | 0.0013 | 0.00192 | 0.74602 | 0.50958 | 0.00722 | 0.0004307 | 0.0006106 | 0.74944 | 0.5086 | 0.0097 | 0.0005324 | 0.0007407 | 0.78392 | 1.0561 | 0.01004 | 0.0005624 | 0.0007543 | 0.69909 | 2.3422 | 0.0067 | 0.0004016 | 0.0005454 | 0.72668 | 2.3342 | 0.00764 | 0.0004398 | 0.0005891 | 0.66667 | 3.0078 | 0.0063 | 0.0004066 | 0.00054 | 0.71413 | 3.7092 | 0.00656 | 0.0004165 | 0.0005479 | 0.73333 | 3.7091 | 0.00719 | 0.0004393 | 0.0005782 | 0.75023 | 4.3507 | 0.00681 | 0.0004461 | 0.000581 | 0.76475 | 4.3486 | 0.00736 | 0.0004659 | 0.0006085 | 0.77782 | 4.3456 | 0.00791 | 0.0004849 | 0.0006351 | 0.78956 | 5.0243 | 0.00732 | 0.0004586 | 0.0005949 | 0.7503 | 5.7938 | 0.00707 | 0.0004884 | 0.0006352 | 0.76212 | 5.8018 | 0.00752 | 0.0005046 | 0.0006588 | 0.72757 | 5.7793 | 0.00763 | 0.0005156 | 0.0006735 | 0.70878 | 7.4017 | 0.00675 | 0.0005407 | 0.0006822 | 0.66711 | 7.9688 | 0.00687 | 0.0005366 | 0.0006894 | 0.71487 | 8.9767 | 0.00655 | 0.0004657 | 0.0006028 | 0.69023 | 8.9295 | 0.00664 | 0.0004734 | 0.0006132 | 0.70374 | 10.481 | 0.00665 | 0.000487 | 0.0006299 | 0.71492 | 10.9245 | 0.00701 | 0.000494 | 0.0006414 | 0.74393 | 11.0036 | 0.00761 | 0.000514 | 0.0006694 | 0.76457 | 11.8763 | 0.00733 | 0.0005126 | 0.0006715 | 0.75071 | 11.8373 | 0.00807 | 0.0005444 | 0.0007163 | 0.75069 | 13.0851 | 0.00715 | 0.0005065 | 0.000652 | 0.73939 | 13.0462 | 0.0078 | 0.0005344 | 0.0006911 | 0.72988 | 12.9971 | 0.00846 | 0.0005609 | 0.0007286 | 0.72996 | 14.0459 | 0.00817 | 0.0005806 | 0.000754 | 0.70077 | 13.8681 | 0.00831 | 0.0005913 | 0.0007687 | 0.7361 | 15.0606 | 0.008 | 0.0005638 | 0.0007269 | 0.72197 | 15.0266 | 0.00799 | 0.0005867 | 0.0007496 | 0.71512 | 16.758 | 0.00832 | 0.0006565 | 0.0008389 | 0.69043 | 17.322 | 0.00935 | 0.0008961 | 0.00113 | 0.70392 | 17.4215 | 0.01044 | 0.0009468 | 0.00121 | 0.71508 | 18.166 | 0.009 | 0.0007142 | 0.0009146 | 0.69308 | 17.9488 | 0.00914 | 0.0007243 | 0.0009286 | 0.70391 | 17.9735 | 0.00847 | 0.0006286 | 0.0008086 | 0.71505 | 18.0831 | 0.00936 | 0.0006626 | 0.0008562 | 0.71506 | 20.0557 | 0.00914 | 0.000756 | 0.0009557 | 0.76472 | 20.5399 | 0.00975 | 0.0007721 | 0.0009801 | 0.73245 | 20.0384 | 0.01038 | 0.0007281 | 0.0009426 | 0.69693 | 19.8902 | 0.00995 | 0.0007446 | 0.0009627 | 0.74151 | 20.4637 | 0.01055 | 0.0007599 | 0.0009865 | 0.70585 | 21.6958 | 0.0093 | 0.0007157 | 0.0009209 | 0.71504 | 21.8053 | 0.0101 | 0.0007455 | 0.0009646 | 0.6984 | 21.6183 | 0.01022 | 0.0007531 | 0.0009751 | 0.67487 | 20.9664 | 0.00982 | 0.0007131 | 0.0009197 | 0.66737 | 19.7863 | 0.0103 | 0.0007675 | 0.00099 | 0.67773 | 19.9351 | 0.0111 | 0.0007958 | 0.00103 | 0.69963 | 21.968 | 0.01071 | 0.0007985 | 0.00104 | 0.70724 | 23.1043 | 0.00991 | 0.000732 | 0.000942 | 0.65479 | 25.5955 | 0.01035 | 0.0008167 | 0.00105 | 0.64276 | 25.3697 | 0.01044 | 0.000823 | 0.00105 | 0.7092 | 28.1507 | 0.01234 | 0.0009048 | 0.00117 | 0.72636 | 31.0044 | 0.01082 | 0.0007515 | 0.0009686 | 0.69819 | 30.425 | 0.01103 | 0.0007637 | 0.0009849 | 0.7358 | 31.1933 | 0.01196 | 0.000791 | 0.00102 | 0.78065 | 27.5893 | 0.01399 | 0.0009494 | 0.00123 | 0.76436 | 28.0872 | 0.01365 | 0.0009403 | 0.00122 | 0.75507 | 34.1968 | 0.01333 | 0.0008723 | 0.00113 | 0.78821 | 37.276 | 0.01296 | 0.0008177 | 0.00106 | 0.76953 | 36.038 | 0.01359 | 0.0008739 | 0.00114 | 0.82897 | 39.059 | 0.0145 | 0.0009175 | 0.00119 | 0.7577 | 39.4508 | 0.01395 | 0.0008441 | 0.00109 | 0.76155 | 40.8214 | 0.01472 | 0.0009677 | 0.00126 | 0.76932 | 42.3283 | 0.01417 | 0.0008573 | 0.00111 | 0.76562 | 41.3944 | 0.01401 | 0.0008345 | 0.00108 | 0.73264 | 43.6629 | 0.01461 | 0.0008922 | 0.00115 | 0.72327 | 44.8518 | 0.01453 | 0.0008937 | 0.00116 | 0.71413 | 44.5203 | 0.01462 | 0.0008981 | 0.00116
0.79365 | 0.12421 | 0.00903 | 0.0006452 | 0.00101 | 0.84409 | 0.12072 | 0.01997 | 0.00107 | 0.00169 | 0.82891 | 0.12172 | 0.02939 | 0.00147 | 0.00214 | 0.82891 | 0.48614 | 0.0082 | 0.0004674 | 0.0006592 | 0.81189 | 0.49077 | 0.01068 | 0.0005628 | 0.0007833 | 0.85519 | 1.026 | 0.01098 | 0.0005863 | 0.0007835 | 0.79896 | 2.3099 | 0.00754 | 0.0004266 | 0.0005708 | 0.81751 | 2.3029 | 0.00848 | 0.0004629 | 0.0006132 | 0.75 | 2.9864 | 0.00695 | 0.0004229 | 0.0005591 | 0.78555 | 3.7027 | 0.00708 | 0.0004277 | 0.0005623 | 0.8 | 3.7007 | 0.00772 | 0.0004499 | 0.000592 | 0.81275 | 4.3372 | 0.00726 | 0.0004542 | 0.0005924 | 0.82358 | 4.3342 | 0.00781 | 0.0004737 | 0.0006195 | 0.83338 | 4.3311 | 0.00836 | 0.0004924 | 0.0006457 | 0.84219 | 5.0058 | 0.0077 | 0.0004648 | 0.000604 | 0.80032 | 5.8202 | 0.00741 | 0.0004933 | 0.0006436 | 0.80976 | 5.8242 | 0.00785 | 0.0005094 | 0.0006668 | 0.77304 | 5.8077 | 0.00796 | 0.0005203 | 0.0006817 | 0.75047 | 7.4389 | 0.00702 | 0.0005439 | 0.0006883 | 0.74123 | 8.078 | 0.00735 | 0.0005447 | 0.0007011 | 0.80423 | 9.1075 | 0.00709 | 0.0004759 | 0.0006155 | 0.7765 | 9.0732 | 0.00718 | 0.0004836 | 0.0006261 | 0.78193 | 10.6684 | 0.00711 | 0.0004949 | 0.0006408 | 0.78641 | 11.1119 | 0.00746 | 0.0005013 | 0.000652 | 0.81156 | 11.1613 | 0.00805 | 0.0005209 | 0.0006793 | 0.83407 | 12.0438 | 0.00774 | 0.0005189 | 0.000681 | 0.81327 | 11.995 | 0.00848 | 0.0005504 | 0.0007255 | 0.81325 | 13.3323 | 0.00752 | 0.000512 | 0.0006606 | 0.79627 | 13.2735 | 0.00817 | 0.0005396 | 0.0006995 | 0.78202 | 13.2146 | 0.00883 | 0.0005659 | 0.0007367 | 0.7821 | 14.3229 | 0.00851 | 0.0005852 | 0.0007621 | 0.75083 | 14.1649 | 0.00866 | 0.000596 | 0.000777 | 0.78518 | 15.3175 | 0.00833 | 0.0005679 | 0.0007341 | 0.7701 | 15.3032 | 0.00831 | 0.0005908 | 0.000757 | 0.80451 | 17.3209 | 0.00889 | 0.0006655 | 0.0008517 | 0.77673 | 17.9337 | 0.0099 | 0.0009036 | 0.00115 | 0.78213 | 17.974 | 0.01099 | 0.0009538 | 0.00122 | 0.79453 | 18.8582 | 0.00953 | 0.0007219 | 0.000927 | 0.77008 | 18.6607 | 0.00967 | 0.0007322 | 0.0009413 | 0.78212 | 18.6651 | 0.009 | 0.0006374 | 0.0008219 | 0.78656 | 18.7055 | 0.00989 | 0.0006708 | 0.0008688 | 0.78657 | 20.7471 | 0.00962 | 0.0007624 | 0.0009666 | 0.83424 | 21.1624 | 0.01022 | 0.000778 | 0.0009901 | 0.79349 | 20.6803 | 0.01086 | 0.0007348 | 0.0009539 | 0.76028 | 20.6907 | 0.01043 | 0.0007518 | 0.0009753 | 0.8033 | 21.1953 | 0.01102 | 0.0007664 | 0.000998 | 0.77002 | 22.3759 | 0.00975 | 0.000722 | 0.0009321 | 0.77463 | 22.4262 | 0.01054 | 0.0007515 | 0.0009753 | 0.7566 | 22.2491 | 0.01066 | 0.0007592 | 0.0009859 | 0.73111 | 21.7454 | 0.01028 | 0.0007201 | 0.0009322 | 0.72299 | 20.5847 | 0.01079 | 0.0007753 | 0.001 | 0.72987 | 20.6844 | 0.01158 | 0.0008032 | 0.00105 | 0.75345 | 22.6872 | 0.01115 | 0.0008048 | 0.00105 | 0.76164 | 23.9131 | 0.01033 | 0.0007381 | 0.0009532 | 0.74833 | 27.2197 | 0.01108 | 0.0008298 | 0.00107 | 0.73459 | 26.9935 | 0.01119 | 0.0008363 | 0.00108 | 0.788 | 29.7065 | 0.01301 | 0.0009156 | 0.00119 | 0.80706 | 32.5299 | 0.01144 | 0.0007616 | 0.0009845 | 0.77577 | 31.9597 | 0.01166 | 0.0007741 | 0.001 | 0.80938 | 32.5711 | 0.01257 | 0.0008005 | 0.00104 | 0.85162 | 28.8066 | 0.01468 | 0.0009607 | 0.00125 | 0.83384 | 29.2921 | 0.01433 | 0.0009518 | 0.00124 | 0.818 | 35.6412 | 0.01389 | 0.0008808 | 0.00115 | 0.84884 | 38.5517 | 0.01347 | 0.0008251 | 0.00107 | 0.82873 | 37.462 | 0.01412 | 0.0008818 | 0.00115 | 0.88423 | 40.3452 | 0.01499 | 0.0009241 | 0.0012 | 0.80821 | 40.8521 | 0.01444 | 0.0008514 | 0.00111 | 0.81232 | 42.2222 | 0.01519 | 0.0009743 | 0.00127 | 0.8174 | 43.6892 | 0.01462 | 0.0008638 | 0.00112 | 0.81347 | 42.7746 | 0.01448 | 0.0008414 | 0.00109 | 0.77574 | 45.0493 | 0.01505 | 0.0008987 | 0.00117 | 0.76581 | 46.3365 | 0.01496 | 0.0009001 | 0.00117 | 0.75614 | 46.0148 | 0.01506 | 0.0009045 | 0.00117
0.89286 | 0.1176 | 0.01062 | 0.0007352 | 0.00116 | 0.89374 | 0.11761 | 0.0216 | 0.00113 | 0.0018 | 0.9118 | 0.11651 | 0.03347 | 0.00164 | 0.00236 | 0.9118 | 0.46491 | 0.00922 | 0.0005046 | 0.0007095 | 0.87434 | 0.47424 | 0.01169 | 0.0005935 | 0.000827 | 0.92645 | 0.99646 | 0.01195 | 0.0006104 | 0.0008131 | 0.89883 | 2.2696 | 0.00839 | 0.0004506 | 0.0005954 | 0.90835 | 2.2656 | 0.00933 | 0.0004853 | 0.0006366 | 0.83333 | 2.956 | 0.0076 | 0.0004386 | 0.0005774 | 0.85696 | 3.6883 | 0.00761 | 0.0004385 | 0.0005762 | 0.86667 | 3.6853 | 0.00824 | 0.0004602 | 0.0006054 | 0.87527 | 4.3178 | 0.00771 | 0.0004622 | 0.0006035 | 0.8824 | 4.3158 | 0.00826 | 0.0004813 | 0.0006302 | 0.88894 | 4.3128 | 0.00881 | 0.0004998 | 0.0006561 | 0.89483 | 4.9864 | 0.0081 | 0.0004709 | 0.000613 | 0.85034 | 5.8377 | 0.00774 | 0.0004981 | 0.0006516 | 0.85739 | 5.8397 | 0.00819 | 0.000514 | 0.0006746 | 0.81852 | 5.8282 | 0.0083 | 0.000525 | 0.0006895 | 0.83385 | 7.4855 | 0.00754 | 0.0005525 | 0.0006998 | 0.83389 | 8.1622 | 0.00795 | 0.0005555 | 0.0007146 | 0.89359 | 9.1857 | 0.00763 | 0.0004855 | 0.0006273 | 0.86278 | 9.1634 | 0.00771 | 0.0004932 | 0.0006379 | 0.86013 | 10.7963 | 0.00756 | 0.0005022 | 0.0006508 | 0.8579 | 11.2497 | 0.00789 | 0.0005082 | 0.0006618 | 0.87919 | 11.2793 | 0.00849 | 0.0005275 | 0.0006886 | 0.90358 | 12.1717 | 0.00814 | 0.0005248 | 0.0006898 | 0.87583 | 12.1229 | 0.00889 | 0.0005561 | 0.0007341 | 0.87581 | 13.5298 | 0.00788 | 0.0005171 | 0.0006686 | 0.85315 | 13.4611 | 0.00854 | 0.0005446 | 0.0007073 | 0.83415 | 13.4023 | 0.0092 | 0.0005707 | 0.0007444 | 0.83424 | 14.5702 | 0.00885 | 0.0005895 | 0.0007696 | 0.80088 | 14.4221 | 0.009 | 0.0006004 | 0.0007847 | 0.88332 | 15.7422 | 0.00895 | 0.0005789 | 0.0007472 | 0.86637 | 15.7674 | 0.00893 | 0.0006018 | 0.0007706 | 0.89389 | 17.7751 | 0.00944 | 0.0006737 | 0.0008631 | 0.86304 | 18.4468 | 0.01044 | 0.0009103 | 0.00116 | 0.86034 | 18.4377 | 0.01153 | 0.0009601 | 0.00123 | 0.87399 | 19.4616 | 0.01004 | 0.0007289 | 0.000938 | 0.84709 | 19.274 | 0.01018 | 0.0007393 | 0.0009526 | 0.86033 | 19.278 | 0.00952 | 0.0006453 | 0.0008337 | 0.85806 | 19.2589 | 0.01041 | 0.0006783 | 0.0008802 | 0.85807 | 21.3498 | 0.01008 | 0.0007683 | 0.0009764 | 0.90376 | 21.696 | 0.01067 | 0.0007834 | 0.0009992 | 0.85452 | 21.2733 | 0.01133 | 0.000741 | 0.0009643 | 0.82364 | 21.4225 | 0.01089 | 0.0007582 | 0.0009867 | 0.86509 | 21.868 | 0.01147 | 0.0007724 | 0.00101 | 0.83419 | 22.9674 | 0.01018 | 0.0007277 | 0.0009422 | 0.83422 | 22.9683 | 0.01097 | 0.000757 | 0.000985 | 0.8148 | 22.801 | 0.01109 | 0.0007647 | 0.0009958 | 0.78735 | 22.4658 | 0.01072 | 0.0007266 | 0.0009436 | 0.7786 | 21.3446 | 0.01125 | 0.0007824 | 0.00102 | 0.83413 | 22.0666 | 0.01249 | 0.0008211 | 0.00107 | 0.86109 | 23.9491 | 0.01198 | 0.0008201 | 0.00107 | 0.87045 | 25.3745 | 0.01112 | 0.0007527 | 0.0009727 | 0.84187 | 28.6491 | 0.01178 | 0.0008409 | 0.00108 | 0.82641 | 28.4325 | 0.01189 | 0.0008476 | 0.00109 | 0.8668 | 31.1262 | 0.01365 | 0.000925 | 0.0012 | 0.88777 | 33.8893 | 0.01202 | 0.0007705 | 0.0009984 | 0.85334 | 33.3285 | 0.01226 | 0.0007832 | 0.00102 | 0.88296 | 33.8122 | 0.01316 | 0.0008089 | 0.00105 | 0.92259 | 29.947 | 0.01534 | 0.0009709 | 0.00127 | 0.90333 | 30.4303 | 0.01498 | 0.000962 | 0.00125 | 0.88092 | 36.9588 | 0.01443 | 0.0008884 | 0.00116 | 0.90948 | 39.7103 | 0.01397 | 0.0008319 | 0.00108 | 0.88792 | 38.7789 | 0.01463 | 0.000889 | 0.00116 | 0.9395 | 41.5438 | 0.01547 | 0.0009301 | 0.00122 | 0.85872 | 42.1563 | 0.01491 | 0.000858 | 0.00112 | 0.86309 | 43.516 | 0.01565 | 0.0009802 | 0.00128 | 0.86548 | 44.9528 | 0.01506 | 0.0008698 | 0.00114 | 0.86133 | 44.0676 | 0.01493 | 0.0008478 | 0.00111 | 0.86193 | 47.5708 | 0.01589 | 0.0009141 | 0.00119 | 0.8509 | 49.0653 | 0.01578 | 0.0009149 | 0.00119 | 0.84016 | 48.7329 | 0.01588 | 0.0009196 | 0.0012
0.99206 | 0.11199 | 0.01229 | 0.0008253 | 0.0013 | 0.99305 | 0.1119 | 0.02498 | 0.00129 | 0.00202 | 0.99469 | 0.11181 | 0.03773 | 0.00181 | 0.00259 | 0.99469 | 0.44568 | 0.01029 | 0.0005423 | 0.0007615 | 0.9368 | 0.45892 | 0.01273 | 0.0006248 | 0.0008718 | 0.99772 | 0.9684 | 0.01294 | 0.0006349 | 0.0008431 | 0.9987 | 2.2264 | 0.00926 | 0.000474 | 0.0006195 | 0.99918 | 2.2264 | 0.0102 | 0.0005073 | 0.0006596 | 0.91667 | 2.9217 | 0.00827 | 0.000454 | 0.0005952 | 0.92837 | 3.666 | 0.00814 | 0.000449 | 0.0005897 | 0.93333 | 3.664 | 0.00878 | 0.0004703 | 0.0006184 | 0.93779 | 4.2944 | 0.00816 | 0.0004699 | 0.0006143 | 0.94123 | 4.2934 | 0.00871 | 0.0004888 | 0.0006406 | 0.9445 | 4.2914 | 0.00926 | 0.0005071 | 0.0006662 | 0.94747 | 4.964 | 0.00849 | 0.0004769 | 0.0006217 | 0.90036 | 5.8472 | 0.00807 | 0.0005028 | 0.0006593 | 0.95265 | 5.8498 | 0.00886 | 0.0005272 | 0.0006895 | 0.90946 | 5.8482 | 0.00897 | 0.000538 | 0.0007044 | 0.93809 | 7.506 | 0.00819 | 0.0005642 | 0.0007132 | 0.92654 | 8.2036 | 0.00855 | 0.0005657 | 0.000727 | 0.98295 | 9.2242 | 0.00816 | 0.0004947 | 0.0006382 | 0.94906 | 9.2138 | 0.00824 | 0.0005023 | 0.0006489 | 0.93832 | 10.8845 | 0.00801 | 0.0005092 | 0.0006602 | 0.92939 | 11.3578 | 0.00832 | 0.0005147 | 0.0006709 | 0.94682 | 11.3776 | 0.00892 | 0.0005337 | 0.0006974 | 0.97309 | 12.2598 | 0.00854 | 0.0005304 | 0.0006981 | 0.93839 | 12.2211 | 0.00929 | 0.0005615 | 0.0007422 | 0.93837 | 13.7076 | 0.00824 | 0.000522 | 0.0006761 | 0.91002 | 13.629 | 0.0089 | 0.0005493 | 0.0007147 | 0.93842 | 13.7083 | 0.00992 | 0.000584 | 0.0007585 | 0.93852 | 14.9855 | 0.00951 | 0.0006011 | 0.0007834 | 0.90099 | 14.8573 | 0.00967 | 0.0006121 | 0.0007987 | 0.98147 | 16.0779 | 0.00957 | 0.000589 | 0.000759 | 0.96263 | 16.1626 | 0.00955 | 0.0006117 | 0.0007828 | 0.98328 | 18.1502 | 0.00999 | 0.0006812 | 0.0008734 | 0.94934 | 18.871 | 0.01096 | 0.0009165 | 0.00117 | 0.93856 | 18.8224 | 0.01205 | 0.000966 | 0.00124 | 0.95344 | 19.976 | 0.01053 | 0.0007353 | 0.000948 | 0.9241 | 19.7982 | 0.01068 | 0.0007457 | 0.0009627 | 0.93854 | 19.812 | 0.01001 | 0.0006525 | 0.0008445 | 0.92957 | 19.7533 | 0.01091 | 0.0006852 | 0.0008905 | 0.92958 | 21.8835 | 0.01053 | 0.0007736 | 0.0009853 | 0.97328 | 22.1803 | 0.01112 | 0.0007885 | 0.00101 | 0.9766 | 22.3116 | 0.01222 | 0.0007573 | 0.0009826 | 0.887 | 22.0854 | 0.01134 | 0.000764 | 0.0009969 | 0.98868 | 23.0359 | 0.01234 | 0.0007876 | 0.00103 | 0.89836 | 23.48 | 0.0106 | 0.000733 | 0.0009515 | 0.95339 | 23.8651 | 0.0118 | 0.0007714 | 0.001 | 0.9312 | 23.7175 | 0.01193 | 0.0007793 | 0.00101 | 0.89983 | 23.7899 | 0.01156 | 0.0007426 | 0.0009635 | 0.88983 | 22.7478 | 0.01214 | 0.0007994 | 0.00104 | 0.9384 | 23.3124 | 0.01335 | 0.0008362 | 0.00109 | 0.96872 | 25.0346 | 0.01278 | 0.0008334 | 0.00109 | 0.97925 | 26.6695 | 0.01187 | 0.0007653 | 0.0009893 | 0.93541 | 29.922 | 0.01245 | 0.0008507 | 0.0011 | 0.91823 | 29.6952 | 0.01256 | 0.0008574 | 0.00111 | 0.9456 | 32.4189 | 0.01427 | 0.0009334 | 0.00122 | 0.96848 | 35.1018 | 0.01259 | 0.0007785 | 0.00101 | 0.93092 | 34.5604 | 0.01283 | 0.0007914 | 0.00103 | 0.95654 | 34.9358 | 0.01373 | 0.0008166 | 0.00106 | 0.99356 | 31.0199 | 0.01598 | 0.00098 | 0.00128 | 0.97282 | 31.4913 | 0.01561 | 0.0009713 | 0.00127 | 0.94384 | 38.1591 | 0.01495 | 0.0008953 | 0.00118 | 0.97011 | 40.7812 | 0.01446 | 0.0008381 | 0.0011 | 0.94712 | 39.9985 | 0.01513 | 0.0008955 | 0.00117 | 0.99476 | 42.6745 | 0.01593 | 0.0009357 | 0.00123 | 0.90924 | 43.3731 | 0.01536 | 0.0008642 | 0.00113 | 0.91386 | 44.7123 | 0.01609 | 0.0009857 | 0.00129 | 0.96164 | 47.2571 | 0.01591 | 0.0008845 | 0.00116 | 0.95703 | 46.4507 | 0.01579 | 0.0008634 | 0.00113 | 0.96967 | 50.3506 | 0.01689 | 0.0009327 | 0.00121 | 0.95727 | 52.0621 | 0.01674 | 0.0009328 | 0.00121 | 0.94518 | 51.7391 | 0.01685 | 0.0009376 | 0.00122
1.0913 | 0.10678 | 0.01405 | 0.0009159 | 0.00145 | 1.1172 | 0.10539 | 0.02944 | 0.00152 | 0.00231 | 1.0776 | 0.1075 | 0.04217 | 0.00198 | 0.00283 | 1.0776 | 0.42815 | 0.01141 | 0.0005805 | 0.0008152 | 0.99925 | 0.44469 | 0.01381 | 0.0006565 | 0.0009178 | 1.1403 | 0.9164 | 0.01502 | 0.0007153 | 0.0009048 | 1.0986 | 2.1812 | 0.01015 | 0.0004971 | 0.0006433 | 1.09 | 2.1853 | 0.01109 | 0.000529 | 0.0006824 | 1 | 2.8824 | 0.00894 | 0.000469 | 0.0006126 | 0.99979 | 3.6387 | 0.00868 | 0.0004593 | 0.0006029 | 1 | 3.6387 | 0.00931 | 0.0004802 | 0.0006311 | 1.0003 | 4.268 | 0.00862 | 0.0004776 | 0.0006248 | 1.0001 | 4.2681 | 0.00917 | 0.0004962 | 0.0006508 | 1.0001 | 4.2681 | 0.00972 | 0.0005142 | 0.0006762 | 1.0527 | 4.9153 | 0.00928 | 0.0004951 | 0.0006388 | 1.0004 | 5.8473 | 0.00874 | 0.0005161 | 0.0006742 | 1.0717 | 5.8359 | 0.00969 | 0.0005455 | 0.000707 | 1.0231 | 5.8453 | 0.0098 | 0.0005561 | 0.000722 | 1.0423 | 7.4949 | 0.00884 | 0.0005754 | 0.0007258 | 1.0192 | 8.2144 | 0.00914 | 0.0005755 | 0.0007387 | 1.0723 | 9.2319 | 0.00868 | 0.0005035 | 0.0006486 | 1.0353 | 9.2325 | 0.00877 | 0.000511 | 0.0006593 | 1.0165 | 10.9429 | 0.00846 | 0.0005158 | 0.000669 | 1.0009 | 11.4262 | 0.00875 | 0.000521 | 0.0006795 | 1.0144 | 11.436 | 0.00935 | 0.0005397 | 0.0007057 | 1.0426 | 12.3181 | 0.00894 | 0.0005359 | 0.000706 | 1.001 | 12.2895 | 0.00969 | 0.0005667 | 0.0007499 | 1.0009 | 13.8456 | 0.00859 | 0.0005266 | 0.0006833 | 1.0238 | 13.8954 | 0.00961 | 0.0005625 | 0.0007284 | 1.0427 | 13.9252 | 0.01063 | 0.0005964 | 0.0007714 | 1.0428 | 15.3118 | 0.01015 | 0.0006117 | 0.0007958 | 1.0011 | 15.1934 | 0.01032 | 0.0006228 | 0.0008114 | 1.0796 | 16.3442 | 0.01017 | 0.0005984 | 0.0007698 | 1.0589 | 16.4786 | 0.01015 | 0.0006209 | 0.000794 | 1.0727 | 18.456 | 0.01052 | 0.0006882 | 0.0008829 | 1.0356 | 19.2261 | 0.01147 | 0.0009221 | 0.00118 | 1.0168 | 19.1578 | 0.01256 | 0.0009714 | 0.00125 | 1.0329 | 20.4212 | 0.01101 | 0.0007412 | 0.0009571 | 1.0011 | 20.2533 | 0.01117 | 0.0007517 | 0.000972 | 1.0168 | 20.2768 | 0.0105 | 0.0006592 | 0.0008543 | 1.0011 | 20.1884 | 0.0114 | 0.0006916 | 0.0009001 | 1.0011 | 22.358 | 0.01097 | 0.0007786 | 0.0009935 | 1.1123 | 22.981 | 0.01198 | 0.0008022 | 0.00102 | 1.0987 | 23.1823 | 0.01308 | 0.0007717 | 0.0009985 | 1.0137 | 23.2535 | 0.0122 | 0.0007791 | 0.00101 | 1.1123 | 24.0261 | 0.01317 | 0.000801 | 0.00104 | 1.0267 | 24.3176 | 0.01141 | 0.0007471 | 0.000968 | 1.0726 | 24.5745 | 0.01261 | 0.0007843 | 0.00102 | 1.0476 | 24.4368 | 0.01274 | 0.0007922 | 0.00103 | 1.0123 | 24.9471 | 0.01236 | 0.0007564 | 0.0009806 | 1.0011 | 24.0144 | 0.01297 | 0.000814 | 0.00106 | 1.0427 | 24.4506 | 0.01417 | 0.0008495 | 0.00111 | 1.0764 | 25.9727 | 0.01355 | 0.0008451 | 0.0011 | 1.0881 | 27.8073 | 0.01258 | 0.0007764 | 0.001 | 1.029 | 31.0478 | 0.01309 | 0.0008594 | 0.00111 | 1.0101 | 30.8307 | 0.01321 | 0.0008662 | 0.00112 | 1.0244 | 33.6039 | 0.01486 | 0.0009408 | 0.00123 | 1.0492 | 36.1967 | 0.01314 | 0.0007857 | 0.00102 | 1.0085 | 35.6547 | 0.01339 | 0.0007988 | 0.00104 | 1.0301 | 35.9516 | 0.01428 | 0.0008236 | 0.00108 | 1.0645 | 32.0247 | 0.0166 | 0.0009883 | 0.0013 | 1.0423 | 32.4945 | 0.01622 | 0.0009798 | 0.00128 | 1.0068 | 39.2715 | 0.01545 | 0.0009016 | 0.00119 | 1.0307 | 41.7641 | 0.01493 | 0.0008439 | 0.00111 | 1.0063 | 41.1301 | 0.01561 | 0.0009015 | 0.00119 | 1.1053 | 44.721 | 0.01683 | 0.0009499 | 0.00124 | 1.0103 | 45.5927 | 0.01624 | 0.0008795 | 0.00115 | 1.0154 | 46.8812 | 0.01694 | 0.0009991 | 0.00131 | 1.0819 | 49.76 | 0.01692 | 0.0009027 | 0.00118 | 1.0767 | 49.0724 | 0.01681 | 0.0008826 | 0.00115 | 1.0774 | 52.7709 | 0.01783 | 0.0009488 | 0.00123 | 1.0636 | 54.69 | 0.01766 | 0.0009481 | 0.00123 | 1.0502 | 54.3764 | 0.01777 | 0.0009531 | 0.00124
1.1905 | 0.10158 | 0.0159 | 0.00101 | 0.00161 | 1.2413 | 0.099183 | 0.03419 | 0.00175 | 0.00261 | 1.1605 | 0.10309 | 0.04679 | 0.00215 | 0.00308 | 1.1605 | 0.41223 | 0.01256 | 0.0006193 | 0.0008706 | 1.1242 | 0.41906 | 0.01607 | 0.0007555 | 0.00101 | 1.2828 | 0.86963 | 0.0172 | 0.0007951 | 0.0009688 | 1.1984 | 2.1351 | 0.01105 | 0.0005199 | 0.000667 | 1.1809 | 2.1431 | 0.01199 | 0.0005505 | 0.000705 | 1.0833 | 2.8412 | 0.00962 | 0.0004839 | 0.0006297 | 1.0712 | 3.6084 | 0.00922 | 0.0004694 | 0.0006157 | 1.0667 | 3.6105 | 0.00985 | 0.0004899 | 0.0006436 | 1.0628 | 4.2387 | 0.00908 | 0.0004852 | 0.0006352 | 1.0589 | 4.2398 | 0.00963 | 0.0005035 | 0.0006609 | 1.1112 | 4.2146 | 0.01064 | 0.0005363 | 0.0006956 | 1.1843 | 4.8506 | 0.01028 | 0.000521 | 0.0006594 | 1.1255 | 5.8225 | 0.00958 | 0.0005348 | 0.0006917 | 1.1908 | 5.8001 | 0.01053 | 0.0005632 | 0.0007237 | 1.1368 | 5.8185 | 0.01064 | 0.0005735 | 0.0007386 | 1.1465 | 7.4619 | 0.00949 | 0.0005863 | 0.0007378 | 1.1119 | 8.2013 | 0.00974 | 0.000585 | 0.0007498 | 1.1617 | 9.2178 | 0.00921 | 0.000512 | 0.0006584 | 1.1216 | 9.2274 | 0.0093 | 0.0005195 | 0.0006692 | 1.0947 | 10.9816 | 0.0089 | 0.0005222 | 0.0006774 | 1.0724 | 11.4847 | 0.00918 | 0.000527 | 0.0006877 | 1.0821 | 11.4847 | 0.00977 | 0.0005455 | 0.0007136 | 1.1121 | 12.3667 | 0.00934 | 0.0005411 | 0.0007134 | 1.1261 | 12.3667 | 0.01048 | 0.000582 | 0.0007643 | 1.126 | 14.0623 | 0.00929 | 0.0005398 | 0.0006965 | 1.1375 | 14.0824 | 0.01031 | 0.0005749 | 0.0007408 | 1.147 | 14.0925 | 0.01132 | 0.000608 | 0.0007833 | 1.1471 | 15.5686 | 0.01079 | 0.0006216 | 0.0008071 | 1.1012 | 15.4601 | 0.01095 | 0.0006327 | 0.0008229 | 1.1778 | 16.5512 | 0.01077 | 0.0006073 | 0.0007798 | 1.1552 | 16.7353 | 0.01073 | 0.0006296 | 0.0008043 | 1.1621 | 18.7024 | 0.01105 | 0.0006948 | 0.0008917 | 1.1219 | 19.5219 | 0.01198 | 0.0009274 | 0.00119 | 1.095 | 19.4338 | 0.01307 | 0.0009764 | 0.00126 | 1.1123 | 20.797 | 0.01149 | 0.0007466 | 0.0009655 | 1.0781 | 20.6389 | 0.01165 | 0.0007572 | 0.0009805 | 1.095 | 20.6922 | 0.01098 | 0.0006654 | 0.0008634 | 1.1441 | 20.9303 | 0.01235 | 0.0007096 | 0.0009172 | 1.1441 | 23.1289 | 0.01183 | 0.0007923 | 0.00101 | 1.2514 | 23.6035 | 0.01282 | 0.0008147 | 0.00104 | 1.2207 | 23.9146 | 0.01391 | 0.0007846 | 0.00101 | 1.1404 | 24.224 | 0.01302 | 0.0007923 | 0.00103 | 1.2358 | 24.8482 | 0.01397 | 0.0008129 | 0.00106 | 1.155 | 24.9777 | 0.01221 | 0.0007598 | 0.0009824 | 1.1917 | 25.1458 | 0.0134 | 0.0007961 | 0.00103 | 1.164 | 25.0279 | 0.01353 | 0.0008041 | 0.00104 | 1.1248 | 25.9666 | 0.01313 | 0.0007686 | 0.0009956 | 1.1123 | 25.1433 | 0.01376 | 0.0008266 | 0.00107 | 1.1469 | 25.4709 | 0.01495 | 0.0008612 | 0.00112 | 1.184 | 26.7928 | 0.01429 | 0.0008557 | 0.00112 | 1.1969 | 28.817 | 0.01327 | 0.0007863 | 0.00102 | 1.1225 | 32.0557 | 0.01371 | 0.0008672 | 0.00112 | 1.1019 | 31.8384 | 0.01383 | 0.0008742 | 0.00113 | 1.1032 | 34.6909 | 0.01543 | 0.0009476 | 0.00124 | 1.1299 | 37.1835 | 0.01367 | 0.0007923 | 0.00103 | 1.0861 | 36.6611 | 0.01393 | 0.0008056 | 0.00105 | 1.1037 | 36.869 | 0.01482 | 0.00083 | 0.00109 | 1.1355 | 32.9813 | 0.0172 | 0.0009959 | 0.00131 | 1.1118 | 33.4396 | 0.01681 | 0.0009875 | 0.0013 | 1.0697 | 40.2958 | 0.01594 | 0.0009075 | 0.0012 | 1.0914 | 42.6787 | 0.01539 | 0.0008493 | 0.00111 | 1.0655 | 42.1735 | 0.01608 | 0.000907 | 0.0012 | 1.2435 | 46.9366 | 0.01789 | 0.0009678 | 0.00127 | 1.1365 | 48.0112 | 0.01728 | 0.0008985 | 0.00117 | 1.1423 | 49.2089 | 0.01796 | 0.00102 | 0.00133 | 1.2021 | 51.9212 | 0.01788 | 0.0009186 | 0.0012 | 1.1963 | 51.3727 | 0.01778 | 0.0008993 | 0.00117 | 1.1852 | 54.9092 | 0.01874 | 0.000963 | 0.00125 | 1.17 | 57.0262 | 0.01853 | 0.0009616 | 0.00125 | 1.1552 | 56.7122 | 0.01865 | 0.0009667 | 0.00126
1.2897 | 0.097102 | 0.01784 | 0.0011 | 0.00177 | 1.3654 | 0.094077 | 0.03921 | 0.00197 | 0.00292 | 1.2434 | 0.099098 | 0.0516 | 0.00232 | 0.00333 | 1.2434 | 0.39751 | 0.01377 | 0.0006586 | 0.0009277 | 1.2491 | 0.39663 | 0.01846 | 0.0008533 | 0.00111 | 1.4253 | 0.82747 | 0.01951 | 0.000875 | 0.00104 | 1.2983 | 2.0879 | 0.01198 | 0.0005426 | 0.0006906 | 1.2717 | 2.101 | 0.01291 | 0.0005718 | 0.0007275 | 1.1667 | 2.798 | 0.01032 | 0.0004986 | 0.0006467 | 1.1426 | 3.5742 | 0.00976 | 0.0004794 | 0.0006284 | 1.1333 | 3.5792 | 0.01039 | 0.0004995 | 0.0006558 | 1.1254 | 4.2075 | 0.00954 | 0.0004927 | 0.0006454 | 1.1765 | 4.1803 | 0.01056 | 0.0005262 | 0.0006806 | 1.2501 | 4.1411 | 0.01181 | 0.000568 | 0.0007193 | 1.3159 | 4.7831 | 0.0113 | 0.0005461 | 0.0006796 | 1.2505 | 5.7767 | 0.01042 | 0.0005527 | 0.0007084 | 1.3099 | 5.7495 | 0.01138 | 0.0005804 | 0.0007397 | 1.2505 | 5.7768 | 0.01149 | 0.0005903 | 0.0007545 | 1.2508 | 7.413 | 0.01015 | 0.000597 | 0.0007493 | 1.2045 | 8.1714 | 0.01034 | 0.0005942 | 0.0007605 | 1.251 | 9.1859 | 0.00975 | 0.0005203 | 0.000668 | 1.2079 | 9.2034 | 0.00983 | 0.0005277 | 0.0006787 | 1.1729 | 10.9903 | 0.00935 | 0.0005284 | 0.0006854 | 1.1439 | 11.5134 | 0.0096 | 0.0005328 | 0.0006956 | 1.2173 | 11.5224 | 0.01062 | 0.0005631 | 0.0007286 | 1.2511 | 12.3942 | 0.01013 | 0.0005568 | 0.0007275 | 1.2512 | 12.3945 | 0.01127 | 0.0005966 | 0.0007776 | 1.2512 | 14.2096 | 0.00998 | 0.0005522 | 0.0007087 | 1.2513 | 14.2099 | 0.011 | 0.0005865 | 0.0007524 | 1.2512 | 14.2102 | 0.01202 | 0.000619 | 0.0007943 | 1.2514 | 15.7559 | 0.01141 | 0.0006309 | 0.0008175 | 1.2013 | 15.6673 | 0.01158 | 0.0006421 | 0.0008335 | 1.2759 | 16.7185 | 0.01135 | 0.0006157 | 0.0007891 | 1.2514 | 16.9424 | 0.01131 | 0.0006377 | 0.0008139 | 1.2515 | 18.9093 | 0.01157 | 0.0007011 | 0.0008999 | 1.2083 | 19.7783 | 0.01247 | 0.0009323 | 0.00119 | 1.2514 | 19.8871 | 0.01406 | 0.0009908 | 0.00127 | 1.2713 | 21.4 | 0.01241 | 0.0007624 | 0.0009805 | 1.2321 | 21.2617 | 0.01258 | 0.000773 | 0.0009959 | 1.2514 | 21.3747 | 0.01191 | 0.000683 | 0.0008797 | 1.2871 | 21.5037 | 0.01327 | 0.0007258 | 0.0009324 | 1.2871 | 23.7416 | 0.01267 | 0.0008047 | 0.00102 | 1.3904 | 24.0874 | 0.01364 | 0.0008262 | 0.00105 | 1.3428 | 24.5382 | 0.01472 | 0.0007965 | 0.00103 | 1.2671 | 25.0362 | 0.01381 | 0.0008041 | 0.00104 | 1.3594 | 25.5415 | 0.01475 | 0.0008238 | 0.00107 | 1.2834 | 25.5096 | 0.01298 | 0.0007714 | 0.0009953 | 1.3109 | 25.6086 | 0.01417 | 0.000807 | 0.00104 | 1.2804 | 25.5005 | 0.01431 | 0.000815 | 0.00105 | 1.2373 | 26.8679 | 0.01387 | 0.0007796 | 0.00101 | 1.2235 | 26.154 | 0.01453 | 0.0008379 | 0.00109 | 1.2512 | 26.3925 | 0.01571 | 0.0008717 | 0.00114 | 1.2916 | 27.5043 | 0.01501 | 0.0008654 | 0.00113 | 1.3057 | 29.7182 | 0.01394 | 0.0007953 | 0.00103 | 1.216 | 32.9552 | 0.01431 | 0.0008744 | 0.00113 | 1.1937 | 32.7478 | 0.01443 | 0.0008814 | 0.00114 | 1.182 | 35.6994 | 0.01599 | 0.0009539 | 0.00125 | 1.2106 | 38.0719 | 0.01419 | 0.0007985 | 0.00104 | 1.1636 | 37.559 | 0.01445 | 0.0008119 | 0.00106 | 1.1773 | 37.7178 | 0.01534 | 0.000836 | 0.00109 | 1.2065 | 33.8892 | 0.01779 | 0.001 | 0.00132 | 1.1813 | 34.3263 | 0.01739 | 0.0009947 | 0.00131 | 1.1326 | 41.2316 | 0.01642 | 0.000913 | 0.00121 | 1.2126 | 44.3019 | 0.01629 | 0.0008637 | 0.00113 | 1.1839 | 44.0548 | 0.01699 | 0.0009214 | 0.00121 | 1.3816 | 48.8483 | 0.01891 | 0.0009836 | 0.00128 | 1.2628 | 50.087 | 0.01828 | 0.0009151 | 0.00119 | 1.2692 | 51.1942 | 0.01893 | 0.00103 | 0.00135 | 1.3223 | 53.7987 | 0.0188 | 0.0009328 | 0.00121 | 1.3159 | 53.3793 | 0.01872 | 0.0009141 | 0.00119 | 1.2929 | 56.7937 | 0.01962 | 0.0009758 | 0.00127 | 1.2764 | 59.1189 | 0.01937 | 0.0009737 | 0.00127 | 1.2602 | 58.8145 | 0.0195 | 0.0009789 | 0.00128
1.3889 | 0.093168 | 0.01987 | 0.0012 | 0.00194 | 1.4896 | 0.089561 | 0.0445 | 0.0022 | 0.00324 | 1.3263 | 0.095623 | 0.05661 | 0.0025 | 0.00359 | 1.3263 | 0.3841 | 0.01501 | 0.0006986 | 0.0009865 | 1.374 | 0.3768 | 0.02098 | 0.0009507 | 0.00122 | 1.5678 | 0.78961 | 0.02193 | 0.0009553 | 0.0011 | 1.3982 | 2.0418 | 0.01292 | 0.0005653 | 0.0007143 | 1.3625 | 2.0589 | 0.01385 | 0.0005932 | 0.0007502 | 1.25 | 2.7549 | 0.01102 | 0.0005133 | 0.0006636 | 1.214 | 3.538 | 0.01031 | 0.0004894 | 0.0006409 | 1.2 | 3.546 | 0.01094 | 0.0005091 | 0.0006679 | 1.2504 | 4.141 | 0.01048 | 0.0005161 | 0.0006654 | 1.3236 | 4.0998 | 0.01174 | 0.0005589 | 0.0007047 | 1.389 | 4.0637 | 0.013 | 0.0005989 | 0.0007425 | 1.4475 | 4.7146 | 0.01233 | 0.0005707 | 0.0006994 | 1.3756 | 5.7182 | 0.01127 | 0.0005703 | 0.0007246 | 1.429 | 5.69 | 0.01223 | 0.0005972 | 0.0007552 | 1.3642 | 5.7233 | 0.01234 | 0.0006068 | 0.0007699 | 1.355 | 7.3533 | 0.01081 | 0.0006075 | 0.0007605 | 1.2972 | 8.1296 | 0.01094 | 0.0006032 | 0.0007707 | 1.3404 | 9.1411 | 0.01028 | 0.0005285 | 0.0006772 | 1.2942 | 9.1655 | 0.01037 | 0.0005358 | 0.0006879 | 1.2511 | 10.9793 | 0.00979 | 0.0005345 | 0.0006931 | 1.2869 | 11.5312 | 0.01045 | 0.0005506 | 0.0007104 | 1.3526 | 11.5205 | 0.01147 | 0.0005798 | 0.0007425 | 1.3901 | 12.3722 | 0.01092 | 0.0005718 | 0.0007407 | 1.3763 | 12.3726 | 0.01206 | 0.0006107 | 0.0007902 | 1.3763 | 14.2874 | 0.01067 | 0.000564 | 0.00072 | 1.365 | 14.2878 | 0.01169 | 0.0005977 | 0.0007633 | 1.3555 | 14.2782 | 0.0127 | 0.0006296 | 0.0008048 | 1.3556 | 15.9036 | 0.01203 | 0.0006398 | 0.0008273 | 1.3014 | 15.8349 | 0.0122 | 0.0006509 | 0.0008434 | 1.3741 | 16.8362 | 0.01194 | 0.0006238 | 0.000798 | 1.3477 | 17.1098 | 0.01189 | 0.0006455 | 0.0008229 | 1.4302 | 19.1942 | 0.01259 | 0.0007202 | 0.0009149 | 1.3809 | 20.1722 | 0.01345 | 0.0009466 | 0.00121 | 1.4078 | 20.2218 | 0.01504 | 0.001 | 0.00129 | 1.4302 | 21.8344 | 0.01332 | 0.0007768 | 0.0009939 | 1.3862 | 21.726 | 0.01349 | 0.0007874 | 0.00101 | 1.4078 | 21.8987 | 0.01281 | 0.000699 | 0.0008942 | 1.4301 | 21.9584 | 0.01417 | 0.0007407 | 0.000946 | 1.4301 | 24.2056 | 0.01348 | 0.0008161 | 0.00103 | 1.5294 | 24.4622 | 0.01445 | 0.000837 | 0.00106 | 1.4649 | 25.0527 | 0.01551 | 0.0008075 | 0.00104 | 1.3939 | 25.7096 | 0.01459 | 0.0008149 | 0.00106 | 1.483 | 26.1258 | 0.0155 | 0.0008338 | 0.00108 | 1.4117 | 25.9229 | 0.01374 | 0.0007823 | 0.00101 | 1.4301 | 25.9825 | 0.01493 | 0.0008173 | 0.00105 | 1.3968 | 25.8842 | 0.01507 | 0.0008253 | 0.00107 | 1.3497 | 27.6504 | 0.01459 | 0.0007896 | 0.00102 | 1.3347 | 27.0662 | 0.01526 | 0.0008481 | 0.0011 | 1.3555 | 27.2253 | 0.01643 | 0.0008813 | 0.00115 | 1.3993 | 28.137 | 0.01571 | 0.0008744 | 0.00114 | 1.4145 | 30.5107 | 0.01459 | 0.0008036 | 0.00104 | 1.3096 | 33.7761 | 0.01489 | 0.0008811 | 0.00114 | 1.2855 | 33.5685 | 0.01502 | 0.0008881 | 0.00115 | 1.2608 | 36.6292 | 0.01653 | 0.0009596 | 0.00126 | 1.2913 | 38.8816 | 0.0147 | 0.0008043 | 0.00105 | 1.2412 | 38.3884 | 0.01497 | 0.0008177 | 0.00107 | 1.2509 | 38.4878 | 0.01585 | 0.0008417 | 0.0011 | 1.2774 | 34.7384 | 0.01836 | 0.00101 | 0.00133 | 1.2508 | 35.1642 | 0.01795 | 0.001 | 0.00132 | 1.2585 | 42.9169 | 0.01735 | 0.0009275 | 0.00122 | 1.3642 | 46.0444 | 0.01737 | 0.0008825 | 0.00115 | 1.3319 | 46.0653 | 0.01807 | 0.0009398 | 0.00123 | 1.5198 | 50.4846 | 0.0199 | 0.0009978 | 0.0013 | 1.3891 | 51.8983 | 0.01924 | 0.00093 | 0.00121 | 1.3962 | 52.905 | 0.01987 | 0.00104 | 0.00137 | 1.4425 | 55.451 | 0.0197 | 0.0009456 | 0.00123 | 1.4355 | 55.1509 | 0.01962 | 0.0009275 | 0.0012 | 1.4006 | 58.4829 | 0.02046 | 0.0009874 | 0.00128 | 1.3827 | 61.0067 | 0.02019 | 0.0009847 | 0.00128 | 1.3653 | 60.702 | 0.02031 | 0.0009899 | 0.00129
1.4881 | 0.089604 | 0.02198 | 0.00129 | 0.00212 | 1.6137 | 0.085547 | 0.05005 | 0.00242 | 0.00358 | 1.492 | 0.089485 | 0.06714 | 0.00303 | 0.00413 | 1.492 | 0.36007 | 0.01763 | 0.0008225 | 0.00111 | 1.4989 | 0.35918 | 0.02364 | 0.00105 | 0.00133 | 1.7104 | 0.75527 | 0.02446 | 0.00104 | 0.00118 | 1.4981 | 1.9967 | 0.01389 | 0.000588 | 0.0007382 | 1.4534 | 2.0168 | 0.01481 | 0.0006146 | 0.0007729 | 1.3333 | 2.7117 | 0.01174 | 0.000528 | 0.0006804 | 1.2854 | 3.5008 | 0.01087 | 0.0004993 | 0.0006533 | 1.3333 | 3.4747 | 0.01206 | 0.0005397 | 0.0006918 | 1.4067 | 4.0535 | 0.01167 | 0.0005499 | 0.0006901 | 1.4707 | 4.0164 | 0.01294 | 0.0005908 | 0.0007284 | 1.5279 | 3.9833 | 0.01422 | 0.0006293 | 0.0007654 | 1.5791 | 4.6462 | 0.01337 | 0.0005949 | 0.0007189 | 1.5006 | 5.6496 | 0.01213 | 0.0005875 | 0.0007403 | 1.5481 | 5.6225 | 0.0131 | 0.0006139 | 0.0007704 | 1.4779 | 5.6628 | 0.01319 | 0.0006231 | 0.000785 | 1.4592 | 7.2847 | 0.01148 | 0.000618 | 0.0007714 | 1.3898 | 8.0769 | 0.01154 | 0.0006122 | 0.0007807 | 1.4297 | 9.0853 | 0.01082 | 0.0005366 | 0.0006862 | 1.3805 | 9.1168 | 0.0109 | 0.0005438 | 0.0006969 | 1.4075 | 10.9275 | 0.01069 | 0.0005535 | 0.0007078 | 1.4298 | 11.4994 | 0.0113 | 0.0005676 | 0.0007243 | 1.4879 | 11.4789 | 0.01232 | 0.000596 | 0.0007558 | 1.5291 | 12.3105 | 0.01171 | 0.0005863 | 0.0007531 | 1.5014 | 12.331 | 0.01285 | 0.0006243 | 0.0008021 | 1.5014 | 14.3355 | 0.01135 | 0.0005753 | 0.0007307 | 1.4788 | 14.326 | 0.01237 | 0.0006084 | 0.0007736 | 1.4598 | 14.3265 | 0.01339 | 0.0006398 | 0.0008147 | 1.4599 | 16.0016 | 0.01264 | 0.0006483 | 0.0008366 | 1.4015 | 15.9528 | 0.01282 | 0.0006594 | 0.0008528 | 1.5704 | 16.9824 | 0.01309 | 0.0006495 | 0.0008144 | 1.5402 | 17.3456 | 0.01302 | 0.0006699 | 0.0008397 | 1.609 | 19.37 | 0.01361 | 0.0007382 | 0.0009286 | 1.5535 | 20.4573 | 0.01441 | 0.00096 | 0.00122 | 1.5643 | 20.4674 | 0.016 | 0.00102 | 0.0013 | 1.5891 | 22.1398 | 0.01421 | 0.0007902 | 0.00101 | 1.5402 | 22.0613 | 0.01439 | 0.0008009 | 0.00102 | 1.5642 | 22.2938 | 0.0137 | 0.0007138 | 0.0009073 | 1.5731 | 22.3139 | 0.01505 | 0.0007546 | 0.0009584 | 1.5731 | 24.5606 | 0.01428 | 0.0008269 | 0.00104 | 1.6685 | 24.7579 | 0.01524 | 0.0008472 | 0.00107 | 1.587 | 25.4881 | 0.01628 | 0.0008178 | 0.00105 | 1.5206 | 26.2841 | 0.01534 | 0.0008249 | 0.00107 | 1.6066 | 26.6109 | 0.01625 | 0.0008432 | 0.00109 | 1.54 | 26.2671 | 0.01449 | 0.0007925 | 0.00102 | 1.5493 | 26.2872 | 0.01567 | 0.000827 | 0.00106 | 1.5132 | 26.1988 | 0.01582 | 0.0008351 | 0.00108 | 1.4622 | 28.334 | 0.01529 | 0.0007988 | 0.00103 | 1.446 | 27.8694 | 0.01597 | 0.0008574 | 0.00111 | 1.4597 | 27.9691 | 0.01714 | 0.0008902 | 0.00116 | 1.5069 | 28.6907 | 0.0164 | 0.0008829 | 0.00115 | 1.5233 | 31.2141 | 0.01523 | 0.0008113 | 0.00105 | 1.4031 | 34.508 | 0.01547 | 0.0008873 | 0.00115 | 1.3773 | 34.3103 | 0.0156 | 0.0008944 | 0.00116 | 1.3396 | 37.4901 | 0.01705 | 0.000965 | 0.00127 | 1.372 | 39.6323 | 0.0152 | 0.0008097 | 0.00106 | 1.3188 | 39.1488 | 0.01547 | 0.0008232 | 0.00108 | 1.3244 | 39.1988 | 0.01636 | 0.000847 | 0.00111 | 1.4194 | 36.3096 | 0.01946 | 0.00103 | 0.00135 | 1.3897 | 36.7234 | 0.01904 | 0.00102 | 0.00134 | 1.4158 | 44.6817 | 0.01847 | 0.0009463 | 0.00124 | 1.5158 | 47.5119 | 0.01842 | 0.0008994 | 0.00117 | 1.4799 | 47.7511 | 0.01911 | 0.0009562 | 0.00125 | 1.6579 | 51.9044 | 0.02085 | 0.00101 | 0.00131 | 1.5154 | 53.464 | 0.02017 | 0.0009435 | 0.00122 | 1.5231 | 54.4002 | 0.02078 | 0.00106 | 0.00138 | 1.5627 | 56.8971 | 0.02057 | 0.0009575 | 0.00124 | 1.5552 | 56.7264 | 0.02049 | 0.0009397 | 0.00122 | 1.5084 | 59.9861 | 0.02129 | 0.0009982 | 0.0013 | 1.4891 | 62.7185 | 0.02098 | 0.0009948 | 0.0013 | 1.4703 | 62.4235 | 0.02111 | 0.001 | 0.0013
1.5873 | 0.086361 | 0.02417 | 0.00139 | 0.00229 | 1.7378 | 0.081942 | 0.05586 | 0.00265 | 0.00393 | 1.6578 | 0.084229 | 0.07836 | 0.00355 | 0.0047 | 1.6578 | 0.33945 | 0.02042 | 0.000944 | 0.00124 | 1.6238 | 0.34346 | 0.02641 | 0.00115 | 0.00144 | 1.8529 | 0.72413 | 0.0271 | 0.00112 | 0.00125 | 1.5979 | 1.9516 | 0.01488 | 0.0006108 | 0.0007622 | 1.5442 | 1.9757 | 0.01579 | 0.0006361 | 0.0007957 | 1.4167 | 2.6686 | 0.01246 | 0.0005426 | 0.0006972 | 1.4283 | 3.4224 | 0.012 | 0.0005311 | 0.0006778 | 1.5 | 3.3823 | 0.01348 | 0.000584 | 0.0007213 | 1.563 | 3.9632 | 0.01289 | 0.0005829 | 0.0007144 | 1.6177 | 3.9321 | 0.01417 | 0.0006222 | 0.000752 | 1.6668 | 3.904 | 0.01546 | 0.0006593 | 0.0007883 | 1.7107 | 4.5779 | 0.01443 | 0.0006187 | 0.0007383 | 1.6257 | 5.5762 | 0.013 | 0.0006046 | 0.0007557 | 1.6671 | 5.5511 | 0.01397 | 0.0006304 | 0.0007854 | 1.5916 | 5.5974 | 0.01406 | 0.0006392 | 0.0007997 | 1.5635 | 7.2112 | 0.01216 | 0.0006283 | 0.000782 | 1.4825 | 8.0182 | 0.01215 | 0.000621 | 0.0007905 | 1.6085 | 8.9531 | 0.0119 | 0.0005631 | 0.0007036 | 1.553 | 8.9965 | 0.01198 | 0.0005698 | 0.0007142 | 1.5639 | 10.846 | 0.01159 | 0.0005719 | 0.0007218 | 1.5728 | 11.438 | 0.01216 | 0.0005841 | 0.0007376 | 1.6231 | 11.4176 | 0.01318 | 0.0006118 | 0.0007685 | 1.6681 | 12.239 | 0.0125 | 0.0006005 | 0.0007651 | 1.6265 | 12.2596 | 0.01365 | 0.0006377 | 0.0008135 | 1.6265 | 14.3338 | 0.01204 | 0.0005863 | 0.0007409 | 1.5925 | 14.3345 | 0.01305 | 0.0006188 | 0.0007834 | 1.6683 | 14.3337 | 0.01475 | 0.0006735 | 0.0008334 | 1.6685 | 16.1082 | 0.01386 | 0.0006756 | 0.0008538 | 1.6018 | 16.0893 | 0.01404 | 0.0006865 | 0.0008701 | 1.7666 | 17.0293 | 0.01424 | 0.0006737 | 0.0008296 | 1.7327 | 17.4823 | 0.01415 | 0.0006927 | 0.000855 | 1.7878 | 19.4666 | 0.01462 | 0.0007553 | 0.0009413 | 1.7261 | 20.6533 | 0.01537 | 0.0009726 | 0.00123 | 1.7207 | 20.6438 | 0.01695 | 0.00103 | 0.00131 | 1.748 | 22.356 | 0.01509 | 0.000803 | 0.00102 | 1.6942 | 22.2974 | 0.01527 | 0.0008136 | 0.00103 | 1.7207 | 22.5897 | 0.01457 | 0.0007277 | 0.0009194 | 1.7161 | 22.5802 | 0.01592 | 0.0007678 | 0.00097 | 1.7161 | 24.8364 | 0.01508 | 0.0008371 | 0.00105 | 1.8075 | 24.9641 | 0.01603 | 0.000857 | 0.00108 | 1.709 | 25.854 | 0.01704 | 0.0008275 | 0.00106 | 1.6473 | 26.7493 | 0.01608 | 0.0008343 | 0.00108 | 1.7302 | 27.0167 | 0.01698 | 0.0008521 | 0.0011 | 1.6684 | 26.5421 | 0.01523 | 0.0008022 | 0.00103 | 1.6684 | 26.5425 | 0.01642 | 0.0008364 | 0.00107 | 1.6296 | 26.4641 | 0.01656 | 0.0008444 | 0.00109 | 1.5747 | 28.9384 | 0.01597 | 0.0008075 | 0.00104 | 1.5572 | 28.5935 | 0.01667 | 0.000866 | 0.00113 | 1.564 | 28.6336 | 0.01783 | 0.0008984 | 0.00117 | 1.6145 | 29.1751 | 0.01707 | 0.0008908 | 0.00116 | 1.6321 | 31.8284 | 0.01585 | 0.0008185 | 0.00106 | 1.4967 | 35.1709 | 0.01603 | 0.0008931 | 0.00116 | 1.4692 | 34.9831 | 0.01616 | 0.0009003 | 0.00117 | 1.4184 | 38.2818 | 0.01757 | 0.00097 | 0.00128 | 1.4527 | 40.304 | 0.01568 | 0.0008148 | 0.00107 | 1.3964 | 39.8402 | 0.01597 | 0.0008284 | 0.00108 | 1.4716 | 40.4632 | 0.01734 | 0.0008624 | 0.00113 | 1.5968 | 38.0503 | 0.02077 | 0.00105 | 0.00137 | 1.5635 | 38.452 | 0.02034 | 0.00104 | 0.00136 | 1.5731 | 46.1709 | 0.01954 | 0.0009631 | 0.00126 | 1.6674 | 48.773 | 0.01944 | 0.0009149 | 0.00118 | 1.6279 | 49.1808 | 0.02012 | 0.000971 | 0.00126 | 1.7961 | 53.137 | 0.02178 | 0.00102 | 0.00132 | 1.6417 | 54.8429 | 0.02107 | 0.0009559 | 0.00124 | 1.65 | 55.6987 | 0.02167 | 0.00107 | 0.00139 | 1.6829 | 58.1762 | 0.02142 | 0.0009685 | 0.00125 | 1.6748 | 58.125 | 0.02134 | 0.000951 | 0.00123 | 1.6161 | 61.3424 | 0.0221 | 0.00101 | 0.00131 | 1.5954 | 64.2837 | 0.02175 | 0.001 | 0.00131 | 1.5753 | 63.9984 | 0.02188 | 0.00101 | 0.00131
1.6865 | 0.083378 | 0.02644 | 0.00149 | 0.00248 | 1.862 | 0.078679 | 0.06191 | 0.00288 | 0.00429 | 1.8236 | 0.079653 | 0.09026 | 0.00406 | 0.0053 | 1.8236 | 0.32143 | 0.02337 | 0.00106 | 0.00137 | 1.7487 | 0.32935 | 0.02932 | 0.00124 | 0.00156 | 1.9954 | 0.6958 | 0.02986 | 0.0012 | 0.00133 | 1.6978 | 1.9085 | 0.0159 | 0.0006337 | 0.0007865 | 1.635 | 1.9356 | 0.01679 | 0.0006577 | 0.0008188 | 1.5 | 2.6254 | 0.0132 | 0.0005573 | 0.000714 | 1.6068 | 3.3231 | 0.01345 | 0.0005773 | 0.0007082 | 1.6667 | 3.2891 | 0.01495 | 0.0006273 | 0.0007507 | 1.7193 | 3.8738 | 0.01414 | 0.0006154 | 0.0007386 | 1.7648 | 3.8478 | 0.01543 | 0.0006532 | 0.0007755 | 1.8057 | 3.8247 | 0.01673 | 0.0006891 | 0.0008111 | 1.8423 | 4.5096 | 0.01551 | 0.0006422 | 0.0007575 | 1.7507 | 5.4988 | 0.01389 | 0.0006216 | 0.0007709 | 1.7862 | 5.4768 | 0.01486 | 0.0006468 | 0.0008002 | 1.7052 | 5.528 | 0.01494 | 0.0006552 | 0.0008142 | 1.6677 | 7.1337 | 0.01284 | 0.0006387 | 0.0007926 | 1.6678 | 7.8852 | 0.01338 | 0.0006502 | 0.0008094 | 1.7872 | 8.802 | 0.013 | 0.0005889 | 0.0007204 | 1.7256 | 8.8554 | 0.01308 | 0.0005952 | 0.0007309 | 1.7203 | 10.7348 | 0.01249 | 0.0005899 | 0.0007352 | 1.7158 | 11.3567 | 0.01301 | 0.0006002 | 0.0007504 | 1.7584 | 11.3364 | 0.01404 | 0.0006272 | 0.0007808 | 1.8072 | 12.1378 | 0.01331 | 0.0006144 | 0.0007766 | 1.7517 | 12.1785 | 0.01445 | 0.0006508 | 0.0008246 | 1.7516 | 14.3124 | 0.01272 | 0.000597 | 0.0007507 | 1.82 | 14.2919 | 0.01442 | 0.0006534 | 0.000802 | 1.8768 | 14.2715 | 0.01612 | 0.0007053 | 0.0008508 | 1.877 | 16.1256 | 0.01507 | 0.0007013 | 0.0008697 | 1.802 | 16.1266 | 0.01525 | 0.000712 | 0.0008861 | 1.9629 | 17.0069 | 0.01539 | 0.0006969 | 0.0008439 | 1.9253 | 17.5296 | 0.01527 | 0.0007144 | 0.0008693 | 1.9666 | 19.4938 | 0.01562 | 0.0007718 | 0.0009532 | 1.8987 | 20.78 | 0.01631 | 0.0009847 | 0.00124 | 1.8771 | 20.7607 | 0.0179 | 0.00104 | 0.00132 | 1.9069 | 22.4928 | 0.01596 | 0.0008152 | 0.00103 | 1.8482 | 22.444 | 0.01614 | 0.0008258 | 0.00104 | 1.8771 | 22.8062 | 0.01543 | 0.0007409 | 0.0009306 | 1.8591 | 22.7869 | 0.01679 | 0.0007803 | 0.0009808 | 1.8592 | 25.0328 | 0.01586 | 0.0008469 | 0.00106 | 1.9466 | 25.1209 | 0.01681 | 0.0008664 | 0.00109 | 1.8311 | 26.1504 | 0.0178 | 0.0008369 | 0.00107 | 1.774 | 27.1352 | 0.0168 | 0.0008431 | 0.00109 | 1.8538 | 27.353 | 0.0177 | 0.0008606 | 0.00111 | 1.7967 | 26.7678 | 0.01596 | 0.0008116 | 0.00104 | 1.7876 | 26.7585 | 0.01715 | 0.0008454 | 0.00108 | 1.746 | 26.69 | 0.0173 | 0.0008534 | 0.0011 | 1.6872 | 29.4735 | 0.01664 | 0.0008156 | 0.00105 | 1.6684 | 29.2283 | 0.01734 | 0.000874 | 0.00114 | 1.6683 | 29.2287 | 0.01851 | 0.0009061 | 0.00118 | 1.7222 | 29.6101 | 0.01774 | 0.0008983 | 0.00117 | 1.7409 | 32.3832 | 0.01646 | 0.0008253 | 0.00107 | 1.5902 | 35.7645 | 0.01658 | 0.0008987 | 0.00117 | 1.561 | 35.5866 | 0.01672 | 0.0009058 | 0.00118 | 1.576 | 39.6976 | 0.01857 | 0.0009844 | 0.00129 | 1.6141 | 41.5096 | 0.01664 | 0.0008298 | 0.00108 | 1.5515 | 41.0652 | 0.01694 | 0.0008436 | 0.0011 | 1.6555 | 41.7872 | 0.01853 | 0.000883 | 0.00114 | 1.7742 | 39.5745 | 0.02203 | 0.00107 | 0.00139 | 1.7372 | 39.9744 | 0.02159 | 0.00106 | 0.00138 | 1.7304 | 47.4136 | 0.02059 | 0.0009784 | 0.00127 | 1.819 | 49.8669 | 0.02043 | 0.0009292 | 0.00119 | 1.7758 | 50.4036 | 0.0211 | 0.0009847 | 0.00128 | 1.9343 | 54.2018 | 0.0227 | 0.00103 | 0.00134 | 1.768 | 56.0546 | 0.02195 | 0.0009675 | 0.00125 | 1.7769 | 56.84 | 0.02254 | 0.00108 | 0.00141 | 1.8031 | 59.3178 | 0.02225 | 0.0009788 | 0.00127 | 1.7944 | 59.3661 | 0.02218 | 0.0009616 | 0.00124 | 1.7239 | 62.5614 | 0.02288 | 0.00102 | 0.00132 | 1.7018 | 65.7216 | 0.0225 | 0.00101 | 0.00132 | 1.6803 | 65.4461 | 0.02264 | 0.00102 | 0.00133
1.7857 | 0.080635 | 0.02879 | 0.00159 | 0.00267 | 1.9861 | 0.075716 | 0.06821 | 0.00311 | 0.00466 | 1.9894 | 0.075649 | 0.10281 | 0.00456 | 0.00591 | 1.9894 | 0.30561 | 0.02648 | 0.00119 | 0.00152 | 1.9985 | 0.30482 | 0.03548 | 0.00157 | 0.0018 | 2.138 | 0.66877 | 0.03273 | 0.00128 | 0.00141 | 1.7977 | 1.8665 | 0.01693 | 0.0006568 | 0.0008111 | 1.8167 | 1.8585 | 0.01886 | 0.0007309 | 0.0008656 | 1.6667 | 2.5412 | 0.01472 | 0.0006059 | 0.0007478 | 1.7853 | 3.2229 | 0.01494 | 0.0006225 | 0.0007387 | 1.8333 | 3.1968 | 0.01646 | 0.0006699 | 0.0007802 | 1.8756 | 3.7856 | 0.01542 | 0.0006476 | 0.0007629 | 1.9119 | 3.7655 | 0.01672 | 0.0006841 | 0.000799 | 1.9446 | 3.7465 | 0.01802 | 0.0007187 | 0.000834 | 1.9739 | 4.4433 | 0.0166 | 0.0006655 | 0.0007767 | 1.8758 | 5.4205 | 0.01478 | 0.0006384 | 0.000786 | 1.9053 | 5.4015 | 0.01576 | 0.0006631 | 0.0008148 | 1.8189 | 5.4567 | 0.01583 | 0.0006711 | 0.0008286 | 1.8762 | 6.9728 | 0.01423 | 0.0006737 | 0.0008133 | 1.8531 | 7.7413 | 0.01463 | 0.000679 | 0.0008279 | 1.9659 | 8.6432 | 0.01413 | 0.0006144 | 0.000737 | 1.8981 | 8.7045 | 0.01419 | 0.0006202 | 0.0007472 | 1.8766 | 10.6037 | 0.01341 | 0.0006076 | 0.0007482 | 1.8588 | 11.2656 | 0.01388 | 0.0006161 | 0.0007627 | 1.8936 | 11.2354 | 0.01491 | 0.0006424 | 0.0007928 | 1.9462 | 12.0267 | 0.01412 | 0.0006282 | 0.0007878 | 2.0019 | 11.9865 | 0.01607 | 0.0006957 | 0.0008459 | 2.0019 | 14.21 | 0.01409 | 0.0006328 | 0.0007693 | 2.0475 | 14.2098 | 0.01579 | 0.0006862 | 0.0008195 | 2.0854 | 14.1997 | 0.0175 | 0.000736 | 0.0008674 | 2.0856 | 16.1134 | 0.01629 | 0.000726 | 0.0008846 | 2.0022 | 16.0943 | 0.01647 | 0.0007364 | 0.000901 | 2.1592 | 17.0048 | 0.01655 | 0.0007192 | 0.0008575 | 2.1178 | 17.5773 | 0.01638 | 0.0007351 | 0.0008829 | 2.1453 | 19.5414 | 0.01662 | 0.0007877 | 0.0009644 | 2.0713 | 20.8972 | 0.01725 | 0.0009963 | 0.00125 | 2.0335 | 20.8681 | 0.01884 | 0.00105 | 0.00133 | 2.0658 | 22.61 | 0.01683 | 0.0008271 | 0.00104 | 2.0022 | 22.5412 | 0.01701 | 0.0008376 | 0.00105 | 2.0335 | 22.9832 | 0.01629 | 0.0007536 | 0.0009412 | 2.0021 | 22.9341 | 0.01764 | 0.0007924 | 0.000991 | 2.0022 | 25.1696 | 0.01664 | 0.0008564 | 0.00107 | 2.0856 | 25.288 | 0.01759 | 0.0008755 | 0.00109 | 1.9532 | 26.3972 | 0.01854 | 0.0008458 | 0.00108 | 1.9007 | 27.4615 | 0.01752 | 0.0008516 | 0.0011 | 1.9774 | 27.6197 | 0.01841 | 0.0008687 | 0.00112 | 1.9251 | 26.954 | 0.01669 | 0.0008206 | 0.00105 | 1.9068 | 26.9349 | 0.01788 | 0.000854 | 0.00109 | 1.8624 | 26.8763 | 0.01803 | 0.0008621 | 0.0011 | 1.7997 | 29.9291 | 0.0173 | 0.0008233 | 0.00106 | 1.7797 | 29.7937 | 0.01801 | 0.0008816 | 0.00114 | 1.7725 | 29.7644 | 0.01917 | 0.0009134 | 0.00119 | 1.8298 | 29.9957 | 0.0184 | 0.0009055 | 0.00118 | 1.8497 | 32.8687 | 0.01706 | 0.0008318 | 0.00107 | 1.6837 | 36.3088 | 0.01712 | 0.0009039 | 0.00117 | 1.6528 | 36.1308 | 0.01726 | 0.0009111 | 0.00118 | 1.773 | 41.193 | 0.01978 | 0.001 | 0.00131 | 1.8159 | 42.7548 | 0.0178 | 0.00085 | 0.00109 | 1.7455 | 42.35 | 0.01811 | 0.000864 | 0.00111 | 1.8395 | 42.8841 | 0.01969 | 0.0009018 | 0.00116 | 1.9516 | 40.9213 | 0.02325 | 0.00109 | 0.00141 | 1.9109 | 41.3297 | 0.02279 | 0.00108 | 0.0014 | 1.8877 | 48.4688 | 0.02161 | 0.0009926 | 0.00129 | 1.9705 | 50.8131 | 0.0214 | 0.0009426 | 0.0012 | 1.9238 | 51.4387 | 0.02207 | 0.0009974 | 0.00129 | 2.0724 | 55.2585 | 0.02359 | 0.00104 | 0.00135 | 1.8942 | 57.1184 | 0.02282 | 0.0009783 | 0.00126 | 1.9039 | 57.8536 | 0.0234 | 0.00109 | 0.00142 | 1.9233 | 60.3315 | 0.02307 | 0.0009885 | 0.00128 | 1.9141 | 60.4794 | 0.02299 | 0.0009715 | 0.00125 | 1.9393 | 64.6756 | 0.02442 | 0.00105 | 0.00134 | 1.9145 | 68.274 | 0.02396 | 0.00104 | 0.00134 | 1.8904 | 68.0081 | 0.0241 | 0.00104 | 0.00134
1.9841 | 0.07576 | 0.03374 | 0.00186 | 0.00306 | 2.2344 | 0.07052 | 0.08152 | 0.00382 | 0.00543 | 2.1552 | 0.072085 | 0.11601 | 0.00506 | 0.00656 | 2.1552 | 0.2926 | 0.02974 | 0.00131 | 0.00166 | 2.2483 | 0.2854 | 0.0421 | 0.00188 | 0.00207 | 2.2805 | 0.64175 | 0.03571 | 0.00137 | 0.00149 | 1.9974 | 1.7863 | 0.01908 | 0.0007352 | 0.0008612 | 2.0438 | 1.7713 | 0.02155 | 0.0008378 | 0.0009256 | 1.875 | 2.44 | 0.01668 | 0.000677 | 0.0007906 | 1.9639 | 3.1256 | 0.01648 | 0.0006671 | 0.0007694 | 2 | 3.1066 | 0.01801 | 0.0007122 | 0.0008099 | 2.0319 | 3.7033 | 0.01672 | 0.0006796 | 0.0007872 | 2.0589 | 3.6913 | 0.01803 | 0.0007147 | 0.0008226 | 2.0834 | 3.6803 | 0.01934 | 0.0007482 | 0.0008569 | 2.1055 | 4.3901 | 0.01771 | 0.0006886 | 0.0007959 | 2.0008 | 5.3402 | 0.01569 | 0.0006553 | 0.0008009 | 2.1435 | 5.2679 | 0.0176 | 0.0007195 | 0.0008439 | 2.0463 | 5.3192 | 0.01765 | 0.0007259 | 0.0008571 | 2.0846 | 6.8262 | 0.01564 | 0.0007084 | 0.0008338 | 2.0384 | 7.6036 | 0.01591 | 0.0007074 | 0.0008461 | 2.1446 | 8.5105 | 0.01527 | 0.0006396 | 0.0007533 | 2.0707 | 8.5668 | 0.01533 | 0.0006449 | 0.0007633 | 2.033 | 10.4828 | 0.01434 | 0.0006252 | 0.0007609 | 2.0018 | 11.1547 | 0.01475 | 0.0006317 | 0.0007748 | 2.1642 | 11.0638 | 0.01666 | 0.0006948 | 0.0008159 | 2.2242 | 11.8449 | 0.01576 | 0.0006755 | 0.0008095 | 2.2521 | 11.8249 | 0.01771 | 0.0007389 | 0.0008664 | 2.2521 | 14.0981 | 0.01548 | 0.0006669 | 0.0007869 | 2.2751 | 14.0781 | 0.01718 | 0.0007179 | 0.0008362 | 2.2939 | 14.0681 | 0.01888 | 0.0007656 | 0.0008834 | 2.2942 | 16.0216 | 0.01751 | 0.0007499 | 0.0008988 | 2.2024 | 16.0824 | 0.01769 | 0.0007599 | 0.0009152 | 2.3555 | 16.873 | 0.0177 | 0.0007409 | 0.0008705 | 2.3103 | 17.5253 | 0.0175 | 0.0007552 | 0.0008958 | 2.3241 | 19.4694 | 0.01763 | 0.0008033 | 0.0009752 | 2.2439 | 20.9647 | 0.01819 | 0.00101 | 0.00126 | 2.19 | 20.9558 | 0.01977 | 0.00106 | 0.00134 | 2.2247 | 22.6776 | 0.01769 | 0.0008385 | 0.00105 | 2.1562 | 22.6687 | 0.01788 | 0.000849 | 0.00106 | 2.1899 | 23.1506 | 0.01713 | 0.0007657 | 0.0009511 | 2.1452 | 23.1216 | 0.01849 | 0.000804 | 0.001 | 2.1452 | 25.3468 | 0.01742 | 0.0008655 | 0.00108 | 2.2246 | 25.3955 | 0.01836 | 0.0008844 | 0.0011 | 2.0753 | 26.6644 | 0.01928 | 0.0008544 | 0.00108 | 2.0274 | 27.7483 | 0.01823 | 0.0008597 | 0.0011 | 2.1009 | 27.9267 | 0.01911 | 0.0008765 | 0.00113 | 2.0534 | 27.1607 | 0.01742 | 0.0008293 | 0.00105 | 2.026 | 27.1017 | 0.0186 | 0.0008624 | 0.0011 | 1.9788 | 27.023 | 0.01876 | 0.0008705 | 0.00111 | 1.9121 | 30.3352 | 0.01795 | 0.0008306 | 0.00107 | 1.8909 | 30.2995 | 0.01866 | 0.0008887 | 0.00115 | 1.8768 | 30.2304 | 0.01983 | 0.0009203 | 0.0012 | 1.9374 | 30.3317 | 0.01904 | 0.0009124 | 0.00119 | 1.9585 | 33.2945 | 0.01765 | 0.000838 | 0.00108 | 1.8708 | 37.2388 | 0.01819 | 0.0009199 | 0.00119 | 1.8365 | 37.0807 | 0.01833 | 0.0009271 | 0.0012 | 1.97 | 42.441 | 0.02095 | 0.00102 | 0.00132 | 2.0177 | 43.8027 | 0.01893 | 0.0008685 | 0.00111 | 1.9394 | 43.3974 | 0.01925 | 0.0008826 | 0.00113 | 2.0234 | 43.8331 | 0.02081 | 0.0009192 | 0.00117 | 2.129 | 42.2401 | 0.02442 | 0.00111 | 0.00142 | 2.0846 | 42.6373 | 0.02395 | 0.0011 | 0.00142 | 2.045 | 49.4461 | 0.02261 | 0.00101 | 0.0013 | 2.1221 | 51.821 | 0.02235 | 0.0009551 | 0.00122 | 2.0718 | 52.4457 | 0.02301 | 0.00101 | 0.0013 | 2.2106 | 56.1666 | 0.02447 | 0.00105 | 0.00136 | 2.0205 | 58.104 | 0.02367 | 0.0009886 | 0.00127 | 2.0308 | 58.809 | 0.02423 | 0.0011 | 0.00143 | 2.1637 | 62.2837 | 0.02467 | 0.00102 | 0.0013 | 2.1533 | 62.6009 | 0.02458 | 0.001 | 0.00127 | 2.1548 | 66.6763 | 0.02591 | 0.00107 | 0.00136 | 2.1273 | 70.7132 | 0.02537 | 0.00106 | 0.00135 | 2.1004 | 70.417 | 0.02552 | 0.00107 | 0.00136
2.2321 | 0.070556 | 0.04034 | 0.00224 | 0.00358 | 2.4826 | 0.066096 | 0.09577 | 0.0045 | 0.00625 | 2.321 | 0.068901 | 0.12985 | 0.00557 | 0.00723 | 2.321 | 0.27979 | 0.03315 | 0.00143 | 0.00182 | 2.4981 | 0.26688 | 0.04918 | 0.00218 | 0.00235 | 2.423 | 0.61542 | 0.03883 | 0.00146 | 0.00158 | 2.2471 | 1.6992 | 0.02189 | 0.0008497 | 0.0009257 | 2.2709 | 1.6912 | 0.02438 | 0.0009414 | 0.0009875 | 2.0833 | 2.3519 | 0.01872 | 0.0007461 | 0.0008343 | 2.1424 | 3.0424 | 0.01807 | 0.0007112 | 0.0008003 | 2.1667 | 3.0304 | 0.01961 | 0.0007542 | 0.0008399 | 2.1882 | 3.6281 | 0.01806 | 0.0007114 | 0.0008117 | 2.206 | 3.6191 | 0.01937 | 0.0007452 | 0.0008464 | 2.2223 | 3.6101 | 0.02068 | 0.0007776 | 0.00088 | 2.3687 | 4.2547 | 0.01998 | 0.0007685 | 0.0008343 | 2.2509 | 5.2007 | 0.01755 | 0.0007134 | 0.0008307 | 2.3816 | 5.1055 | 0.01948 | 0.0007745 | 0.0008729 | 2.2737 | 5.1847 | 0.01952 | 0.0007792 | 0.0008855 | 2.2931 | 6.6666 | 0.0171 | 0.0007427 | 0.0008542 | 2.2237 | 7.474 | 0.0172 | 0.0007356 | 0.000864 | 2.3233 | 8.3408 | 0.01643 | 0.0006646 | 0.0007695 | 2.2432 | 8.4231 | 0.01648 | 0.0006693 | 0.0007793 | 2.1894 | 10.372 | 0.01528 | 0.0006425 | 0.0007734 | 2.2877 | 10.9631 | 0.01652 | 0.0006856 | 0.0007983 | 2.4347 | 10.8025 | 0.01845 | 0.0007452 | 0.0008384 | 2.5022 | 11.5535 | 0.01743 | 0.0007212 | 0.0008306 | 2.5024 | 11.5536 | 0.01939 | 0.0007811 | 0.0008864 | 2.5023 | 13.8566 | 0.01688 | 0.0007001 | 0.000804 | 2.5026 | 13.8567 | 0.01858 | 0.0007489 | 0.0008525 | 2.5025 | 13.8568 | 0.02029 | 0.0007948 | 0.0008989 | 2.5027 | 15.83 | 0.01874 | 0.0007733 | 0.0009125 | 2.4026 | 15.9108 | 0.01891 | 0.0007829 | 0.0009289 | 2.5518 | 16.6915 | 0.01887 | 0.0007623 | 0.0008831 | 2.5028 | 17.3837 | 0.01862 | 0.0007749 | 0.0009082 | 2.5029 | 19.3276 | 0.01864 | 0.0008186 | 0.0009856 | 2.4165 | 20.8926 | 0.01912 | 0.00102 | 0.00127 | 2.3464 | 20.9337 | 0.02071 | 0.00107 | 0.00135 | 2.3836 | 22.5955 | 0.01856 | 0.0008497 | 0.00106 | 2.3103 | 22.6465 | 0.01874 | 0.0008601 | 0.00107 | 2.3464 | 23.1583 | 0.01798 | 0.0007775 | 0.0009606 | 2.2882 | 23.1694 | 0.01934 | 0.0008153 | 0.00101 | 2.2882 | 25.3943 | 0.01819 | 0.0008745 | 0.00109 | 2.3637 | 25.3632 | 0.01913 | 0.0008931 | 0.00111 | 2.1973 | 26.8618 | 0.02001 | 0.0008628 | 0.00109 | 2.1541 | 28.0254 | 0.01893 | 0.0008675 | 0.00111 | 2.2245 | 28.134 | 0.01981 | 0.0008841 | 0.00113 | 2.1817 | 27.3377 | 0.01813 | 0.0008377 | 0.00106 | 2.1451 | 27.2988 | 0.01932 | 0.0008706 | 0.00111 | 2.0952 | 27.2301 | 0.01948 | 0.0008786 | 0.00112 | 2.0246 | 30.7117 | 0.01859 | 0.0008376 | 0.00108 | 2.0021 | 30.7358 | 0.0193 | 0.0008955 | 0.00116 | 2.0853 | 31.1136 | 0.0211 | 0.0009419 | 0.00121 | 2.1527 | 31.0148 | 0.02032 | 0.0009341 | 0.0012 | 2.1761 | 34.1274 | 0.01881 | 0.0008575 | 0.00109 | 2.1047 | 38.2787 | 0.01948 | 0.0009418 | 0.0012 | 2.066 | 38.1103 | 0.01964 | 0.0009491 | 0.00121 | 2.167 | 43.6411 | 0.02209 | 0.00104 | 0.00133 | 2.2194 | 44.7926 | 0.02004 | 0.0008857 | 0.00112 | 2.1334 | 44.427 | 0.02036 | 0.0008998 | 0.00114 | 2.2074 | 44.7438 | 0.02192 | 0.0009355 | 0.00118 | 2.3065 | 43.2804 | 0.02557 | 0.00112 | 0.00144 | 2.2583 | 43.7565 | 0.02509 | 0.00111 | 0.00143 | 2.2023 | 50.3251 | 0.02359 | 0.00102 | 0.00131 | 2.2737 | 52.5704 | 0.02329 | 0.000967 | 0.00123 | 2.2198 | 53.3043 | 0.02393 | 0.00102 | 0.00131 | 2.4869 | 57.2665 | 0.0262 | 0.00109 | 0.00137 | 2.2731 | 59.8596 | 0.02533 | 0.00102 | 0.00129 | 2.2846 | 60.4541 | 0.02588 | 0.00113 | 0.00145 | 2.4041 | 63.481 | 0.02622 | 0.00105 | 0.00131 | 2.3926 | 63.9576 | 0.02613 | 0.00103 | 0.00129 | 2.3703 | 68.0217 | 0.02737 | 0.0011 | 0.00137 | 2.34 | 72.5674 | 0.02674 | 0.00108 | 0.00137 | 2.3104 | 72.3609 | 0.02689 | 0.00109 | 0.00138
2.4802 | 0.066142 | 0.04742 | 0.00261 | 0.00412 | 2.7309 | 0.062282 | 0.11093 | 0.00518 | 0.00711 | 2.6525 | 0.063436 | 0.15936 | 0.00721 | 0.00863 | 2.6525 | 0.25707 | 0.04043 | 0.00182 | 0.00214 | 2.7479 | 0.25137 | 0.05673 | 0.00248 | 0.00264 | 2.5656 | 0.594 | 0.04206 | 0.00155 | 0.00167 | 2.4968 | 1.6081 | 0.02485 | 0.0009609 | 0.0009928 | 2.498 | 1.6081 | 0.02735 | 0.00104 | 0.00105 | 2.2917 | 2.2637 | 0.02085 | 0.0008141 | 0.0008788 | 2.3209 | 2.9503 | 0.0197 | 0.0007551 | 0.0008317 | 2.3333 | 2.9433 | 0.02124 | 0.000796 | 0.0008703 | 2.3445 | 3.5409 | 0.01942 | 0.0007431 | 0.0008364 | 2.3531 | 3.536 | 0.02074 | 0.0007758 | 0.0008703 | 2.5001 | 3.4538 | 0.02345 | 0.0008814 | 0.0009269 | 2.6319 | 4.1184 | 0.02231 | 0.0008452 | 0.0008731 | 2.501 | 5.0243 | 0.01947 | 0.0007703 | 0.0008606 | 2.6198 | 4.9472 | 0.02143 | 0.0008289 | 0.0009022 | 2.501 | 5.0244 | 0.02143 | 0.0008318 | 0.0009139 | 2.5016 | 6.4841 | 0.01859 | 0.0007771 | 0.0008747 | 2.409 | 7.3034 | 0.01853 | 0.0007637 | 0.0008819 | 2.5021 | 8.1563 | 0.01762 | 0.0006897 | 0.0007856 | 2.4158 | 8.2396 | 0.01765 | 0.0006938 | 0.0007952 | 2.5022 | 10.0407 | 0.0172 | 0.0007037 | 0.0007981 | 2.5737 | 10.6718 | 0.01833 | 0.0007376 | 0.0008213 | 2.7052 | 10.5414 | 0.02029 | 0.0007944 | 0.0008606 | 2.7802 | 11.2923 | 0.01915 | 0.000766 | 0.0008514 | 2.7526 | 11.3126 | 0.0211 | 0.0008227 | 0.0009061 | 2.7525 | 13.6053 | 0.0183 | 0.0007327 | 0.0008206 | 2.7301 | 13.6355 | 0.02001 | 0.0007795 | 0.0008683 | 2.711 | 13.6457 | 0.02171 | 0.0008237 | 0.0009141 | 2.7113 | 15.6487 | 0.01998 | 0.0007965 | 0.0009259 | 2.6029 | 15.7495 | 0.02015 | 0.0008056 | 0.0009421 | 2.7481 | 16.5102 | 0.02005 | 0.0007835 | 0.0008955 | 2.6954 | 17.2522 | 0.01975 | 0.0007943 | 0.0009203 | 2.6817 | 19.186 | 0.01965 | 0.0008338 | 0.0009958 | 2.5891 | 20.8408 | 0.02006 | 0.00103 | 0.00128 | 2.5028 | 20.8719 | 0.02165 | 0.00108 | 0.00136 | 2.5425 | 22.5136 | 0.01943 | 0.0008608 | 0.00106 | 2.4643 | 22.5546 | 0.01961 | 0.000871 | 0.00108 | 2.5028 | 23.1262 | 0.01883 | 0.0007891 | 0.0009698 | 2.4312 | 23.1374 | 0.02019 | 0.0008264 | 0.00102 | 2.4312 | 25.3321 | 0.01896 | 0.0008832 | 0.00109 | 2.5027 | 25.3212 | 0.01991 | 0.0009017 | 0.00112 | 2.4415 | 26.9774 | 0.02147 | 0.0008908 | 0.00111 | 2.2808 | 28.1928 | 0.01963 | 0.0008751 | 0.00112 | 2.4717 | 28.2694 | 0.0212 | 0.0009093 | 0.00115 | 2.3101 | 27.415 | 0.01885 | 0.0008459 | 0.00107 | 2.3835 | 27.4138 | 0.02075 | 0.0008978 | 0.00112 | 2.328 | 27.415 | 0.02091 | 0.0009056 | 0.00114 | 2.2496 | 31.3656 | 0.01985 | 0.0008602 | 0.00109 | 2.2246 | 31.5894 | 0.02055 | 0.0009168 | 0.00118 | 2.346 | 31.8667 | 0.02266 | 0.0009716 | 0.00123 | 2.4218 | 31.4578 | 0.02189 | 0.0009645 | 0.00122 | 2.4481 | 34.6601 | 0.02023 | 0.0008847 | 0.00111 | 2.3385 | 38.9904 | 0.02075 | 0.0009621 | 0.00121 | 2.2956 | 38.9019 | 0.02091 | 0.0009694 | 0.00122 | 2.364 | 44.4226 | 0.0232 | 0.00105 | 0.00135 | 2.4212 | 45.334 | 0.02112 | 0.0009018 | 0.00113 | 2.3273 | 45.1281 | 0.02146 | 0.000916 | 0.00115 | 2.3913 | 45.2658 | 0.02301 | 0.0009508 | 0.00119 | 2.4839 | 44.062 | 0.02669 | 0.00113 | 0.00145 | 2.432 | 44.5772 | 0.02619 | 0.00113 | 0.00144 | 2.3596 | 50.8853 | 0.02456 | 0.00103 | 0.00132 | 2.4253 | 53.061 | 0.02422 | 0.0009784 | 0.00124 | 2.3678 | 53.8442 | 0.02485 | 0.00103 | 0.00132 | 2.7632 | 58.1401 | 0.02789 | 0.00112 | 0.00139 | 2.5257 | 60.8896 | 0.02695 | 0.00105 | 0.00131 | 2.5385 | 61.4338 | 0.02748 | 0.00115 | 0.00146 | 2.6445 | 64.4819 | 0.02775 | 0.00107 | 0.00133 | 2.6318 | 65.0681 | 0.02765 | 0.00106 | 0.0013 | 2.5858 | 69.0908 | 0.0288 | 0.00112 | 0.00139 | 2.5527 | 74.0354 | 0.02807 | 0.0011 | 0.00138 | 2.5205 | 73.8087 | 0.02823 | 0.00111 | 0.00139
2.7282 | 0.062318 | 0.05495 | 0.00299 | 0.0047 | 2.9791 | 0.058959 | 0.12699 | 0.00585 | 0.008 | 2.9841 | 0.058891 | 0.19128 | 0.00877 | 0.01013 | 2.9841 | 0.23855 | 0.04832 | 0.0022 | 0.00248 | 2.9978 | 0.23785 | 0.06472 | 0.00278 | 0.00295 | 2.8506 | 0.55597 | 0.04887 | 0.00186 | 0.00186 | 2.7464 | 1.528 | 0.02797 | 0.00107 | 0.00106 | 2.725 | 1.534 | 0.03047 | 0.00115 | 0.00112 | 2.5 | 2.1726 | 0.02305 | 0.0008817 | 0.0009246 | 2.4995 | 2.8561 | 0.02139 | 0.0007991 | 0.0008637 | 2.5 | 2.8552 | 0.02293 | 0.0008381 | 0.0009012 | 2.5008 | 3.4538 | 0.02082 | 0.000775 | 0.0008614 | 2.6472 | 3.3777 | 0.02357 | 0.0008839 | 0.0009192 | 2.7779 | 3.3126 | 0.02635 | 0.000982 | 0.0009751 | 2.895 | 3.9901 | 0.02473 | 0.00092 | 0.0009125 | 2.7511 | 4.864 | 0.02145 | 0.0008266 | 0.0008908 | 2.858 | 4.7979 | 0.02344 | 0.000883 | 0.0009319 | 2.7284 | 4.879 | 0.02341 | 0.0008842 | 0.0009427 | 2.71 | 6.3187 | 0.02011 | 0.0008118 | 0.0008954 | 2.5943 | 7.149 | 0.01989 | 0.000792 | 0.0008999 | 2.8595 | 7.8244 | 0.02007 | 0.0007796 | 0.0008182 | 2.7609 | 7.9137 | 0.02008 | 0.0007815 | 0.000827 | 2.815 | 9.7277 | 0.01918 | 0.0007634 | 0.0008226 | 2.8597 | 10.4008 | 0.02019 | 0.0007885 | 0.000844 | 2.9757 | 10.2905 | 0.02217 | 0.000843 | 0.0008827 | 3.0583 | 11.0214 | 0.0209 | 0.0008103 | 0.000872 | 3.0029 | 11.0717 | 0.02285 | 0.0008638 | 0.0009257 | 3.0028 | 13.3542 | 0.01976 | 0.000765 | 0.000837 | 2.9576 | 13.4045 | 0.02146 | 0.0008098 | 0.000884 | 2.9195 | 13.4348 | 0.02316 | 0.0008523 | 0.0009292 | 2.9198 | 15.4476 | 0.02124 | 0.0008194 | 0.0009389 | 2.8031 | 15.5583 | 0.0214 | 0.000828 | 0.0009551 | 2.9444 | 16.319 | 0.02124 | 0.0008045 | 0.0009076 | 2.8879 | 17.091 | 0.02089 | 0.0008135 | 0.0009322 | 2.8605 | 19.0346 | 0.02068 | 0.0008488 | 0.00101 | 2.7617 | 20.7592 | 0.021 | 0.00104 | 0.00129 | 2.6592 | 20.8103 | 0.02259 | 0.00109 | 0.00137 | 2.7014 | 22.4119 | 0.0203 | 0.0008718 | 0.00107 | 2.6183 | 22.4628 | 0.02048 | 0.0008818 | 0.00109 | 2.6592 | 23.0844 | 0.01967 | 0.0008004 | 0.0009786 | 2.5742 | 23.1057 | 0.02103 | 0.0008373 | 0.00103 | 2.5742 | 25.2901 | 0.01973 | 0.0008919 | 0.0011 | 2.7808 | 25.1977 | 0.02146 | 0.0009315 | 0.00113 | 2.7467 | 27.0329 | 0.02328 | 0.0009313 | 0.00112 | 2.5343 | 28.2983 | 0.02101 | 0.0009004 | 0.00113 | 2.7807 | 28.3348 | 0.02293 | 0.0009457 | 0.00116 | 2.5667 | 27.4503 | 0.02028 | 0.0008736 | 0.00109 | 2.6814 | 27.4687 | 0.02254 | 0.000937 | 0.00114 | 2.619 | 27.4598 | 0.0227 | 0.0009446 | 0.00115 | 2.5308 | 31.7295 | 0.0214 | 0.0008919 | 0.00111 | 2.5026 | 32.1429 | 0.02209 | 0.0009465 | 0.00119 | 2.6067 | 32.3111 | 0.02418 | 0.0009991 | 0.00125 | 2.6909 | 31.782 | 0.02344 | 0.0009931 | 0.00123 | 2.7201 | 35.0342 | 0.02164 | 0.0009102 | 0.00112 | 2.5724 | 39.4234 | 0.022 | 0.0009812 | 0.00123 | 2.5251 | 39.3448 | 0.02216 | 0.0009884 | 0.00124 | 2.561 | 45.0353 | 0.0243 | 0.00107 | 0.00136 | 2.623 | 45.8366 | 0.0222 | 0.0009171 | 0.00114 | 2.5212 | 45.6005 | 0.02254 | 0.0009313 | 0.00116 | 2.5753 | 45.7289 | 0.02408 | 0.0009654 | 0.0012 | 2.6613 | 44.8146 | 0.02779 | 0.00115 | 0.00146 | 2.6058 | 45.359 | 0.02728 | 0.00114 | 0.00146 | 2.5169 | 51.3367 | 0.02551 | 0.00104 | 0.00133 | 2.7284 | 54.0151 | 0.02605 | 0.00102 | 0.00125 | 2.6638 | 54.7271 | 0.02665 | 0.00107 | 0.00134 | 3.0395 | 58.7563 | 0.02957 | 0.00115 | 0.00141 | 2.7782 | 61.7629 | 0.02855 | 0.00108 | 0.00132 | 2.7923 | 62.2767 | 0.02907 | 0.00118 | 0.00148 | 2.8849 | 65.2658 | 0.02926 | 0.0011 | 0.00134 | 2.8711 | 65.9515 | 0.02914 | 0.00108 | 0.00132 | 2.8013 | 70.0228 | 0.0302 | 0.00114 | 0.0014 | 2.7654 | 75.3766 | 0.02938 | 0.00112 | 0.0014 | 2.7305 | 75.1696 | 0.02954 | 0.00113 | 0.0014
2.9762 | 0.058986 | 0.06292 | 0.00336 | 0.0053 | 3.2274 | 0.056017 | 0.14393 | 0.00652 | 0.00894 | 3.3156 | 0.055048 | 0.22555 | 0.01029 | 0.01172 | 3.3156 | 0.22284 | 0.05679 | 0.00257 | 0.00285 | 3.2476 | 0.22584 | 0.07315 | 0.00308 | 0.00327 | 3.207 | 0.51573 | 0.05801 | 0.0023 | 0.00211 | 2.9961 | 1.4539 | 0.03125 | 0.00118 | 0.00114 | 2.9521 | 1.466 | 0.03373 | 0.00125 | 0.00119 | 2.7083 | 2.0915 | 0.02535 | 0.0009495 | 0.0009718 | 2.678 | 2.77 | 0.02313 | 0.0008435 | 0.0008964 | 2.6667 | 2.775 | 0.02467 | 0.0008805 | 0.0009328 | 2.8134 | 3.2955 | 0.02373 | 0.0008881 | 0.0009125 | 2.9413 | 3.2344 | 0.02653 | 0.0009886 | 0.0009695 | 3.0557 | 3.1804 | 0.02936 | 0.00108 | 0.00102 | 3.1582 | 3.8659 | 0.02722 | 0.0009935 | 0.0009525 | 3.0012 | 4.7117 | 0.02349 | 0.0008827 | 0.0009214 | 3.0961 | 4.6556 | 0.02551 | 0.0009371 | 0.000962 | 2.9558 | 4.7388 | 0.02545 | 0.0009365 | 0.0009718 | 2.9185 | 6.1584 | 0.02168 | 0.0008466 | 0.0009164 | 2.9649 | 6.8532 | 0.02268 | 0.0008937 | 0.0009361 | 3.2169 | 7.5117 | 0.02262 | 0.0008666 | 0.0008513 | 3.106 | 7.6059 | 0.02261 | 0.0008664 | 0.0008594 | 3.1277 | 9.4249 | 0.02123 | 0.0008221 | 0.0008472 | 3.1456 | 10.13 | 0.0221 | 0.0008387 | 0.0008667 | 3.2462 | 10.0398 | 0.0241 | 0.000891 | 0.0009048 | 3.3363 | 10.7706 | 0.0227 | 0.0008541 | 0.0008927 | 3.2531 | 10.8409 | 0.02464 | 0.0009047 | 0.0009453 | 3.253 | 13.0932 | 0.02124 | 0.0007971 | 0.0008533 | 3.1851 | 13.1636 | 0.02293 | 0.0008399 | 0.0008996 | 3.1281 | 13.2239 | 0.02463 | 0.0008809 | 0.0009441 | 3.1284 | 15.2366 | 0.02252 | 0.0008423 | 0.0009518 | 3.0033 | 15.3572 | 0.02267 | 0.0008503 | 0.0009678 | 3.1407 | 16.108 | 0.02245 | 0.0008254 | 0.0009196 | 3.0804 | 16.9198 | 0.02204 | 0.0008326 | 0.0009438 | 3.0392 | 18.8734 | 0.02171 | 0.0008638 | 0.00102 | 2.9343 | 20.6577 | 0.02195 | 0.00105 | 0.0013 | 2.8157 | 20.7289 | 0.02353 | 0.0011 | 0.00137 | 2.8603 | 22.2804 | 0.02118 | 0.0008827 | 0.00108 | 2.7723 | 22.3513 | 0.02135 | 0.0008926 | 0.0011 | 2.8156 | 23.0128 | 0.02052 | 0.0008117 | 0.0009872 | 2.8602 | 22.9826 | 0.02273 | 0.0008752 | 0.00104 | 2.8602 | 25.1467 | 0.02129 | 0.0009221 | 0.00112 | 3.1284 | 24.9441 | 0.02341 | 0.0009757 | 0.00115 | 3.0519 | 26.9493 | 0.02509 | 0.0009699 | 0.00114 | 2.8511 | 28.3337 | 0.02274 | 0.0009371 | 0.00115 | 3.0896 | 28.2709 | 0.02466 | 0.0009806 | 0.00118 | 2.8876 | 27.4755 | 0.02206 | 0.0009137 | 0.0011 | 2.9793 | 27.4646 | 0.02432 | 0.0009744 | 0.00116 | 2.91 | 27.4655 | 0.02448 | 0.0009818 | 0.00117 | 2.812 | 31.9644 | 0.02294 | 0.0009217 | 0.00112 | 2.7807 | 32.5376 | 0.0236 | 0.0009742 | 0.00121 | 2.8673 | 32.6263 | 0.02569 | 0.00103 | 0.00126 | 2.96 | 31.9773 | 0.02497 | 0.00102 | 0.00125 | 2.9922 | 35.2492 | 0.02303 | 0.0009345 | 0.00114 | 2.8062 | 39.7675 | 0.02324 | 0.0009994 | 0.00124 | 2.7547 | 39.7089 | 0.0234 | 0.00101 | 0.00125 | 2.758 | 45.559 | 0.02538 | 0.00108 | 0.00137 | 2.8247 | 46.2302 | 0.02326 | 0.0009319 | 0.00115 | 2.7152 | 46.0238 | 0.02361 | 0.000946 | 0.00117 | 2.7592 | 46.1127 | 0.02515 | 0.0009795 | 0.00121 | 2.8387 | 45.4581 | 0.02887 | 0.00116 | 0.00147 | 2.7795 | 46.0617 | 0.02835 | 0.00115 | 0.00147 | 2.8315 | 52.092 | 0.02741 | 0.00108 | 0.00135 | 3.0316 | 54.732 | 0.02785 | 0.00105 | 0.00127 | 2.9597 | 55.363 | 0.02843 | 0.0011 | 0.00136 | 3.3159 | 59.1846 | 0.03123 | 0.00117 | 0.00142 | 3.0308 | 62.4288 | 0.03012 | 0.00111 | 0.00134 | 3.0462 | 62.9223 | 0.03063 | 0.0012 | 0.00149 | 3.1253 | 65.8719 | 0.03076 | 0.00112 | 0.00136 | 3.1103 | 66.6372 | 0.03062 | 0.0011 | 0.00133 | 3.0167 | 70.7872 | 0.03159 | 0.00116 | 0.00142 | 2.9782 | 76.5401 | 0.03067 | 0.00114 | 0.00141 | 2.9405 | 76.343 | 0.03084 | 0.00115 | 0.00142
3.2242 | 0.056043 | 0.07134 | 0.00374 | 0.00593 | 3.4757 | 0.053394 | 0.16174 | 0.00721 | 0.00992 | 3.6472 | 0.051745 | 0.26212 | 0.01179 | 0.01339 | 3.6472 | 0.20943 | 0.06583 | 0.00294 | 0.00324 | 3.4974 | 0.21524 | 0.08202 | 0.00339 | 0.0036 | 3.5633 | 0.4816 | 0.06783 | 0.00273 | 0.00238 | 3.2458 | 1.3869 | 0.0347 | 0.00129 | 0.00121 | 3.1792 | 1.4039 | 0.03714 | 0.00135 | 0.00126 | 2.9167 | 2.0154 | 0.02773 | 0.00102 | 0.00102 | 2.8565 | 2.6879 | 0.02492 | 0.0008882 | 0.0009298 | 3 | 2.6248 | 0.0283 | 0.00103 | 0.0009978 | 3.126 | 3.1493 | 0.02677 | 0.0009974 | 0.0009654 | 3.2355 | 3.1002 | 0.02963 | 0.00109 | 0.00102 | 3.3335 | 3.0572 | 0.03251 | 0.00118 | 0.00108 | 3.4214 | 3.7467 | 0.0298 | 0.00107 | 0.0009933 | 3.2513 | 4.5654 | 0.0256 | 0.0009387 | 0.0009527 | 3.3343 | 4.5194 | 0.02765 | 0.0009912 | 0.0009927 | 3.1831 | 4.6045 | 0.02755 | 0.0009889 | 0.001 | 3.3354 | 5.8578 | 0.02495 | 0.0009734 | 0.0009593 | 3.3356 | 6.5776 | 0.0256 | 0.0009924 | 0.0009731 | 3.5744 | 7.2211 | 0.02528 | 0.0009518 | 0.0008851 | 3.4511 | 7.3183 | 0.02523 | 0.0009496 | 0.0008923 | 3.4405 | 9.1352 | 0.02334 | 0.0008802 | 0.000872 | 3.4316 | 9.8723 | 0.02406 | 0.0008885 | 0.0008895 | 3.5167 | 9.7961 | 0.02607 | 0.0009388 | 0.000927 | 3.6143 | 10.5199 | 0.02454 | 0.0008977 | 0.0009134 | 3.5033 | 10.6202 | 0.02647 | 0.0009453 | 0.0009649 | 3.5032 | 12.8324 | 0.02275 | 0.0008291 | 0.0008695 | 3.4126 | 12.9228 | 0.02443 | 0.00087 | 0.000915 | 3.3366 | 13.0032 | 0.02612 | 0.0009094 | 0.0009589 | 3.3369 | 15.0157 | 0.02381 | 0.0008651 | 0.0009645 | 3.2035 | 15.1563 | 0.02395 | 0.0008726 | 0.0009803 | 3.337 | 15.8971 | 0.02368 | 0.0008463 | 0.0009314 | 3.2729 | 16.7388 | 0.02321 | 0.0008516 | 0.0009553 | 3.218 | 18.7023 | 0.02276 | 0.0008788 | 0.00102 | 3.1069 | 20.5364 | 0.0229 | 0.00106 | 0.00131 | 3.1285 | 20.5264 | 0.02543 | 0.00114 | 0.00139 | 3.1781 | 21.9878 | 0.02295 | 0.0009214 | 0.0011 | 3.0803 | 22.0886 | 0.02312 | 0.0009307 | 0.00111 | 3.1285 | 22.81 | 0.02223 | 0.0008511 | 0.001 | 3.2177 | 22.7395 | 0.02487 | 0.0009309 | 0.00106 | 3.2178 | 24.8632 | 0.02325 | 0.0009669 | 0.00113 | 3.476 | 24.6112 | 0.02539 | 0.00102 | 0.00116 | 3.3571 | 26.7862 | 0.02692 | 0.00101 | 0.00116 | 3.1678 | 28.23 | 0.02447 | 0.0009723 | 0.00117 | 3.3986 | 28.0978 | 0.0264 | 0.00101 | 0.00119 | 3.2084 | 27.4116 | 0.02385 | 0.0009519 | 0.00112 | 3.2773 | 27.4011 | 0.02611 | 0.00101 | 0.00117 | 3.201 | 27.422 | 0.02626 | 0.00102 | 0.00118 | 3.0932 | 32.0602 | 0.02447 | 0.0009501 | 0.00114 | 3.0588 | 32.7631 | 0.0251 | 0.001 | 0.00122 | 3.128 | 32.7923 | 0.02719 | 0.00105 | 0.00127 | 3.2291 | 32.0832 | 0.0265 | 0.00105 | 0.00126 | 3.2642 | 35.335 | 0.02442 | 0.0009578 | 0.00115 | 3.0401 | 40.0025 | 0.02446 | 0.00102 | 0.00125 | 2.9843 | 39.9637 | 0.02463 | 0.00102 | 0.00126 | 2.955 | 45.9634 | 0.02645 | 0.00109 | 0.00138 | 3.0265 | 46.5346 | 0.02432 | 0.0009461 | 0.00116 | 2.9091 | 46.368 | 0.02467 | 0.0009601 | 0.00118 | 2.9432 | 46.4173 | 0.02621 | 0.0009931 | 0.00122 | 3.1936 | 46.507 | 0.031 | 0.0012 | 0.00149 | 3.1269 | 47.1993 | 0.03045 | 0.0012 | 0.00149 | 3.1461 | 52.6 | 0.02928 | 0.00112 | 0.00137 | 3.3347 | 55.2611 | 0.02963 | 0.00109 | 0.00128 | 3.2557 | 55.7813 | 0.03019 | 0.00113 | 0.00137 | 3.5922 | 59.4646 | 0.03288 | 0.0012 | 0.00143 | 3.2834 | 62.9366 | 0.03168 | 0.00113 | 0.00135 | 3.3 | 63.4199 | 0.03218 | 0.00122 | 0.0015 | 3.3658 | 66.3498 | 0.03224 | 0.00114 | 0.00137 | 3.3496 | 67.1648 | 0.03209 | 0.00113 | 0.00135 | 3.4477 | 71.9312 | 0.03434 | 0.00123 | 0.00144 | 3.4036 | 78.4328 | 0.0332 | 0.0012 | 0.00143 | 3.3606 | 78.2654 | 0.03337 | 0.00121 | 0.00144
3.4722 | 0.053431 | 0.08018 | 0.00413 | 0.00659 | 3.9722 | 0.048921 | 0.19985 | 0.00938 | 0.01199 | 3.9788 | 0.048872 | 0.30093 | 0.0133 | 0.01515 | 3.9788 | 0.19762 | 0.07542 | 0.00331 | 0.00365 | 3.7472 | 0.20573 | 0.0913 | 0.00369 | 0.00395 | 3.9196 | 0.45228 | 0.07832 | 0.00315 | 0.00267 | 3.4955 | 1.3248 | 0.03831 | 0.0014 | 0.00129 | 3.4063 | 1.3459 | 0.04071 | 0.00146 | 0.00134 | 3.125 | 1.9443 | 0.03021 | 0.00109 | 0.00107 | 3.2136 | 2.5367 | 0.02868 | 0.00105 | 0.0009989 | 3.3333 | 2.4897 | 0.03213 | 0.00118 | 0.00107 | 3.4386 | 3.0131 | 0.02995 | 0.0011 | 0.00102 | 3.5296 | 2.9751 | 0.03285 | 0.00119 | 0.00108 | 3.6113 | 2.9421 | 0.03577 | 0.00128 | 0.00113 | 3.6846 | 3.6335 | 0.03245 | 0.00114 | 0.00103 | 3.5014 | 4.4272 | 0.02778 | 0.0009948 | 0.0009847 | 3.8106 | 4.266 | 0.03211 | 0.00119 | 0.00106 | 3.6379 | 4.3552 | 0.03192 | 0.00118 | 0.00106 | 3.7523 | 5.5803 | 0.02837 | 0.0011 | 0.001 | 3.7062 | 6.3211 | 0.02864 | 0.00109 | 0.00101 | 3.9318 | 6.9506 | 0.02805 | 0.00104 | 0.0009199 | 3.7962 | 7.0508 | 0.02796 | 0.00103 | 0.0009261 | 3.7533 | 8.8586 | 0.02552 | 0.000938 | 0.0008972 | 3.7176 | 9.6216 | 0.02607 | 0.0009379 | 0.0009124 | 3.7873 | 9.5615 | 0.0281 | 0.0009864 | 0.0009494 | 3.8923 | 10.2793 | 0.02643 | 0.0009411 | 0.0009342 | 3.7536 | 10.3996 | 0.02833 | 0.0009859 | 0.0009846 | 3.7535 | 12.5717 | 0.02429 | 0.0008611 | 0.0008858 | 3.6401 | 12.6921 | 0.02596 | 0.0009002 | 0.0009305 | 3.5451 | 12.7825 | 0.02764 | 0.0009379 | 0.0009737 | 3.5455 | 14.7949 | 0.02513 | 0.000888 | 0.0009772 | 3.4037 | 14.9455 | 0.02525 | 0.0008949 | 0.0009928 | 3.5333 | 15.6863 | 0.02492 | 0.0008671 | 0.0009432 | 3.4655 | 16.5479 | 0.02438 | 0.0008705 | 0.0009666 | 3.5756 | 18.3304 | 0.02487 | 0.000933 | 0.00104 | 3.4521 | 20.2641 | 0.02482 | 0.0011 | 0.00132 | 3.5196 | 20.2139 | 0.02783 | 0.00119 | 0.00141 | 3.5754 | 21.5651 | 0.0252 | 0.0009794 | 0.00112 | 3.4654 | 21.6859 | 0.02536 | 0.0009876 | 0.00113 | 3.5195 | 22.4871 | 0.0244 | 0.0009091 | 0.00102 | 3.5753 | 22.427 | 0.02704 | 0.0009844 | 0.00108 | 3.5753 | 24.5103 | 0.02523 | 0.00101 | 0.00115 | 3.8236 | 24.2487 | 0.02739 | 0.00106 | 0.00118 | 3.6622 | 26.5536 | 0.02875 | 0.00104 | 0.00117 | 3.4846 | 28.0369 | 0.02622 | 0.00101 | 0.00118 | 3.7075 | 27.8551 | 0.02815 | 0.00105 | 0.00121 | 3.5293 | 27.3084 | 0.02564 | 0.0009888 | 0.00113 | 3.5752 | 27.2882 | 0.0279 | 0.00105 | 0.00119 | 3.492 | 27.319 | 0.02805 | 0.00105 | 0.0012 | 3.3744 | 32.0466 | 0.026 | 0.0009776 | 0.00115 | 3.3369 | 32.8593 | 0.0266 | 0.00103 | 0.00124 | 3.3887 | 32.8589 | 0.02868 | 0.00107 | 0.00129 | 3.4982 | 32.1097 | 0.02803 | 0.00107 | 0.00128 | 3.5362 | 35.3314 | 0.0258 | 0.0009804 | 0.00116 | 3.2739 | 40.1481 | 0.02568 | 0.00103 | 0.00126 | 3.2138 | 40.1192 | 0.02585 | 0.00104 | 0.00127 | 3.152 | 46.2884 | 0.02751 | 0.0011 | 0.00138 | 3.2283 | 46.7696 | 0.02537 | 0.0009598 | 0.00117 | 3.1031 | 46.6328 | 0.02572 | 0.0009738 | 0.00119 | 3.3111 | 46.8481 | 0.02831 | 0.00104 | 0.00124 | 3.5484 | 47.2779 | 0.03309 | 0.00124 | 0.00151 | 3.4743 | 48.0792 | 0.03251 | 0.00124 | 0.00151 | 3.4608 | 52.92 | 0.03113 | 0.00115 | 0.00138 | 3.6379 | 55.6518 | 0.0314 | 0.00112 | 0.0013 | 3.5517 | 56.0413 | 0.03194 | 0.00116 | 0.00139 | 3.8685 | 59.6159 | 0.03453 | 0.00122 | 0.00144 | 3.5359 | 63.3059 | 0.03324 | 0.00115 | 0.00137 | 3.5539 | 63.7991 | 0.03372 | 0.00125 | 0.00152 | 3.8466 | 66.9497 | 0.03518 | 0.00122 | 0.00139 | 3.8281 | 67.8642 | 0.03499 | 0.0012 | 0.00137 | 3.8787 | 72.6905 | 0.03705 | 0.00129 | 0.00146 | 3.8291 | 79.841 | 0.03568 | 0.00125 | 0.00145 | 3.7807 | 79.7033 | 0.03585 | 0.00126 | 0.00146
3.7202 | 0.05108 | 0.08945 | 0.00453 | 0.00727 | 4.4687 | 0.045238 | 0.24127 | 0.01146 | 0.01422 | 4.3103 | 0.04634 | 0.34195 | 0.01482 | 0.01699 | 4.3103 | 0.18741 | 0.08557 | 0.00369 | 0.00408 | 3.997 | 0.19702 | 0.10101 | 0.00401 | 0.00432 | 4.2759 | 0.42676 | 0.08946 | 0.00357 | 0.00298 | 3.7451 | 1.2678 | 0.04209 | 0.00152 | 0.00137 | 3.6334 | 1.2928 | 0.04442 | 0.00156 | 0.00141 | 3.3333 | 1.8772 | 0.03277 | 0.00116 | 0.00112 | 3.5707 | 2.3996 | 0.03264 | 0.0012 | 0.00107 | 3.6667 | 2.3656 | 0.03617 | 0.00132 | 0.00114 | 3.7512 | 2.887 | 0.03327 | 0.00121 | 0.00108 | 3.8238 | 2.8589 | 0.03621 | 0.00129 | 0.00113 | 3.8891 | 2.8349 | 0.03916 | 0.00137 | 0.00118 | 4.211 | 3.4192 | 0.03801 | 0.0014 | 0.00112 | 4.0016 | 4.1719 | 0.03234 | 0.0012 | 0.00105 | 4.2869 | 4.0377 | 0.03683 | 0.00137 | 0.00112 | 4.0926 | 4.1278 | 0.03654 | 0.00136 | 0.00113 | 4.1693 | 5.328 | 0.03197 | 0.00122 | 0.00105 | 4.0768 | 6.0827 | 0.0318 | 0.00119 | 0.00105 | 4.2892 | 6.7012 | 0.03092 | 0.00112 | 0.0009557 | 4.1414 | 6.8024 | 0.03079 | 0.00111 | 0.0009609 | 4.0661 | 8.5961 | 0.02776 | 0.0009958 | 0.0009229 | 4.0035 | 9.3801 | 0.02814 | 0.0009873 | 0.0009357 | 4.0578 | 9.3361 | 0.03017 | 0.00103 | 0.000972 | 4.1704 | 10.0587 | 0.02835 | 0.0009845 | 0.0009553 | 4.0038 | 10.1891 | 0.03024 | 0.00103 | 0.001 | 4.0037 | 12.3111 | 0.02587 | 0.0008932 | 0.0009021 | 3.8676 | 12.4515 | 0.02752 | 0.0009303 | 0.000946 | 3.7537 | 12.5719 | 0.02919 | 0.0009664 | 0.0009885 | 3.7541 | 14.5642 | 0.02646 | 0.0009109 | 0.0009898 | 3.604 | 14.7247 | 0.02657 | 0.0009172 | 0.00101 | 3.9259 | 15.2549 | 0.02745 | 0.0009436 | 0.0009668 | 3.8505 | 16.1464 | 0.02678 | 0.0009394 | 0.0009891 | 4.0225 | 17.8484 | 0.02758 | 0.00101 | 0.00107 | 3.8837 | 19.8818 | 0.02726 | 0.00116 | 0.00134 | 3.9106 | 19.8619 | 0.03028 | 0.00125 | 0.00142 | 3.9727 | 21.103 | 0.02749 | 0.00104 | 0.00113 | 3.8504 | 21.2436 | 0.02764 | 0.00104 | 0.00115 | 3.9106 | 22.0948 | 0.02659 | 0.0009652 | 0.00104 | 3.9328 | 22.0749 | 0.02924 | 0.00104 | 0.0011 | 3.9328 | 24.128 | 0.02725 | 0.00105 | 0.00116 | 4.1712 | 23.8467 | 0.02943 | 0.0011 | 0.00119 | 3.9674 | 26.2714 | 0.03061 | 0.00108 | 0.00119 | 3.8014 | 27.7743 | 0.02797 | 0.00104 | 0.00119 | 4.0165 | 27.5727 | 0.02992 | 0.00108 | 0.00122 | 3.8501 | 27.1557 | 0.02743 | 0.00102 | 0.00115 | 3.8732 | 27.1456 | 0.0297 | 0.00108 | 0.0012 | 3.783 | 27.1864 | 0.02985 | 0.00109 | 0.00121 | 3.6555 | 31.9435 | 0.02753 | 0.001 | 0.00116 | 3.6149 | 32.8461 | 0.02809 | 0.00105 | 0.00125 | 3.6493 | 32.8359 | 0.03017 | 0.0011 | 0.0013 | 3.7672 | 32.0767 | 0.02955 | 0.0011 | 0.00129 | 3.8082 | 35.2383 | 0.02719 | 0.001 | 0.00117 | 3.5078 | 40.2042 | 0.0269 | 0.00105 | 0.00127 | 3.4434 | 40.1953 | 0.02707 | 0.00106 | 0.00128 | 3.546 | 46.7001 | 0.02962 | 0.00115 | 0.0014 | 3.6318 | 47.0511 | 0.02746 | 0.00101 | 0.00119 | 3.4909 | 46.974 | 0.02781 | 0.00102 | 0.00121 | 3.679 | 47.0706 | 0.0304 | 0.00109 | 0.00125 | 3.9033 | 47.8303 | 0.03515 | 0.00128 | 0.00153 | 3.8218 | 48.7408 | 0.03453 | 0.00127 | 0.00152 | 3.7754 | 53.1015 | 0.03298 | 0.00118 | 0.0014 | 3.9411 | 55.9239 | 0.03315 | 0.00115 | 0.00131 | 3.8477 | 56.1828 | 0.03369 | 0.00119 | 0.0014 | 4.4212 | 59.6514 | 0.03781 | 0.00131 | 0.00147 | 4.0411 | 63.7283 | 0.03632 | 0.00124 | 0.00139 | 4.0616 | 64.2511 | 0.03678 | 0.00132 | 0.00154 | 4.3274 | 67.2337 | 0.0381 | 0.00129 | 0.00141 | 4.3066 | 68.1978 | 0.03787 | 0.00128 | 0.00139 | 4.3096 | 73.1535 | 0.03974 | 0.00135 | 0.00148 | 4.2545 | 80.8732 | 0.03811 | 0.0013 | 0.00147 | 4.2008 | 80.7553 | 0.03829 | 0.00131 | 0.00147
3.9683 | 0.048958 | 0.09913 | 0.00493 | 0.00798 | 4.9652 | 0.042135 | 0.2859 | 0.0135 | 0.01658 | 4.6419 | 0.044098 | 0.38514 | 0.01636 | 0.01891 | 4.6419 | 0.1782 | 0.09626 | 0.00407 | 0.00452 | 4.2468 | 0.18921 | 0.11114 | 0.00432 | 0.00469 | 4.6323 | 0.40434 | 0.10124 | 0.00398 | 0.0033 | 3.9948 | 1.2157 | 0.04604 | 0.00163 | 0.00146 | 4.0876 | 1.1967 | 0.05229 | 0.00194 | 0.00158 | 3.75 | 1.7551 | 0.03816 | 0.0014 | 0.00123 | 3.9277 | 2.2765 | 0.03684 | 0.00135 | 0.00115 | 4 | 2.2524 | 0.04041 | 0.00146 | 0.00121 | 4.0638 | 2.7708 | 0.03673 | 0.00132 | 0.00114 | 4.1179 | 2.7508 | 0.0397 | 0.0014 | 0.00119 | 4.4447 | 2.6397 | 0.04633 | 0.00172 | 0.0013 | 4.7373 | 3.224 | 0.04391 | 0.00164 | 0.00121 | 4.5018 | 3.9416 | 0.03718 | 0.00139 | 0.00112 | 4.7633 | 3.8305 | 0.04182 | 0.00156 | 0.00119 | 4.5473 | 3.9216 | 0.04141 | 0.00153 | 0.00119 | 4.5862 | 5.0956 | 0.03573 | 0.00134 | 0.0011 | 4.4474 | 5.8624 | 0.03508 | 0.00128 | 0.00109 | 4.6467 | 6.4689 | 0.0339 | 0.0012 | 0.0009925 | 4.4865 | 6.571 | 0.03372 | 0.0012 | 0.0009966 | 4.3788 | 8.3477 | 0.03007 | 0.00105 | 0.0009492 | 4.2895 | 9.1496 | 0.03025 | 0.00104 | 0.0009593 | 4.3283 | 9.1186 | 0.0323 | 0.00108 | 0.000995 | 4.4484 | 9.8382 | 0.03032 | 0.00103 | 0.0009767 | 4.254 | 9.9897 | 0.03218 | 0.00107 | 0.00102 | 4.2539 | 12.0605 | 0.02748 | 0.0009254 | 0.0009186 | 4.0951 | 12.221 | 0.02911 | 0.0009607 | 0.0009617 | 4.1708 | 12.1509 | 0.03236 | 0.00107 | 0.00102 | 4.1712 | 14.1229 | 0.0292 | 0.0009952 | 0.00102 | 4.0044 | 14.2935 | 0.02927 | 0.0009992 | 0.00103 | 4.4166 | 14.7234 | 0.03072 | 0.00106 | 0.0009963 | 4.3318 | 15.6548 | 0.02986 | 0.00104 | 0.00102 | 4.4695 | 17.3668 | 0.03036 | 0.00109 | 0.00109 | 4.3152 | 19.4699 | 0.02975 | 0.00121 | 0.00136 | 4.3017 | 19.4801 | 0.03277 | 0.0013 | 0.00144 | 4.3699 | 20.6212 | 0.02984 | 0.00109 | 0.00115 | 4.2355 | 20.7818 | 0.02997 | 0.0011 | 0.00117 | 4.3016 | 21.6829 | 0.02883 | 0.00102 | 0.00106 | 4.2903 | 21.6931 | 0.03148 | 0.00109 | 0.00112 | 4.2904 | 23.706 | 0.02929 | 0.0011 | 0.00118 | 4.5188 | 23.4349 | 0.0315 | 0.00114 | 0.00121 | 4.2726 | 25.9595 | 0.03248 | 0.00111 | 0.0012 | 4.1182 | 27.462 | 0.02974 | 0.00107 | 0.00121 | 4.3255 | 27.2407 | 0.0317 | 0.00111 | 0.00123 | 4.1709 | 26.9733 | 0.02924 | 0.00106 | 0.00116 | 4.1711 | 26.9735 | 0.03151 | 0.00111 | 0.00122 | 4.074 | 27.0342 | 0.03166 | 0.00112 | 0.00123 | 3.9367 | 31.7809 | 0.02907 | 0.00103 | 0.00117 | 3.893 | 32.7533 | 0.02958 | 0.00107 | 0.00126 | 3.91 | 32.7533 | 0.03166 | 0.00112 | 0.00131 | 4.0363 | 31.994 | 0.03108 | 0.00112 | 0.0013 | 4.0802 | 35.0855 | 0.02858 | 0.00102 | 0.00118 | 3.7416 | 40.2108 | 0.02812 | 0.00107 | 0.00128 | 3.6729 | 40.2118 | 0.02829 | 0.00107 | 0.00129 | 3.94 | 46.8732 | 0.03171 | 0.00119 | 0.00142 | 4.0353 | 47.1342 | 0.02954 | 0.00105 | 0.0012 | 3.8788 | 47.1169 | 0.02989 | 0.00107 | 0.00122 | 4.0469 | 47.1344 | 0.03248 | 0.00113 | 0.00127 | 4.2581 | 48.1939 | 0.03719 | 0.00132 | 0.00154 | 4.1692 | 49.2236 | 0.03653 | 0.00131 | 0.00154 | 4.09 | 53.1643 | 0.03483 | 0.00121 | 0.00141 | 4.2442 | 56.097 | 0.0349 | 0.00118 | 0.00132 | 4.1436 | 56.2153 | 0.03543 | 0.00122 | 0.00141 | 4.9738 | 59.4399 | 0.0411 | 0.0014 | 0.00149 | 4.5462 | 63.8643 | 0.03939 | 0.00132 | 0.00141 | 4.5693 | 64.4269 | 0.03983 | 0.0014 | 0.00156 | 4.8082 | 67.2906 | 0.04101 | 0.00136 | 0.00143 | 4.7851 | 68.2744 | 0.04074 | 0.00134 | 0.00141 | 4.7406 | 73.3994 | 0.04241 | 0.00141 | 0.0015 | 4.68 | 81.6083 | 0.04053 | 0.00135 | 0.00148 | 4.6209 | 81.5203 | 0.04071 | 0.00136 | 0.00149
4.4643 | 0.045265 | 0.11971 | 0.0061 | 0.00947 | 5.4618 | 0.039493 | 0.33368 | 0.01554 | 0.01909 | 4.9735 | 0.042096 | 0.43045 | 0.01791 | 0.02091 | 4.9735 | 0.1701 | 0.10748 | 0.00445 | 0.00499 | 4.4966 | 0.18211 | 0.12166 | 0.00464 | 0.00508 | 4.9886 | 0.38443 | 0.11366 | 0.0044 | 0.00363 | 4.4942 | 1.1227 | 0.05442 | 0.00204 | 0.00164 | 4.5417 | 1.1147 | 0.06077 | 0.00231 | 0.00175 | 4.1667 | 1.648 | 0.04392 | 0.00164 | 0.00134 | 4.2848 | 2.1643 | 0.04125 | 0.0015 | 0.00123 | 4.3333 | 2.1503 | 0.04486 | 0.00161 | 0.00129 | 4.3764 | 2.6617 | 0.04034 | 0.00142 | 0.0012 | 4.7062 | 2.5566 | 0.04709 | 0.00176 | 0.00131 | 5.0003 | 2.4685 | 0.05401 | 0.00205 | 0.00142 | 5.2637 | 3.0459 | 0.05017 | 0.00188 | 0.00131 | 5.002 | 3.7344 | 0.04228 | 0.00158 | 0.00119 | 5.2396 | 3.6423 | 0.04707 | 0.00173 | 0.00127 | 5.002 | 3.7344 | 0.04654 | 0.00171 | 0.00126 | 5.0031 | 4.8824 | 0.03966 | 0.00146 | 0.00115 | 4.818 | 5.6581 | 0.03849 | 0.00138 | 0.00113 | 5.0041 | 6.2536 | 0.03698 | 0.00129 | 0.00103 | 4.8316 | 6.3557 | 0.03675 | 0.00128 | 0.00103 | 4.6916 | 8.1123 | 0.03246 | 0.00111 | 0.000976 | 4.5755 | 8.9282 | 0.03242 | 0.00109 | 0.0009832 | 4.5988 | 8.9112 | 0.03447 | 0.00113 | 0.00102 | 4.7264 | 9.6298 | 0.03234 | 0.00107 | 0.0009983 | 4.5043 | 9.7962 | 0.03416 | 0.00111 | 0.00104 | 4.5042 | 11.82 | 0.02912 | 0.0009578 | 0.0009352 | 4.5501 | 11.78 | 0.03238 | 0.00107 | 0.0009933 | 4.6921 | 11.6398 | 0.03648 | 0.00123 | 0.00106 | 4.6926 | 13.5717 | 0.03274 | 0.00112 | 0.00105 | 4.505 | 13.7722 | 0.03277 | 0.00112 | 0.00106 | 4.9073 | 14.2023 | 0.03411 | 0.00117 | 0.00103 | 4.8132 | 15.1535 | 0.03305 | 0.00114 | 0.00105 | 4.9164 | 16.8855 | 0.03323 | 0.00117 | 0.00111 | 4.7467 | 19.0384 | 0.03229 | 0.00127 | 0.00138 | 4.6928 | 19.0887 | 0.03531 | 0.00135 | 0.00146 | 4.7672 | 20.1396 | 0.03225 | 0.00115 | 0.00117 | 4.6205 | 20.3202 | 0.03235 | 0.00115 | 0.00119 | 4.6927 | 21.2512 | 0.03112 | 0.00107 | 0.00108 | 4.6478 | 21.3015 | 0.03376 | 0.00114 | 0.00114 | 4.6479 | 23.2843 | 0.03138 | 0.00114 | 0.00119 | 4.8664 | 23.0234 | 0.03361 | 0.00119 | 0.00122 | 4.5778 | 25.6278 | 0.03438 | 0.00115 | 0.00121 | 4.435 | 27.12 | 0.03154 | 0.00111 | 0.00122 | 4.6344 | 26.889 | 0.03351 | 0.00114 | 0.00125 | 4.4918 | 26.7613 | 0.03107 | 0.00109 | 0.00118 | 4.469 | 26.7815 | 0.03333 | 0.00114 | 0.00123 | 4.365 | 26.8522 | 0.03348 | 0.00115 | 0.00124 | 4.2179 | 31.5685 | 0.03061 | 0.00106 | 0.00119 | 4.1711 | 32.6008 | 0.03108 | 0.0011 | 0.00127 | 4.1707 | 32.601 | 0.03316 | 0.00114 | 0.00132 | 4.3054 | 31.8616 | 0.03262 | 0.00114 | 0.00131 | 4.3522 | 34.8831 | 0.02998 | 0.00105 | 0.00119 | 4.2093 | 40.055 | 0.03056 | 0.00113 | 0.00129 | 4.132 | 40.096 | 0.03073 | 0.00113 | 0.0013 | 4.334 | 46.8675 | 0.0338 | 0.00123 | 0.00143 | 4.4388 | 47.0784 | 0.03162 | 0.0011 | 0.00122 | 4.2667 | 47.1209 | 0.03197 | 0.00111 | 0.00124 | 4.4148 | 47.0891 | 0.03456 | 0.00117 | 0.00128 | 4.6129 | 48.4284 | 0.03922 | 0.00135 | 0.00156 | 4.5166 | 49.5575 | 0.03852 | 0.00134 | 0.00156 | 4.4046 | 53.1379 | 0.03667 | 0.00125 | 0.00142 | 4.8505 | 56.2255 | 0.03839 | 0.00128 | 0.00135 | 4.7356 | 56.073 | 0.03892 | 0.00132 | 0.00144 | 5.5264 | 59.0805 | 0.04441 | 0.00148 | 0.00151 | 5.0513 | 63.8029 | 0.04246 | 0.00139 | 0.00143 | 5.077 | 64.4152 | 0.04287 | 0.00147 | 0.00158 | 5.289 | 67.1797 | 0.04393 | 0.00143 | 0.00145 | 5.2637 | 68.1732 | 0.04361 | 0.00141 | 0.00143 | 5.1716 | 73.4874 | 0.04508 | 0.00146 | 0.00152 | 5.1054 | 82.0957 | 0.04292 | 0.0014 | 0.0015 | 5.0409 | 82.0376 | 0.0431 | 0.0014 | 0.0015
4.9603 | 0.042163 | 0.14189 | 0.00725 | 0.01106 | 5.9583 | 0.037191 | 0.38454 | 0.01758 | 0.02173 | 5.305 | 0.040285 | 0.47787 | 0.01948 | 0.02299 | 5.305 | 0.16269 | 0.11922 | 0.00484 | 0.00548 | 4.9963 | 0.1695 | 0.14392 | 0.00574 | 0.0059 | 5.3449 | 0.36671 | 0.12669 | 0.00482 | 0.00399 | 4.9935 | 1.0426 | 0.06347 | 0.00244 | 0.00184 | 4.9959 | 1.0426 | 0.06986 | 0.00267 | 0.00194 | 4.5833 | 1.5529 | 0.05005 | 0.00187 | 0.00147 | 4.6419 | 2.0633 | 0.04588 | 0.00165 | 0.00131 | 4.6667 | 2.0563 | 0.04952 | 0.00175 | 0.00137 | 5.0016 | 2.4685 | 0.04798 | 0.00181 | 0.00132 | 5.2944 | 2.3865 | 0.05503 | 0.00211 | 0.00144 | 5.5559 | 2.3184 | 0.0622 | 0.00238 | 0.00155 | 5.7901 | 2.8827 | 0.05678 | 0.00211 | 0.00141 | 5.5022 | 3.5462 | 0.04767 | 0.00176 | 0.00127 | 5.7159 | 3.4721 | 0.05258 | 0.00191 | 0.00134 | 5.4568 | 3.5632 | 0.05191 | 0.00188 | 0.00134 | 5.4201 | 4.6872 | 0.04375 | 0.00158 | 0.0012 | 5.1886 | 5.4678 | 0.04201 | 0.00147 | 0.00118 | 5.3615 | 6.0533 | 0.04017 | 0.00137 | 0.00107 | 5.1767 | 6.1545 | 0.03989 | 0.00136 | 0.00107 | 5.0044 | 7.8899 | 0.03491 | 0.00117 | 0.001 | 4.8614 | 8.7169 | 0.03464 | 0.00114 | 0.00101 | 4.8693 | 8.7119 | 0.03669 | 0.00118 | 0.00104 | 5.0044 | 9.4295 | 0.03439 | 0.00111 | 0.00102 | 5.0048 | 9.4295 | 0.03824 | 0.00126 | 0.00109 | 5.0046 | 11.3591 | 0.0325 | 0.00108 | 0.0009691 | 5.1189 | 11.259 | 0.03663 | 0.00124 | 0.00103 | 5.2134 | 11.169 | 0.04078 | 0.00138 | 0.0011 | 5.214 | 13.0507 | 0.03642 | 0.00124 | 0.00108 | 5.0055 | 13.2611 | 0.03639 | 0.00124 | 0.00109 | 5.3981 | 13.7113 | 0.03762 | 0.00127 | 0.00106 | 5.2945 | 14.6725 | 0.03633 | 0.00124 | 0.00107 | 5.3634 | 16.4244 | 0.03617 | 0.00125 | 0.00114 | 5.1782 | 18.597 | 0.0349 | 0.00133 | 0.0014 | 5.0838 | 18.6974 | 0.0379 | 0.00141 | 0.00148 | 5.1645 | 19.6683 | 0.03471 | 0.0012 | 0.00119 | 5.0055 | 19.8589 | 0.03479 | 0.00121 | 0.0012 | 5.0838 | 20.8098 | 0.03345 | 0.00113 | 0.0011 | 5.0054 | 20.9002 | 0.03609 | 0.00119 | 0.00115 | 5.0054 | 22.8528 | 0.0335 | 0.00118 | 0.00121 | 5.214 | 22.602 | 0.03576 | 0.00123 | 0.00124 | 4.883 | 25.2763 | 0.03631 | 0.00118 | 0.00123 | 4.7518 | 26.7583 | 0.03336 | 0.00114 | 0.00123 | 4.9434 | 26.5274 | 0.03535 | 0.00118 | 0.00126 | 4.8126 | 26.5395 | 0.03291 | 0.00113 | 0.00119 | 4.767 | 26.5698 | 0.03517 | 0.00118 | 0.00124 | 4.656 | 26.6505 | 0.03531 | 0.00118 | 0.00125 | 4.4991 | 31.3165 | 0.03217 | 0.00108 | 0.0012 | 4.4491 | 32.4086 | 0.03259 | 0.00112 | 0.00128 | 4.692 | 32.197 | 0.03619 | 0.00122 | 0.00134 | 4.8436 | 31.5277 | 0.03571 | 0.00123 | 0.00133 | 4.8963 | 34.379 | 0.03281 | 0.00112 | 0.00121 | 4.677 | 39.7603 | 0.03302 | 0.00118 | 0.00131 | 4.5912 | 39.8312 | 0.03318 | 0.00119 | 0.00132 | 4.728 | 46.7227 | 0.03589 | 0.00127 | 0.00144 | 4.8424 | 46.9135 | 0.0337 | 0.00114 | 0.00123 | 4.6546 | 47.0058 | 0.03406 | 0.00115 | 0.00125 | 4.7827 | 46.9445 | 0.03664 | 0.00121 | 0.00129 | 4.9678 | 48.5336 | 0.04124 | 0.00138 | 0.00157 | 4.8641 | 49.7722 | 0.04049 | 0.00137 | 0.00157 | 5.0338 | 52.9074 | 0.04037 | 0.00136 | 0.00145 | 5.4569 | 56.1364 | 0.04188 | 0.00138 | 0.00137 | 5.3275 | 55.7432 | 0.04243 | 0.00142 | 0.00146 | 6.0791 | 58.6226 | 0.04774 | 0.00156 | 0.00153 | 5.5565 | 63.5933 | 0.04554 | 0.00146 | 0.00145 | 5.5847 | 64.2555 | 0.04591 | 0.00153 | 0.0016 | 5.7699 | 66.9505 | 0.04685 | 0.00149 | 0.00147 | 5.7422 | 67.9537 | 0.04649 | 0.00147 | 0.00145 | 5.6025 | 73.4471 | 0.04775 | 0.00151 | 0.00153 | 5.5309 | 82.3949 | 0.0453 | 0.00144 | 0.00151 | 5.461 | 82.3566 | 0.04549 | 0.00144 | 0.00152
5.4563 | 0.039511 | 0.16563 | 0.0084 | 0.01275 | 6.4548 | 0.03518 | 0.43844 | 0.01965 | 0.0245 | 5.6366 | 0.038644 | 0.52736 | 0.02107 | 0.02514 | 5.6366 | 0.15609 | 0.13148 | 0.00523 | 0.00598 | 5.6208 | 0.15639 | 0.17395 | 0.00729 | 0.007 | 5.7013 | 0.3507 | 0.14034 | 0.00525 | 0.00435 | 5.4929 | 0.97406 | 0.07319 | 0.00283 | 0.00205 | 5.4501 | 0.97957 | 0.07955 | 0.00303 | 0.00214 | 5 | 1.4679 | 0.05654 | 0.00211 | 0.00159 | 4.9989 | 1.9702 | 0.05074 | 0.0018 | 0.0014 | 5.3333 | 1.8911 | 0.05946 | 0.00227 | 0.00154 | 5.6268 | 2.3004 | 0.05621 | 0.00217 | 0.00146 | 5.8827 | 2.2373 | 0.06351 | 0.00244 | 0.00158 | 6.1115 | 2.1853 | 0.07091 | 0.00269 | 0.00169 | 6.3165 | 2.7336 | 0.06377 | 0.00235 | 0.00151 | 6.0024 | 3.377 | 0.05333 | 0.00195 | 0.00135 | 6.1922 | 3.316 | 0.05835 | 0.00209 | 0.00142 | 5.9115 | 3.4061 | 0.05754 | 0.00205 | 0.00141 | 5.837 | 4.508 | 0.04802 | 0.0017 | 0.00126 | 5.5593 | 5.2906 | 0.04565 | 0.00157 | 0.00122 | 5.719 | 5.8661 | 0.04345 | 0.00145 | 0.00111 | 5.5218 | 5.9672 | 0.04312 | 0.00144 | 0.00111 | 5.3172 | 7.6796 | 0.03742 | 0.00123 | 0.00103 | 5.1474 | 8.5155 | 0.03691 | 0.00119 | 0.00103 | 5.4104 | 8.3383 | 0.04129 | 0.00135 | 0.00109 | 5.5605 | 9.0548 | 0.03863 | 0.00127 | 0.00107 | 5.6303 | 9.0098 | 0.04355 | 0.00147 | 0.00114 | 5.6302 | 10.8183 | 0.03692 | 0.00125 | 0.00101 | 5.6876 | 10.7682 | 0.04109 | 0.0014 | 0.00108 | 5.7348 | 10.7282 | 0.04525 | 0.00152 | 0.00114 | 5.7354 | 12.5698 | 0.04025 | 0.00136 | 0.00111 | 5.5061 | 12.7802 | 0.04016 | 0.00135 | 0.00112 | 5.8888 | 13.2505 | 0.04126 | 0.00138 | 0.00109 | 5.7758 | 14.2216 | 0.03972 | 0.00133 | 0.0011 | 5.8103 | 15.9734 | 0.03919 | 0.00132 | 0.00116 | 5.6097 | 18.1659 | 0.03756 | 0.00138 | 0.00141 | 5.4749 | 18.3063 | 0.04055 | 0.00146 | 0.00149 | 5.5617 | 19.2072 | 0.03723 | 0.00126 | 0.00121 | 5.3906 | 19.4077 | 0.03729 | 0.00126 | 0.00122 | 5.4748 | 20.3686 | 0.03583 | 0.00118 | 0.00112 | 5.3629 | 20.489 | 0.03845 | 0.00124 | 0.00117 | 5.363 | 22.4214 | 0.03567 | 0.00122 | 0.00122 | 5.5616 | 22.1908 | 0.03795 | 0.00127 | 0.00125 | 5.4934 | 24.5637 | 0.04024 | 0.00131 | 0.00125 | 5.0686 | 26.3768 | 0.0352 | 0.00117 | 0.00125 | 5.5613 | 25.7648 | 0.0391 | 0.0013 | 0.00129 | 5.1335 | 26.2979 | 0.03476 | 0.00116 | 0.00121 | 5.3628 | 26.117 | 0.03889 | 0.00129 | 0.00127 | 5.238 | 26.2076 | 0.03902 | 0.0013 | 0.00128 | 5.0615 | 30.733 | 0.03533 | 0.00117 | 0.00122 | 5.0053 | 31.8949 | 0.03563 | 0.00121 | 0.00131 | 5.2133 | 31.6739 | 0.03926 | 0.0013 | 0.00136 | 5.3818 | 31.1044 | 0.03884 | 0.00131 | 0.00136 | 5.4403 | 33.7856 | 0.03569 | 0.0012 | 0.00123 | 5.1448 | 39.3664 | 0.0355 | 0.00124 | 0.00133 | 5.0503 | 39.4571 | 0.03565 | 0.00124 | 0.00134 | 5.122 | 46.4786 | 0.038 | 0.0013 | 0.00145 | 5.2459 | 46.6593 | 0.0358 | 0.00118 | 0.00124 | 5.0425 | 46.8015 | 0.03614 | 0.00119 | 0.00126 | 5.1506 | 46.7306 | 0.03873 | 0.00125 | 0.00131 | 5.6775 | 48.4957 | 0.04528 | 0.0015 | 0.0016 | 5.559 | 49.9233 | 0.04442 | 0.00149 | 0.0016 | 5.663 | 52.4991 | 0.04409 | 0.00146 | 0.00147 | 6.0632 | 55.899 | 0.04538 | 0.00147 | 0.00139 | 5.9195 | 55.3052 | 0.04596 | 0.0015 | 0.00148 | 6.6317 | 58.106 | 0.0511 | 0.00163 | 0.00155 | 6.0616 | 63.2952 | 0.04863 | 0.00153 | 0.00147 | 6.0924 | 63.9972 | 0.04897 | 0.0016 | 0.00161 | 6.2507 | 66.6426 | 0.04978 | 0.00155 | 0.00149 | 6.2207 | 67.6256 | 0.04938 | 0.00153 | 0.00146 | 6.0335 | 73.3181 | 0.05042 | 0.00156 | 0.00155 | 5.9563 | 82.5254 | 0.04768 | 0.00148 | 0.00152 | 5.8811 | 82.5171 | 0.04787 | 0.00149 | 0.00153
5.9524 | 0.03722 | 0.19092 | 0.00955 | 0.01452 | 6.9513 | 0.033409 | 0.49531 | 0.02175 | 0.02741 | 5.9682 | 0.037152 | 0.5789 | 0.02268 | 0.02737 | 5.9682 | 0.14998 | 0.14425 | 0.00563 | 0.00651 | 6.2453 | 0.14528 | 0.20638 | 0.00878 | 0.00816 | 6.4139 | 0.32298 | 0.16944 | 0.00676 | 0.00513 | 5.9922 | 0.91392 | 0.08357 | 0.00322 | 0.00228 | 5.9043 | 0.92393 | 0.08985 | 0.00339 | 0.00236 | 5.4167 | 1.3908 | 0.06339 | 0.00234 | 0.00173 | 5.7131 | 1.808 | 0.06112 | 0.00235 | 0.00158 | 6 | 1.751 | 0.07023 | 0.00276 | 0.00173 | 6.252 | 2.1533 | 0.06501 | 0.00252 | 0.00161 | 6.471 | 2.1072 | 0.07253 | 0.00278 | 0.00172 | 6.667 | 2.0662 | 0.08013 | 0.00301 | 0.00183 | 6.8428 | 2.5975 | 0.07112 | 0.00258 | 0.00162 | 6.5026 | 3.2219 | 0.05928 | 0.00214 | 0.00144 | 6.6686 | 3.1739 | 0.06439 | 0.00227 | 0.00151 | 6.3662 | 3.2629 | 0.06342 | 0.00223 | 0.00149 | 6.2539 | 4.3418 | 0.05245 | 0.00182 | 0.00131 | 5.9299 | 5.1244 | 0.04942 | 0.00166 | 0.00127 | 6.0764 | 5.6919 | 0.04685 | 0.00154 | 0.00115 | 5.8669 | 5.792 | 0.04645 | 0.00152 | 0.00115 | 5.6299 | 7.4814 | 0.04001 | 0.00129 | 0.00106 | 5.7194 | 8.139 | 0.04162 | 0.00137 | 0.00108 | 6.0867 | 7.9147 | 0.04733 | 0.00161 | 0.00115 | 6.2556 | 8.6271 | 0.04418 | 0.00151 | 0.00112 | 6.2559 | 8.6262 | 0.04911 | 0.00168 | 0.00119 | 6.2558 | 10.3175 | 0.04156 | 0.00142 | 0.00106 | 6.2564 | 10.3176 | 0.04573 | 0.00155 | 0.00112 | 6.2561 | 10.3176 | 0.04991 | 0.00167 | 0.00118 | 6.2568 | 12.1091 | 0.04422 | 0.00148 | 0.00115 | 6.0066 | 12.3195 | 0.04407 | 0.00147 | 0.00116 | 6.3796 | 12.8098 | 0.04502 | 0.00148 | 0.00112 | 6.2571 | 13.7808 | 0.04322 | 0.00143 | 0.00113 | 6.2573 | 15.5426 | 0.0423 | 0.0014 | 0.00118 | 6.0413 | 17.7449 | 0.04029 | 0.00144 | 0.00143 | 5.866 | 17.9154 | 0.04326 | 0.00151 | 0.00151 | 5.959 | 18.7562 | 0.03981 | 0.00131 | 0.00123 | 5.7756 | 18.9567 | 0.03984 | 0.00132 | 0.00124 | 5.8659 | 19.9375 | 0.03826 | 0.00123 | 0.00114 | 5.7204 | 20.098 | 0.04087 | 0.00129 | 0.00119 | 5.7205 | 22.0003 | 0.03787 | 0.00127 | 0.00124 | 6.2568 | 21.3888 | 0.04245 | 0.00143 | 0.00128 | 6.1037 | 23.8317 | 0.04429 | 0.00144 | 0.00128 | 5.7021 | 25.5942 | 0.03898 | 0.00129 | 0.00127 | 6.1792 | 25.0126 | 0.04296 | 0.00141 | 0.00131 | 5.7752 | 25.7752 | 0.03853 | 0.00128 | 0.00123 | 5.9587 | 25.6246 | 0.04268 | 0.00141 | 0.00129 | 5.82 | 25.7352 | 0.04279 | 0.00141 | 0.00131 | 5.6239 | 30.0901 | 0.03855 | 0.00126 | 0.00124 | 5.5614 | 31.2919 | 0.03874 | 0.00129 | 0.00133 | 5.7347 | 31.1012 | 0.04238 | 0.00138 | 0.00138 | 5.92 | 30.6317 | 0.04201 | 0.00139 | 0.00138 | 5.9843 | 33.1428 | 0.03862 | 0.00127 | 0.00125 | 5.6125 | 38.903 | 0.038 | 0.00129 | 0.00134 | 5.5094 | 39.0138 | 0.03815 | 0.00129 | 0.00135 | 5.516 | 46.165 | 0.04011 | 0.00134 | 0.00147 | 5.6494 | 46.3557 | 0.0379 | 0.00122 | 0.00126 | 5.4304 | 46.5277 | 0.03824 | 0.00123 | 0.00128 | 5.8864 | 46.144 | 0.04295 | 0.00139 | 0.00133 | 6.3871 | 48.2094 | 0.04933 | 0.00161 | 0.00162 | 6.2538 | 49.8063 | 0.04835 | 0.00159 | 0.00162 | 6.2923 | 51.9823 | 0.04784 | 0.00156 | 0.00149 | 6.6695 | 55.5528 | 0.04889 | 0.00155 | 0.00141 | 6.5114 | 54.7885 | 0.04952 | 0.00159 | 0.0015 | 7.1844 | 57.5603 | 0.05449 | 0.0017 | 0.00157 | 6.5667 | 62.9283 | 0.05174 | 0.00159 | 0.00149 | 6.6001 | 63.6602 | 0.05204 | 0.00166 | 0.00163 | 6.7315 | 66.2757 | 0.05273 | 0.00161 | 0.0015 | 6.6992 | 67.2485 | 0.05229 | 0.00158 | 0.00148 | 6.4645 | 73.1103 | 0.05309 | 0.00161 | 0.00156 | 6.3818 | 82.5372 | 0.05006 | 0.00152 | 0.00154 | 6.3012 | 82.5387 | 0.05024 | 0.00153 | 0.00154
6.4484 | 0.035208 | 0.21771 | 0.01073 | 0.0164 | 7.4479 | 0.031818 | 0.55511 | 0.02388 | 0.03045 | 6.6313 | 0.03453 | 0.68797 | 0.02815 | 0.03206 | 6.6313 | 0.13937 | 0.17129 | 0.00698 | 0.00761 | 6.8698 | 0.13587 | 0.24118 | 0.01023 | 0.00941 | 7.1266 | 0.29986 | 0.2009 | 0.00819 | 0.00597 | 6.4916 | 0.86108 | 0.09461 | 0.00361 | 0.00251 | 6.3584 | 0.8746 | 0.10075 | 0.00375 | 0.00258 | 5.8333 | 1.3228 | 0.07061 | 0.00257 | 0.00187 | 6.4272 | 1.6719 | 0.0724 | 0.00287 | 0.00178 | 6.6667 | 1.6309 | 0.08183 | 0.00323 | 0.00193 | 6.8771 | 2.0252 | 0.0744 | 0.00287 | 0.00177 | 7.0592 | 1.9911 | 0.0821 | 0.00311 | 0.00188 | 7.2226 | 1.9611 | 0.08987 | 0.00333 | 0.00198 | 7.3692 | 2.4724 | 0.07886 | 0.00282 | 0.00174 | 7.0028 | 3.0808 | 0.0655 | 0.00232 | 0.00152 | 7.1449 | 3.0427 | 0.0707 | 0.00245 | 0.00159 | 6.821 | 3.1308 | 0.06955 | 0.0024 | 0.00157 | 6.6708 | 4.1886 | 0.05704 | 0.00194 | 0.00137 | 6.3005 | 4.9702 | 0.0533 | 0.00176 | 0.00131 | 6.4339 | 5.5287 | 0.05034 | 0.00162 | 0.00119 | 6.212 | 5.6288 | 0.04989 | 0.00161 | 0.00119 | 6.2555 | 7.1139 | 0.04538 | 0.0015 | 0.00112 | 6.4343 | 7.7134 | 0.04781 | 0.00164 | 0.00115 | 6.763 | 7.5332 | 0.05367 | 0.00185 | 0.00122 | 6.9506 | 8.2396 | 0.04999 | 0.00173 | 0.00118 | 6.8815 | 8.2767 | 0.05491 | 0.00188 | 0.00125 | 6.8814 | 9.8709 | 0.04642 | 0.00159 | 0.00111 | 6.8252 | 9.91 | 0.05058 | 0.0017 | 0.00116 | 6.7775 | 9.9431 | 0.05475 | 0.00181 | 0.00122 | 6.7782 | 11.6785 | 0.04834 | 0.0016 | 0.00118 | 6.5072 | 11.8988 | 0.04811 | 0.00158 | 0.00119 | 6.8703 | 12.3992 | 0.04891 | 0.00159 | 0.00115 | 6.7384 | 13.3701 | 0.04684 | 0.00152 | 0.00116 | 6.7042 | 15.1319 | 0.0455 | 0.00147 | 0.00121 | 6.4728 | 17.324 | 0.04309 | 0.0015 | 0.00145 | 6.257 | 17.5346 | 0.04602 | 0.00157 | 0.00153 | 6.3563 | 18.3253 | 0.04245 | 0.00137 | 0.00124 | 6.1607 | 18.5358 | 0.04246 | 0.00137 | 0.00126 | 6.2569 | 19.5165 | 0.04074 | 0.00129 | 0.00115 | 6.4355 | 19.3263 | 0.04584 | 0.00147 | 0.00123 | 6.4356 | 21.1883 | 0.04241 | 0.00143 | 0.00127 | 6.952 | 20.6272 | 0.04711 | 0.00158 | 0.00131 | 6.7141 | 23.12 | 0.04847 | 0.00156 | 0.00131 | 6.3357 | 24.8221 | 0.04286 | 0.00141 | 0.0013 | 6.7972 | 24.2608 | 0.04694 | 0.00152 | 0.00134 | 6.4168 | 25.233 | 0.04237 | 0.0014 | 0.00126 | 6.5546 | 25.1127 | 0.04654 | 0.00151 | 0.00132 | 6.402 | 25.2432 | 0.04664 | 0.00152 | 0.00133 | 6.1863 | 29.4078 | 0.04185 | 0.00135 | 0.00126 | 6.1176 | 30.6494 | 0.0419 | 0.00137 | 0.00135 | 6.256 | 30.4789 | 0.04556 | 0.00146 | 0.0014 | 6.4581 | 30.1194 | 0.04524 | 0.00147 | 0.0014 | 6.5283 | 32.4704 | 0.04161 | 0.00134 | 0.00127 | 6.0802 | 38.3902 | 0.04054 | 0.00134 | 0.00136 | 5.9685 | 38.5209 | 0.04068 | 0.00134 | 0.00137 | 6.304 | 45.369 | 0.0444 | 0.00147 | 0.00149 | 6.4565 | 45.5997 | 0.04217 | 0.00137 | 0.00128 | 6.2061 | 45.8515 | 0.04249 | 0.00137 | 0.0013 | 6.6222 | 45.4288 | 0.04723 | 0.00152 | 0.00136 | 7.0968 | 47.7543 | 0.05342 | 0.00172 | 0.00165 | 6.9487 | 49.5006 | 0.0523 | 0.00169 | 0.00164 | 6.9215 | 51.4066 | 0.05163 | 0.00165 | 0.00151 | 7.2758 | 55.1376 | 0.05244 | 0.00163 | 0.00143 | 7.1034 | 54.2429 | 0.05312 | 0.00167 | 0.00152 | 7.737 | 56.9954 | 0.05791 | 0.00177 | 0.00158 | 7.0718 | 62.5123 | 0.05486 | 0.00166 | 0.0015 | 7.1078 | 63.284 | 0.05513 | 0.00172 | 0.00165 | 7.2123 | 65.8597 | 0.0557 | 0.00166 | 0.00152 | 7.1777 | 66.8223 | 0.05521 | 0.00164 | 0.0015 | 6.8954 | 72.8433 | 0.05578 | 0.00165 | 0.00158 | 6.8072 | 82.4298 | 0.05243 | 0.00156 | 0.00155 | 6.7212 | 82.4613 | 0.05262 | 0.00156 | 0.00156
6.9444 | 0.033427 | 0.24598 | 0.01192 | 0.01836 | 7.9444 | 0.030397 | 0.6178 | 0.02605 | 0.03362 | 7.4602 | 0.031788 | 0.8354 | 0.0359 | 0.03832 | 7.4602 | 0.12817 | 0.20784 | 0.0089 | 0.00908 | 7.4944 | 0.12777 | 0.27828 | 0.01168 | 0.01072 | 7.8392 | 0.28015 | 0.23468 | 0.00959 | 0.00686 | 6.9909 | 0.81445 | 0.10631 | 0.004 | 0.00277 | 7.2668 | 0.79084 | 0.12431 | 0.00507 | 0.00307 | 6.6667 | 1.2037 | 0.08615 | 0.00342 | 0.00217 | 7.1413 | 1.5549 | 0.08455 | 0.00337 | 0.002 | 7.3333 | 1.5268 | 0.09425 | 0.0037 | 0.00214 | 7.5023 | 1.9121 | 0.08436 | 0.00321 | 0.00193 | 7.6475 | 1.8871 | 0.09222 | 0.00344 | 0.00204 | 7.7782 | 1.8661 | 0.10011 | 0.00365 | 0.00214 | 7.8956 | 2.3583 | 0.08697 | 0.00306 | 0.00186 | 7.503 | 2.9507 | 0.072 | 0.00251 | 0.00162 | 7.6212 | 2.9216 | 0.07728 | 0.00264 | 0.00168 | 7.2757 | 3.0087 | 0.07594 | 0.00258 | 0.00166 | 7.0878 | 4.0465 | 0.0618 | 0.00206 | 0.00143 | 6.6711 | 4.8251 | 0.0573 | 0.00186 | 0.00136 | 7.1487 | 5.2314 | 0.05763 | 0.00194 | 0.00128 | 6.9023 | 5.3295 | 0.05705 | 0.00191 | 0.00128 | 7.0374 | 6.7064 | 0.05248 | 0.00182 | 0.0012 | 7.1492 | 7.3329 | 0.05433 | 0.00189 | 0.00122 | 7.4393 | 7.1898 | 0.06033 | 0.00209 | 0.00129 | 7.6457 | 7.8882 | 0.05607 | 0.00194 | 0.00125 | 7.5071 | 7.9553 | 0.06095 | 0.00207 | 0.00131 | 7.5069 | 9.4594 | 0.05149 | 0.00175 | 0.00115 | 7.3939 | 9.5306 | 0.05562 | 0.00185 | 0.00121 | 7.2988 | 9.5927 | 0.05977 | 0.00195 | 0.00126 | 7.2996 | 11.278 | 0.05261 | 0.00171 | 0.00122 | 7.0077 | 11.4983 | 0.0523 | 0.0017 | 0.00123 | 7.361 | 12.0186 | 0.05292 | 0.00169 | 0.00119 | 7.2197 | 12.9795 | 0.05056 | 0.00161 | 0.00119 | 7.1512 | 14.7412 | 0.04878 | 0.00155 | 0.00123 | 6.9043 | 16.9233 | 0.04595 | 0.00156 | 0.00147 | 7.0392 | 16.8032 | 0.05174 | 0.00177 | 0.00157 | 7.1508 | 17.5038 | 0.04793 | 0.00158 | 0.00128 | 6.9308 | 17.7243 | 0.04787 | 0.00158 | 0.00129 | 7.0391 | 18.705 | 0.04587 | 0.00148 | 0.00119 | 7.1505 | 18.5948 | 0.05101 | 0.00165 | 0.00126 | 7.1506 | 20.4167 | 0.04713 | 0.00158 | 0.0013 | 7.6472 | 19.9058 | 0.05195 | 0.00172 | 0.00134 | 7.3245 | 22.4385 | 0.05277 | 0.00168 | 0.00133 | 6.9693 | 24.0603 | 0.04688 | 0.00152 | 0.00132 | 7.4151 | 23.5393 | 0.05104 | 0.00163 | 0.00136 | 7.0585 | 24.6712 | 0.0463 | 0.00151 | 0.00129 | 7.1504 | 24.591 | 0.05049 | 0.00162 | 0.00135 | 6.984 | 24.7315 | 0.05056 | 0.00162 | 0.00136 | 6.7487 | 28.7257 | 0.04522 | 0.00144 | 0.00128 | 6.6737 | 29.9773 | 0.04514 | 0.00144 | 0.00137 | 6.7773 | 29.847 | 0.04881 | 0.00153 | 0.00142 | 6.9963 | 29.5874 | 0.04852 | 0.00154 | 0.00142 | 7.0724 | 31.7884 | 0.04466 | 0.00142 | 0.00129 | 6.5479 | 37.8477 | 0.04311 | 0.00139 | 0.00137 | 6.4276 | 37.9883 | 0.04324 | 0.0014 | 0.00138 | 7.092 | 44.4543 | 0.04876 | 0.0016 | 0.00151 | 7.2636 | 44.7349 | 0.04651 | 0.0015 | 0.00131 | 6.9819 | 45.0465 | 0.0468 | 0.00151 | 0.00133 | 7.358 | 44.6346 | 0.05159 | 0.00164 | 0.00138 | 7.8065 | 47.18 | 0.05755 | 0.00182 | 0.00167 | 7.6436 | 49.0658 | 0.05627 | 0.00179 | 0.00167 | 7.5507 | 50.7918 | 0.05547 | 0.00174 | 0.00153 | 7.8821 | 54.6631 | 0.05601 | 0.00171 | 0.00145 | 7.6953 | 53.6781 | 0.05675 | 0.00175 | 0.00154 | 8.2897 | 56.431 | 0.06137 | 0.00184 | 0.0016 | 7.577 | 62.067 | 0.05801 | 0.00172 | 0.00152 | 7.6155 | 62.8686 | 0.05824 | 0.00177 | 0.00166 | 7.6932 | 65.4243 | 0.05868 | 0.00172 | 0.00153 | 7.6562 | 66.3568 | 0.05816 | 0.0017 | 0.00151 | 7.3264 | 72.5371 | 0.05848 | 0.0017 | 0.00159 | 7.2327 | 82.2433 | 0.05481 | 0.0016 | 0.00156 | 7.1413 | 82.2847 | 0.055 | 0.0016 | 0.00157
7.9365 | 0.030415 | 0.30684 | 0.01557 | 0.02254 | 8.4409 | 0.029116 | 0.68335 | 0.02825 | 0.03691 | 8.2891 | 0.029497 | 0.99492 | 0.04331 | 0.04503 | 8.2891 | 0.11896 | 0.24742 | 0.01074 | 0.01066 | 8.1189 | 0.12066 | 0.31765 | 0.01313 | 0.01211 | 8.5519 | 0.26324 | 0.27073 | 0.01097 | 0.0078 | 7.9896 | 0.7357 | 0.13163 | 0.00543 | 0.00331 | 8.1751 | 0.7229 | 0.15023 | 0.00631 | 0.0036 | 7.5 | 1.1046 | 0.10314 | 0.00422 | 0.00251 | 7.8555 | 1.4548 | 0.09758 | 0.00386 | 0.00223 | 8 | 1.4358 | 0.10749 | 0.00417 | 0.00237 | 8.1275 | 1.812 | 0.09489 | 0.00356 | 0.00211 | 8.2358 | 1.795 | 0.10286 | 0.00378 | 0.00221 | 8.3338 | 1.781 | 0.11087 | 0.00398 | 0.00231 | 8.4219 | 2.2532 | 0.09548 | 0.0033 | 0.00198 | 8.0032 | 2.8316 | 0.07878 | 0.0027 | 0.00171 | 8.0976 | 2.8106 | 0.08412 | 0.00282 | 0.00178 | 7.7304 | 2.8956 | 0.08258 | 0.00276 | 0.00175 | 7.5047 | 3.9144 | 0.06673 | 0.00219 | 0.0015 | 7.4123 | 4.5608 | 0.06566 | 0.00222 | 0.00146 | 8.0423 | 4.907 | 0.06731 | 0.00239 | 0.0014 | 7.765 | 5.0021 | 0.06654 | 0.00235 | 0.00139 | 7.8193 | 6.346 | 0.05999 | 0.00212 | 0.00128 | 7.8641 | 6.9905 | 0.06117 | 0.00213 | 0.00129 | 8.1156 | 6.8784 | 0.0673 | 0.00232 | 0.00136 | 8.3407 | 7.5658 | 0.06242 | 0.00214 | 0.00131 | 8.1327 | 7.6599 | 0.06723 | 0.00226 | 0.00137 | 8.1325 | 9.083 | 0.05677 | 0.00191 | 0.00121 | 7.9627 | 9.1822 | 0.06086 | 0.002 | 0.00126 | 7.8202 | 9.2673 | 0.06497 | 0.00209 | 0.00131 | 7.821 | 10.9075 | 0.05703 | 0.00183 | 0.00126 | 7.5083 | 11.1278 | 0.05664 | 0.00181 | 0.00126 | 7.8518 | 11.6482 | 0.05706 | 0.0018 | 0.00122 | 7.701 | 12.609 | 0.05439 | 0.00171 | 0.00122 | 8.0451 | 14.0201 | 0.0556 | 0.00183 | 0.00129 | 7.7673 | 16.152 | 0.05188 | 0.00177 | 0.00151 | 7.8213 | 16.112 | 0.0577 | 0.00197 | 0.0016 | 7.9453 | 16.7526 | 0.05365 | 0.00178 | 0.00132 | 7.7008 | 16.983 | 0.05352 | 0.00177 | 0.00133 | 7.8212 | 17.9536 | 0.05122 | 0.00167 | 0.00123 | 7.8656 | 17.9137 | 0.05639 | 0.00182 | 0.0013 | 7.8657 | 19.6854 | 0.05202 | 0.00173 | 0.00133 | 8.3424 | 19.2346 | 0.05696 | 0.00187 | 0.00138 | 7.9349 | 21.7873 | 0.05721 | 0.0018 | 0.00136 | 7.6028 | 23.3289 | 0.05101 | 0.00164 | 0.00135 | 8.033 | 22.858 | 0.05527 | 0.00174 | 0.00139 | 7.7002 | 24.1096 | 0.05032 | 0.00162 | 0.00131 | 7.7463 | 24.0696 | 0.05452 | 0.00172 | 0.00137 | 7.566 | 24.2301 | 0.05456 | 0.00172 | 0.00138 | 7.3111 | 28.054 | 0.04867 | 0.00152 | 0.00131 | 7.2299 | 29.2954 | 0.04844 | 0.00152 | 0.00139 | 7.2987 | 29.2153 | 0.05213 | 0.0016 | 0.00144 | 7.5345 | 29.0557 | 0.05186 | 0.00162 | 0.00144 | 7.6164 | 31.1166 | 0.04777 | 0.00149 | 0.00131 | 7.4833 | 36.7336 | 0.04836 | 0.00158 | 0.0014 | 7.3459 | 36.8942 | 0.04848 | 0.00159 | 0.00141 | 7.88 | 43.4705 | 0.05322 | 0.00173 | 0.00153 | 8.0706 | 43.821 | 0.05094 | 0.00163 | 0.00133 | 7.7577 | 44.1825 | 0.0512 | 0.00163 | 0.00135 | 8.0938 | 43.7911 | 0.05602 | 0.00176 | 0.0014 | 8.5162 | 46.5464 | 0.06173 | 0.00192 | 0.00169 | 8.3384 | 48.5518 | 0.06029 | 0.00188 | 0.00169 | 8.18 | 50.1577 | 0.05935 | 0.00183 | 0.00155 | 8.4884 | 54.1492 | 0.05961 | 0.00179 | 0.00147 | 8.2873 | 53.1039 | 0.06042 | 0.00183 | 0.00156 | 8.8423 | 55.8672 | 0.06486 | 0.00191 | 0.00162 | 8.0821 | 61.6123 | 0.06118 | 0.00178 | 0.00154 | 8.1232 | 62.4339 | 0.06137 | 0.00183 | 0.00168 | 8.174 | 64.9595 | 0.06169 | 0.00177 | 0.00155 | 8.1347 | 65.8819 | 0.06112 | 0.00175 | 0.00153 | 7.7574 | 72.2015 | 0.06119 | 0.00175 | 0.00161 | 7.6581 | 81.9775 | 0.0572 | 0.00164 | 0.00157 | 7.5614 | 82.0388 | 0.05738 | 0.00164 | 0.00158
8.9286 | 0.027964 | 0.37339 | 0.01911 | 0.02707 | 8.9374 | 0.027945 | 0.75171 | 0.03048 | 0.04032 | 9.118 | 0.027555 | 1.17 | 0.05058 | 0.05217 | 9.118 | 0.11106 | 0.28994 | 0.01254 | 0.01235 | 8.7434 | 0.11446 | 0.35926 | 0.01458 | 0.01356 | 9.2645 | 0.24843 | 0.30903 | 0.01234 | 0.0088 | 8.9883 | 0.67206 | 0.1595 | 0.00677 | 0.00391 | 9.0835 | 0.66666 | 0.17846 | 0.00753 | 0.00418 | 8.3333 | 1.0216 | 0.12158 | 0.005 | 0.00286 | 8.5696 | 1.3677 | 0.11148 | 0.00436 | 0.00248 | 8.6667 | 1.3567 | 0.12153 | 0.00465 | 0.00261 | 8.7527 | 1.7219 | 0.10599 | 0.00392 | 0.00229 | 8.824 | 1.7129 | 0.11404 | 0.00412 | 0.00239 | 8.8894 | 1.7039 | 0.12212 | 0.00431 | 0.00249 | 8.9483 | 2.1572 | 0.10437 | 0.00355 | 0.00212 | 8.5034 | 2.7215 | 0.08584 | 0.00289 | 0.00181 | 8.5739 | 2.7075 | 0.09122 | 0.00301 | 0.00188 | 8.1852 | 2.7906 | 0.08947 | 0.00294 | 0.00185 | 8.3385 | 3.6772 | 0.07706 | 0.00265 | 0.00163 | 8.3389 | 4.2705 | 0.07677 | 0.00273 | 0.0016 | 8.9359 | 4.6248 | 0.0776 | 0.00281 | 0.00153 | 8.6278 | 4.7179 | 0.07663 | 0.00277 | 0.00151 | 8.6013 | 6.0267 | 0.06792 | 0.00241 | 0.00137 | 8.579 | 6.6812 | 0.06834 | 0.00237 | 0.00137 | 8.7919 | 6.5951 | 0.07458 | 0.00255 | 0.00144 | 9.0358 | 7.2715 | 0.06902 | 0.00235 | 0.00138 | 8.7583 | 7.3866 | 0.07375 | 0.00245 | 0.00144 | 8.7581 | 8.7386 | 0.06228 | 0.00207 | 0.00126 | 8.5315 | 8.8598 | 0.0663 | 0.00215 | 0.00131 | 8.3415 | 8.9649 | 0.07034 | 0.00223 | 0.00136 | 8.3424 | 10.5571 | 0.0616 | 0.00195 | 0.0013 | 8.0088 | 10.7774 | 0.06111 | 0.00192 | 0.0013 | 8.8332 | 10.9974 | 0.06572 | 0.00218 | 0.00129 | 8.6637 | 11.9281 | 0.06238 | 0.00206 | 0.00129 | 8.9389 | 13.3592 | 0.06276 | 0.0021 | 0.00134 | 8.6304 | 15.4409 | 0.05808 | 0.00199 | 0.00155 | 8.6034 | 15.471 | 0.06391 | 0.00216 | 0.00164 | 8.7399 | 16.0716 | 0.05963 | 0.00198 | 0.00136 | 8.4709 | 16.302 | 0.05941 | 0.00197 | 0.00137 | 8.6033 | 17.2526 | 0.05679 | 0.00185 | 0.00127 | 8.5806 | 17.2727 | 0.06196 | 0.00199 | 0.00134 | 8.5807 | 19.0143 | 0.05708 | 0.00188 | 0.00136 | 9.0376 | 18.6037 | 0.06215 | 0.00201 | 0.00141 | 8.5452 | 21.1562 | 0.06177 | 0.00191 | 0.00139 | 8.2364 | 22.6376 | 0.05528 | 0.00175 | 0.00137 | 8.6509 | 22.1969 | 0.05962 | 0.00185 | 0.00141 | 8.3419 | 23.5483 | 0.05443 | 0.00172 | 0.00134 | 8.3422 | 23.5484 | 0.05863 | 0.00182 | 0.0014 | 8.148 | 23.7188 | 0.05865 | 0.00182 | 0.00141 | 7.8735 | 27.3825 | 0.05221 | 0.00161 | 0.00133 | 7.786 | 28.6339 | 0.05183 | 0.0016 | 0.00141 | 8.3413 | 27.9826 | 0.05899 | 0.00188 | 0.00148 | 8.6109 | 27.9929 | 0.05874 | 0.00189 | 0.00148 | 8.7045 | 29.8037 | 0.05421 | 0.00175 | 0.00134 | 8.4187 | 35.6003 | 0.05379 | 0.00176 | 0.00143 | 8.2641 | 35.7809 | 0.05387 | 0.00176 | 0.00144 | 8.668 | 42.4673 | 0.05778 | 0.00185 | 0.00156 | 8.8777 | 42.8778 | 0.05546 | 0.00175 | 0.00135 | 8.5334 | 43.2791 | 0.05568 | 0.00176 | 0.00137 | 8.8296 | 42.9381 | 0.06054 | 0.00188 | 0.00142 | 9.2259 | 45.8633 | 0.06598 | 0.00201 | 0.00171 | 9.0333 | 47.9683 | 0.06435 | 0.00197 | 0.00171 | 8.8092 | 49.5141 | 0.06328 | 0.00191 | 0.00157 | 9.0948 | 53.6158 | 0.06325 | 0.00187 | 0.00149 | 8.8792 | 52.5302 | 0.06413 | 0.00191 | 0.00158 | 9.395 | 55.3138 | 0.06838 | 0.00198 | 0.00164 | 8.5872 | 61.1381 | 0.06437 | 0.00184 | 0.00155 | 8.6309 | 61.9696 | 0.06452 | 0.00189 | 0.00169 | 8.6548 | 64.4952 | 0.06472 | 0.00183 | 0.00157 | 8.6133 | 65.3875 | 0.06411 | 0.0018 | 0.00154 | 8.6193 | 71.4619 | 0.06664 | 0.00191 | 0.00163 | 8.509 | 81.2873 | 0.062 | 0.00177 | 0.00159 | 8.4016 | 81.3786 | 0.06218 | 0.00178 | 0.0016
9.9206 | 0.025923 | 0.44549 | 0.02263 | 0.03193 | 9.9305 | 0.025904 | 0.89671 | 0.03791 | 0.04751 | 9.9469 | 0.025874 | 1.35 | 0.05783 | 0.05973 | 9.9469 | 0.10425 | 0.33536 | 0.01434 | 0.01413 | 9.368 | 0.10886 | 0.40306 | 0.01605 | 0.01508 | 9.9772 | 0.23542 | 0.34952 | 0.01373 | 0.00984 | 9.987 | 0.61963 | 0.18986 | 0.00808 | 0.00456 | 9.9918 | 0.61933 | 0.20896 | 0.00874 | 0.0048 | 9.1667 | 0.95131 | 0.14146 | 0.00577 | 0.00325 | 9.2837 | 1.2907 | 0.12623 | 0.00487 | 0.00274 | 9.3333 | 1.2857 | 0.13638 | 0.00513 | 0.00286 | 9.3779 | 1.6419 | 0.11764 | 0.00427 | 0.00248 | 9.4123 | 1.6379 | 0.12574 | 0.00446 | 0.00258 | 9.445 | 1.6339 | 0.13387 | 0.00464 | 0.00267 | 9.4747 | 2.0691 | 0.11364 | 0.0038 | 0.00225 | 9.0036 | 2.6204 | 0.09318 | 0.00309 | 0.00192 | 9.5265 | 2.5214 | 0.10623 | 0.00371 | 0.00209 | 9.0946 | 2.6024 | 0.10402 | 0.00361 | 0.00204 | 9.3809 | 3.422 | 0.09088 | 0.00331 | 0.00181 | 9.2654 | 4.0183 | 0.0886 | 0.00322 | 0.00174 | 9.8295 | 4.3765 | 0.08849 | 0.00322 | 0.00166 | 9.4906 | 4.4666 | 0.08731 | 0.00317 | 0.00164 | 9.3832 | 5.7414 | 0.07625 | 0.00269 | 0.00146 | 9.2939 | 6.4009 | 0.07584 | 0.00261 | 0.00145 | 9.4682 | 6.3369 | 0.08216 | 0.00277 | 0.00152 | 9.7309 | 7.0002 | 0.07589 | 0.00255 | 0.00145 | 9.3839 | 7.1323 | 0.0805 | 0.00264 | 0.0015 | 9.3837 | 8.4233 | 0.06799 | 0.00223 | 0.00132 | 9.1002 | 8.5635 | 0.07192 | 0.0023 | 0.00136 | 9.3842 | 8.4234 | 0.08163 | 0.00276 | 0.00146 | 9.3852 | 9.9314 | 0.07117 | 0.00238 | 0.00138 | 9.0099 | 10.1467 | 0.07049 | 0.00235 | 0.00138 | 9.8147 | 10.4167 | 0.07488 | 0.00255 | 0.00137 | 9.6263 | 11.3274 | 0.07082 | 0.00239 | 0.00136 | 9.8328 | 12.7685 | 0.07027 | 0.00236 | 0.0014 | 9.4934 | 14.7901 | 0.06457 | 0.0022 | 0.00159 | 9.3856 | 14.8702 | 0.07037 | 0.00235 | 0.00168 | 9.5344 | 15.4508 | 0.06585 | 0.00217 | 0.00141 | 9.241 | 15.6711 | 0.06555 | 0.00216 | 0.00142 | 9.3854 | 16.6116 | 0.06259 | 0.00203 | 0.00131 | 9.2957 | 16.6818 | 0.06774 | 0.00216 | 0.00138 | 9.2958 | 18.3833 | 0.06233 | 0.00202 | 0.0014 | 9.7328 | 18.0228 | 0.0675 | 0.00216 | 0.00144 | 9.766 | 20.0144 | 0.0713 | 0.00235 | 0.00145 | 8.87 | 21.9765 | 0.05968 | 0.00186 | 0.0014 | 9.8868 | 20.995 | 0.0687 | 0.00226 | 0.00147 | 8.9836 | 22.9972 | 0.05864 | 0.00183 | 0.00137 | 9.5339 | 22.5264 | 0.06715 | 0.00219 | 0.00145 | 9.312 | 22.7168 | 0.0671 | 0.00218 | 0.00146 | 8.9983 | 26.1201 | 0.05954 | 0.00192 | 0.00137 | 8.8983 | 27.3412 | 0.05883 | 0.00189 | 0.00145 | 9.384 | 26.8104 | 0.06615 | 0.00214 | 0.00152 | 9.6872 | 26.9507 | 0.06588 | 0.00215 | 0.00152 | 9.7925 | 28.5714 | 0.06093 | 0.002 | 0.00138 | 9.3541 | 34.4977 | 0.05938 | 0.00194 | 0.00146 | 9.1823 | 34.6882 | 0.05944 | 0.00194 | 0.00147 | 9.456 | 41.4646 | 0.06246 | 0.00196 | 0.00158 | 9.6848 | 41.945 | 0.06008 | 0.00188 | 0.00138 | 9.3092 | 42.3763 | 0.06026 | 0.00188 | 0.0014 | 9.5654 | 42.0855 | 0.06516 | 0.00199 | 0.00145 | 9.9356 | 45.1606 | 0.07028 | 0.0021 | 0.00173 | 9.7282 | 47.3554 | 0.06847 | 0.00205 | 0.00173 | 9.4384 | 48.881 | 0.06727 | 0.002 | 0.00159 | 9.7011 | 53.0728 | 0.06692 | 0.00194 | 0.00151 | 9.4712 | 51.9669 | 0.06788 | 0.00198 | 0.0016 | 9.9476 | 54.7807 | 0.07195 | 0.00204 | 0.00165 | 9.0924 | 60.6644 | 0.06759 | 0.0019 | 0.00157 | 9.1386 | 61.5058 | 0.06769 | 0.00194 | 0.00171 | 9.6164 | 63.5379 | 0.07085 | 0.00203 | 0.0016 | 9.5703 | 64.4 | 0.07015 | 0.002 | 0.00157 | 9.6967 | 70.4621 | 0.07355 | 0.00215 | 0.00167 | 9.5727 | 80.197 | 0.06807 | 0.00198 | 0.00162 | 9.4518 | 80.3281 | 0.06824 | 0.00198 | 0.00163
10.9127 | 0.024192 | 0.52304 | 0.02619 | 0.03711 | 11.1718 | 0.023782 | 1.09 | 0.04844 | 0.05717 | 10.7759 | 0.024413 | 1.54 | 0.0651 | 0.0677 | 10.7759 | 0.098339 | 0.38363 | 0.01615 | 0.01602 | 9.9925 | 0.10395 | 0.44904 | 0.01754 | 0.01667 | 11.4025 | 0.21351 | 0.4369 | 0.01869 | 0.01209 | 10.9857 | 0.5757 | 0.22267 | 0.00939 | 0.00526 | 10.9002 | 0.57921 | 0.24168 | 0.00995 | 0.00547 | 10 | 0.89057 | 0.16275 | 0.00655 | 0.00366 | 9.9979 | 1.2226 | 0.14183 | 0.00537 | 0.00301 | 10 | 1.2226 | 0.15201 | 0.00562 | 0.00313 | 10.0031 | 1.5698 | 0.12985 | 0.00463 | 0.00268 | 10.0006 | 1.5698 | 0.13797 | 0.00481 | 0.00277 | 10.0006 | 1.5698 | 0.1461 | 0.00497 | 0.00286 | 10.5274 | 1.913 | 0.13335 | 0.00475 | 0.00254 | 10.004 | 2.4383 | 0.10869 | 0.00381 | 0.00214 | 10.7173 | 2.3232 | 0.12648 | 0.00471 | 0.00237 | 10.2315 | 2.4003 | 0.12363 | 0.00458 | 0.00231 | 10.4232 | 3.2038 | 0.10568 | 0.00394 | 0.00201 | 10.192 | 3.7971 | 0.10115 | 0.0037 | 0.0019 | 10.7231 | 4.1573 | 0.09998 | 0.00362 | 0.0018 | 10.3534 | 4.2444 | 0.09856 | 0.00356 | 0.00178 | 10.1651 | 5.4842 | 0.08499 | 0.00298 | 0.00156 | 10.0089 | 6.1457 | 0.08365 | 0.00284 | 0.00153 | 10.1445 | 6.1006 | 0.09005 | 0.003 | 0.0016 | 10.4259 | 6.7499 | 0.08302 | 0.00275 | 0.00153 | 10.0095 | 6.8971 | 0.08749 | 0.00283 | 0.00157 | 10.0093 | 8.133 | 0.07391 | 0.00239 | 0.00137 | 10.2377 | 8.0329 | 0.08375 | 0.00286 | 0.00147 | 10.4269 | 7.9529 | 0.09361 | 0.00325 | 0.00157 | 10.428 | 9.3838 | 0.08133 | 0.00279 | 0.00146 | 10.011 | 9.5941 | 0.08043 | 0.00275 | 0.00146 | 10.7962 | 9.9092 | 0.08453 | 0.0029 | 0.00145 | 10.5889 | 10.7968 | 0.07968 | 0.00271 | 0.00143 | 10.7267 | 12.2279 | 0.07812 | 0.00262 | 0.00146 | 10.3564 | 14.1893 | 0.07134 | 0.0024 | 0.00164 | 10.1677 | 14.3195 | 0.07709 | 0.00254 | 0.00172 | 10.3289 | 14.88 | 0.07231 | 0.00236 | 0.00145 | 10.0111 | 15.1003 | 0.07192 | 0.00234 | 0.00146 | 10.1675 | 16.0109 | 0.0686 | 0.00221 | 0.00136 | 10.0107 | 16.1311 | 0.07371 | 0.00233 | 0.00142 | 10.0109 | 17.8025 | 0.06775 | 0.00217 | 0.00143 | 11.1232 | 16.9714 | 0.07871 | 0.00269 | 0.00151 | 10.9867 | 18.993 | 0.08136 | 0.00275 | 0.00151 | 10.1371 | 20.7647 | 0.06886 | 0.00228 | 0.00146 | 11.1226 | 19.9136 | 0.07829 | 0.00265 | 0.00152 | 10.2669 | 21.9253 | 0.06738 | 0.00221 | 0.00142 | 10.7256 | 21.5548 | 0.07605 | 0.00253 | 0.0015 | 10.476 | 21.7551 | 0.07592 | 0.00252 | 0.00151 | 10.1231 | 24.9581 | 0.06722 | 0.00221 | 0.00142 | 10.0106 | 26.1492 | 0.06617 | 0.00216 | 0.00149 | 10.4267 | 25.7186 | 0.07362 | 0.00239 | 0.00156 | 10.7636 | 25.9689 | 0.07329 | 0.0024 | 0.00156 | 10.8806 | 27.4295 | 0.06794 | 0.00223 | 0.00142 | 10.2895 | 33.4255 | 0.06516 | 0.00211 | 0.00148 | 10.1005 | 33.6359 | 0.06518 | 0.0021 | 0.00149 | 10.244 | 40.4922 | 0.06724 | 0.00208 | 0.0016 | 10.4918 | 41.0227 | 0.06481 | 0.002 | 0.0014 | 10.0849 | 41.4839 | 0.06494 | 0.00199 | 0.00142 | 10.3012 | 41.2333 | 0.06986 | 0.0021 | 0.00147 | 10.6452 | 44.4482 | 0.07466 | 0.0022 | 0.00175 | 10.423 | 46.7127 | 0.07263 | 0.00214 | 0.00175 | 10.0676 | 48.2483 | 0.07131 | 0.00208 | 0.00161 | 10.3074 | 52.5201 | 0.07064 | 0.00201 | 0.00152 | 10.0631 | 51.414 | 0.07168 | 0.00206 | 0.00162 | 11.0529 | 53.7354 | 0.07917 | 0.00229 | 0.00169 | 10.1026 | 59.7079 | 0.07411 | 0.00211 | 0.0016 | 10.154 | 60.5592 | 0.07412 | 0.00215 | 0.00174 | 10.8185 | 62.3404 | 0.07863 | 0.00231 | 0.00163 | 10.7666 | 63.1723 | 0.07784 | 0.00228 | 0.00161 | 10.7741 | 69.4241 | 0.08056 | 0.00237 | 0.0017 | 10.6363 | 78.9686 | 0.07423 | 0.00216 | 0.00165 | 10.502 | 79.1297 | 0.07439 | 0.00216 | 0.00166
11.9048 | 0.022701 | 0.60591 | 0.02979 | 0.04261 | 12.4131 | 0.022021 | 1.31 | 0.05856 | 0.06755 | 11.6048 | 0.023132 | 1.75 | 0.07243 | 0.07607 | 11.6048 | 0.093146 | 0.43469 | 0.01797 | 0.018 | 11.2416 | 0.095348 | 0.54732 | 0.02278 | 0.02004 | 12.8278 | 0.1957 | 0.53274 | 0.02331 | 0.01453 | 11.9844 | 0.53838 | 0.25787 | 0.0107 | 0.00601 | 11.8085 | 0.54459 | 0.27657 | 0.01118 | 0.00618 | 10.8333 | 0.83784 | 0.18544 | 0.00734 | 0.0041 | 10.712 | 1.1626 | 0.15827 | 0.00589 | 0.0033 | 10.6667 | 1.1666 | 0.16842 | 0.00611 | 0.00341 | 10.6283 | 1.5048 | 0.1426 | 0.005 | 0.00289 | 10.5889 | 1.5088 | 0.1507 | 0.00516 | 0.00297 | 11.1117 | 1.4588 | 0.17201 | 0.00622 | 0.00326 | 11.8434 | 1.7489 | 0.16015 | 0.00611 | 0.00294 | 11.2545 | 2.2442 | 0.12965 | 0.00486 | 0.00244 | 11.9082 | 2.1551 | 0.14839 | 0.00567 | 0.00267 | 11.3683 | 2.2282 | 0.14483 | 0.0055 | 0.0026 | 11.4655 | 3.0156 | 0.12145 | 0.00455 | 0.00221 | 11.1185 | 3.601 | 0.1144 | 0.00416 | 0.00206 | 11.6167 | 3.9612 | 0.11206 | 0.00402 | 0.00195 | 11.2162 | 4.0463 | 0.11039 | 0.00395 | 0.00192 | 10.9471 | 5.253 | 0.09412 | 0.00326 | 0.00166 | 10.7238 | 5.9134 | 0.09178 | 0.00308 | 0.00162 | 10.8208 | 5.8834 | 0.09823 | 0.00323 | 0.00168 | 11.121 | 6.5177 | 0.09041 | 0.00295 | 0.0016 | 11.2607 | 6.4727 | 0.10216 | 0.00352 | 0.00172 | 11.2604 | 7.6195 | 0.08637 | 0.00298 | 0.00149 | 11.3753 | 7.5765 | 0.09631 | 0.00338 | 0.00159 | 11.4696 | 7.5415 | 0.10627 | 0.00372 | 0.00168 | 11.4708 | 8.9034 | 0.09206 | 0.00319 | 0.00156 | 11.0121 | 9.1066 | 0.09092 | 0.00313 | 0.00155 | 11.7776 | 9.4557 | 0.09466 | 0.00325 | 0.00154 | 11.5516 | 10.3163 | 0.08897 | 0.00302 | 0.00151 | 11.6206 | 11.7373 | 0.0863 | 0.00287 | 0.00152 | 11.2195 | 13.6387 | 0.07838 | 0.00261 | 0.00168 | 10.9498 | 13.8089 | 0.08406 | 0.00273 | 0.00177 | 11.1235 | 14.3594 | 0.07902 | 0.00255 | 0.0015 | 10.7812 | 14.5797 | 0.07852 | 0.00253 | 0.0015 | 10.9496 | 15.4602 | 0.07483 | 0.00239 | 0.0014 | 11.4408 | 15.1398 | 0.08626 | 0.00294 | 0.0015 | 11.441 | 16.7511 | 0.0791 | 0.00271 | 0.00151 | 12.5136 | 16.0603 | 0.09059 | 0.00318 | 0.00159 | 12.2075 | 18.0819 | 0.09195 | 0.00314 | 0.00158 | 11.4042 | 19.6933 | 0.07855 | 0.00267 | 0.00152 | 12.3585 | 18.9624 | 0.08838 | 0.00301 | 0.00158 | 11.5503 | 20.9138 | 0.07654 | 0.00257 | 0.00148 | 11.9174 | 20.6335 | 0.08535 | 0.00286 | 0.00156 | 11.64 | 20.8438 | 0.08513 | 0.00284 | 0.00157 | 11.2478 | 23.8865 | 0.07525 | 0.00249 | 0.00146 | 11.1229 | 25.0475 | 0.07383 | 0.00242 | 0.00153 | 11.4693 | 24.7171 | 0.08139 | 0.00264 | 0.0016 | 11.8399 | 25.0374 | 0.08098 | 0.00264 | 0.00161 | 11.9686 | 26.378 | 0.07523 | 0.00247 | 0.00146 | 11.2249 | 32.4136 | 0.07111 | 0.00227 | 0.00151 | 11.0188 | 32.634 | 0.07109 | 0.00227 | 0.00152 | 11.032 | 39.5402 | 0.07214 | 0.0022 | 0.00162 | 11.2989 | 40.1106 | 0.06964 | 0.00211 | 0.00142 | 10.8607 | 40.6018 | 0.06971 | 0.00211 | 0.00144 | 11.037 | 40.4014 | 0.07467 | 0.00221 | 0.00149 | 11.3549 | 43.7362 | 0.07911 | 0.00229 | 0.00177 | 11.1179 | 46.0604 | 0.07686 | 0.00223 | 0.00177 | 10.6969 | 47.6258 | 0.0754 | 0.00216 | 0.00163 | 10.9137 | 51.9677 | 0.07439 | 0.00208 | 0.00154 | 10.655 | 50.8714 | 0.07551 | 0.00213 | 0.00164 | 12.4345 | 52.5301 | 0.0884 | 0.00264 | 0.00173 | 11.3655 | 58.5514 | 0.0824 | 0.00242 | 0.00164 | 11.4232 | 59.3826 | 0.08229 | 0.00245 | 0.00178 | 12.0206 | 61.1842 | 0.08657 | 0.00257 | 0.00167 | 11.9629 | 61.986 | 0.08567 | 0.00254 | 0.00165 | 11.8515 | 68.3975 | 0.08767 | 0.00258 | 0.00173 | 11.6999 | 77.6717 | 0.08049 | 0.00234 | 0.00167 | 11.5521 | 77.8526 | 0.08064 | 0.00234 | 0.00168
12.8968 | 0.02141 | 0.69402 | 0.03347 | 0.04841 | 13.6544 | 0.02053 | 1.54 | 0.06854 | 0.07863 | 12.4337 | 0.021992 | 1.97 | 0.07984 | 0.08484 | 12.4337 | 0.088533 | 0.4885 | 0.01981 | 0.02008 | 12.4906 | 0.088234 | 0.65398 | 0.02774 | 0.02367 | 14.2531 | 0.18099 | 0.63683 | 0.02781 | 0.01715 | 12.9831 | 0.50636 | 0.2954 | 0.01202 | 0.0068 | 12.7169 | 0.51447 | 0.31359 | 0.01242 | 0.00693 | 11.6667 | 0.79171 | 0.2095 | 0.00814 | 0.00456 | 11.4261 | 1.1086 | 0.17553 | 0.00641 | 0.00361 | 11.3333 | 1.1156 | 0.1856 | 0.00661 | 0.0037 | 11.2535 | 1.4458 | 0.15589 | 0.00536 | 0.00311 | 11.7654 | 1.4017 | 0.17766 | 0.00646 | 0.0034 | 12.5007 | 1.3437 | 0.20701 | 0.008 | 0.0038 | 13.1593 | 1.6148 | 0.18931 | 0.00742 | 0.00337 | 12.505 | 2.0791 | 0.15234 | 0.00586 | 0.00276 | 13.099 | 2.01 | 0.17194 | 0.00661 | 0.003 | 12.5051 | 2.0791 | 0.1676 | 0.00641 | 0.00291 | 12.5078 | 2.8515 | 0.13816 | 0.00515 | 0.00243 | 12.0451 | 3.4258 | 0.12836 | 0.00463 | 0.00223 | 12.5103 | 3.7861 | 0.12472 | 0.00442 | 0.00211 | 12.079 | 3.8681 | 0.12278 | 0.00434 | 0.00207 | 11.729 | 5.0438 | 0.10364 | 0.00354 | 0.00177 | 11.4387 | 5.6992 | 0.10023 | 0.00331 | 0.00171 | 12.1733 | 5.4981 | 0.11547 | 0.00406 | 0.00186 | 12.5111 | 6.1013 | 0.10596 | 0.0037 | 0.00176 | 12.5119 | 6.1014 | 0.11776 | 0.00417 | 0.00187 | 12.5116 | 7.1791 | 0.09962 | 0.00354 | 0.00162 | 12.5128 | 7.1791 | 0.10961 | 0.00388 | 0.00171 | 12.5123 | 7.1792 | 0.11959 | 0.00418 | 0.0018 | 12.5136 | 8.479 | 0.10334 | 0.00358 | 0.00166 | 12.0132 | 8.6762 | 0.10195 | 0.00351 | 0.00165 | 12.7591 | 9.0523 | 0.10526 | 0.00359 | 0.00163 | 12.5142 | 9.8879 | 0.09868 | 0.00332 | 0.00159 | 12.5145 | 11.2969 | 0.09481 | 0.00312 | 0.00159 | 12.0825 | 13.1382 | 0.08571 | 0.00281 | 0.00173 | 12.5141 | 12.898 | 0.09876 | 0.00345 | 0.00186 | 12.7125 | 13.4484 | 0.09313 | 0.00325 | 0.0016 | 12.3213 | 13.6586 | 0.09242 | 0.00321 | 0.0016 | 12.5139 | 14.4891 | 0.08793 | 0.00303 | 0.00149 | 12.8709 | 14.2889 | 0.0996 | 0.0035 | 0.0016 | 12.8711 | 15.85 | 0.09113 | 0.00321 | 0.00159 | 13.904 | 15.2594 | 0.10311 | 0.00365 | 0.00167 | 13.4282 | 17.2709 | 0.10305 | 0.00352 | 0.00164 | 12.6714 | 18.7421 | 0.08876 | 0.00304 | 0.00158 | 13.5943 | 18.1114 | 0.09897 | 0.00337 | 0.00165 | 12.8337 | 19.9626 | 0.08613 | 0.00292 | 0.00154 | 13.1091 | 19.7724 | 0.09505 | 0.00318 | 0.00162 | 12.8039 | 19.9827 | 0.09474 | 0.00316 | 0.00162 | 12.3726 | 22.9152 | 0.08363 | 0.00276 | 0.00151 | 12.2351 | 24.0361 | 0.08182 | 0.00268 | 0.00158 | 12.512 | 23.8058 | 0.08948 | 0.00288 | 0.00165 | 12.9163 | 24.1661 | 0.08895 | 0.00288 | 0.00165 | 13.0567 | 25.4067 | 0.0828 | 0.00269 | 0.0015 | 12.1603 | 31.462 | 0.07725 | 0.00244 | 0.00154 | 11.937 | 31.6824 | 0.07719 | 0.00243 | 0.00155 | 11.82 | 38.6185 | 0.07716 | 0.00231 | 0.00164 | 12.106 | 39.2388 | 0.07458 | 0.00223 | 0.00145 | 11.6365 | 39.7499 | 0.07459 | 0.00222 | 0.00147 | 11.7728 | 39.5997 | 0.07957 | 0.00232 | 0.00151 | 12.0646 | 43.0243 | 0.08363 | 0.00238 | 0.00179 | 11.8128 | 45.4083 | 0.08115 | 0.00231 | 0.00179 | 11.3261 | 47.0236 | 0.07954 | 0.00224 | 0.00165 | 12.1264 | 50.8635 | 0.08202 | 0.00235 | 0.00158 | 11.8389 | 49.8369 | 0.0833 | 0.0024 | 0.00167 | 13.8161 | 51.4157 | 0.09783 | 0.00296 | 0.00177 | 12.6283 | 57.446 | 0.09085 | 0.00271 | 0.00168 | 12.6925 | 58.2371 | 0.09063 | 0.00272 | 0.00181 | 13.2226 | 60.0792 | 0.09466 | 0.00282 | 0.00171 | 13.1592 | 60.8608 | 0.09365 | 0.00278 | 0.00168 | 12.9289 | 67.3919 | 0.09489 | 0.00278 | 0.00176 | 12.7636 | 76.3457 | 0.08686 | 0.00251 | 0.0017 | 12.6023 | 76.5466 | 0.08699 | 0.00251 | 0.00171
13.8889 | 0.020269 | 0.78729 | 0.03723 | 0.05452 | 14.8957 | 0.01925 | 1.78 | 0.07852 | 0.0904 | 13.2626 | 0.020971 | 2.19 | 0.08735 | 0.094 | 13.2626 | 0.084411 | 0.54504 | 0.02167 | 0.02225 | 13.7397 | 0.082231 | 0.76883 | 0.03259 | 0.02755 | 15.6784 | 0.16848 | 0.749 | 0.03227 | 0.01997 | 13.9818 | 0.47855 | 0.3352 | 0.01336 | 0.00765 | 13.6252 | 0.48805 | 0.3527 | 0.01368 | 0.00772 | 12.5 | 0.75109 | 0.23492 | 0.00895 | 0.00505 | 12.1403 | 1.0605 | 0.1936 | 0.00693 | 0.00392 | 12 | 1.0695 | 0.20355 | 0.00711 | 0.00401 | 12.5039 | 1.3437 | 0.18401 | 0.00673 | 0.00357 | 13.2361 | 1.2917 | 0.21409 | 0.00832 | 0.00398 | 13.8897 | 1.2486 | 0.24485 | 0.00968 | 0.00438 | 14.4752 | 1.5018 | 0.22079 | 0.00869 | 0.00384 | 13.7555 | 1.939 | 0.17675 | 0.00683 | 0.00311 | 14.2898 | 1.8839 | 0.19713 | 0.00754 | 0.00335 | 13.6419 | 1.95 | 0.19194 | 0.0073 | 0.00324 | 13.5501 | 2.7074 | 0.1558 | 0.00575 | 0.00266 | 12.9716 | 3.2687 | 0.14301 | 0.00509 | 0.00241 | 13.4039 | 3.6269 | 0.13794 | 0.00482 | 0.00227 | 12.9417 | 3.707 | 0.13572 | 0.00472 | 0.00222 | 12.5109 | 4.8527 | 0.11355 | 0.00382 | 0.00188 | 12.8685 | 5.3219 | 0.11803 | 0.00418 | 0.0019 | 13.5259 | 5.1678 | 0.13386 | 0.00484 | 0.00206 | 13.9012 | 5.7411 | 0.12253 | 0.0044 | 0.00194 | 13.7631 | 5.7741 | 0.13428 | 0.0048 | 0.00203 | 13.7627 | 6.7988 | 0.11365 | 0.00407 | 0.00176 | 13.6503 | 6.8308 | 0.12361 | 0.00437 | 0.00184 | 13.5549 | 6.8589 | 0.13356 | 0.00464 | 0.00192 | 13.5564 | 8.1026 | 0.11517 | 0.00396 | 0.00176 | 13.0143 | 8.2928 | 0.1135 | 0.00388 | 0.00174 | 13.7406 | 8.691 | 0.11631 | 0.00392 | 0.00172 | 13.4768 | 9.5015 | 0.1088 | 0.00363 | 0.00168 | 14.3023 | 10.5161 | 0.11281 | 0.00404 | 0.00173 | 13.8086 | 12.2473 | 0.10117 | 0.00358 | 0.00184 | 14.0783 | 12.1172 | 0.11444 | 0.00411 | 0.00196 | 14.3016 | 12.6776 | 0.10815 | 0.0039 | 0.0017 | 13.8615 | 12.8778 | 0.1072 | 0.00385 | 0.0017 | 14.0781 | 13.6582 | 0.10187 | 0.00363 | 0.0016 | 14.301 | 13.5481 | 0.11369 | 0.00404 | 0.00169 | 14.3012 | 15.0591 | 0.10383 | 0.00369 | 0.00167 | 15.2943 | 14.5586 | 0.11626 | 0.0041 | 0.00176 | 14.649 | 16.5501 | 0.11465 | 0.00389 | 0.00172 | 13.9385 | 17.8911 | 0.09947 | 0.0034 | 0.00164 | 14.8302 | 17.3505 | 0.11003 | 0.00372 | 0.00171 | 14.117 | 19.0816 | 0.09618 | 0.00325 | 0.0016 | 14.3009 | 18.9615 | 0.10518 | 0.00349 | 0.00168 | 13.9679 | 19.1818 | 0.10475 | 0.00347 | 0.00168 | 13.4974 | 22.0341 | 0.09236 | 0.00303 | 0.00156 | 13.3474 | 23.1249 | 0.09014 | 0.00293 | 0.00162 | 13.5547 | 22.9548 | 0.09786 | 0.00312 | 0.00169 | 13.9926 | 23.355 | 0.0972 | 0.00311 | 0.00169 | 14.1447 | 24.5156 | 0.09066 | 0.00292 | 0.00155 | 13.0957 | 30.5607 | 0.08358 | 0.0026 | 0.00158 | 12.8552 | 30.791 | 0.08347 | 0.00259 | 0.00158 | 12.608 | 37.7469 | 0.08229 | 0.00243 | 0.00167 | 12.913 | 38.3973 | 0.07964 | 0.00234 | 0.00147 | 12.4122 | 38.9183 | 0.07958 | 0.00233 | 0.00149 | 12.5086 | 38.8182 | 0.08457 | 0.00243 | 0.00154 | 12.7743 | 42.3326 | 0.08822 | 0.00247 | 0.00182 | 12.5076 | 44.7565 | 0.0855 | 0.00239 | 0.00181 | 12.5846 | 45.8598 | 0.08798 | 0.00255 | 0.00169 | 13.6422 | 49.5193 | 0.09179 | 0.00273 | 0.00162 | 13.3188 | 48.6324 | 0.09326 | 0.00279 | 0.00172 | 15.1977 | 50.3921 | 0.10746 | 0.00327 | 0.00182 | 13.8911 | 56.4016 | 0.09946 | 0.00297 | 0.00172 | 13.9617 | 57.1326 | 0.09912 | 0.00298 | 0.00185 | 14.4247 | 59.0349 | 0.10289 | 0.00306 | 0.00174 | 14.3554 | 59.7963 | 0.10178 | 0.00302 | 0.00172 | 14.0063 | 66.4071 | 0.10222 | 0.00297 | 0.00179 | 13.8272 | 75.0307 | 0.09333 | 0.00268 | 0.00172 | 13.6525 | 75.2415 | 0.09344 | 0.00267 | 0.00173
14.881 | 0.019259 | 0.88562 | 0.04106 | 0.06093 | 16.137 | 0.018129 | 2.04 | 0.08857 | 0.10284 | 14.9204 | 0.01922 | 2.68 | 0.11354 | 0.11347 | 14.9204 | 0.077337 | 0.66604 | 0.02819 | 0.02688 | 14.9888 | 0.077078 | 0.89172 | 0.0374 | 0.03167 | 17.1038 | 0.15788 | 0.86909 | 0.03675 | 0.02296 | 14.9805 | 0.45423 | 0.37723 | 0.01471 | 0.00853 | 14.5336 | 0.46474 | 0.39385 | 0.01495 | 0.00855 | 13.3333 | 0.71507 | 0.26166 | 0.00977 | 0.00556 | 12.8544 | 1.0165 | 0.21248 | 0.00747 | 0.00425 | 13.3333 | 0.9895 | 0.24166 | 0.00899 | 0.00465 | 14.0669 | 1.2376 | 0.22202 | 0.00867 | 0.00419 | 14.7067 | 1.2006 | 0.25346 | 0.01006 | 0.0046 | 15.2786 | 1.1696 | 0.28542 | 0.01131 | 0.00501 | 15.7911 | 1.4077 | 0.25449 | 0.00996 | 0.00433 | 15.006 | 1.8169 | 0.20287 | 0.0078 | 0.00348 | 15.4806 | 1.7749 | 0.22393 | 0.00847 | 0.00372 | 14.7788 | 1.8379 | 0.21783 | 0.0082 | 0.00359 | 14.5925 | 2.5793 | 0.17435 | 0.00634 | 0.00291 | 13.8982 | 3.1276 | 0.15834 | 0.00555 | 0.0026 | 14.2975 | 3.4828 | 0.15173 | 0.00521 | 0.00243 | 13.8045 | 3.5609 | 0.14921 | 0.00511 | 0.00239 | 14.0748 | 4.5184 | 0.13448 | 0.00485 | 0.00212 | 14.2984 | 4.9997 | 0.13704 | 0.00499 | 0.00211 | 14.8785 | 4.8816 | 0.15338 | 0.00559 | 0.00226 | 15.2914 | 5.4248 | 0.1401 | 0.00507 | 0.00212 | 15.0143 | 5.4849 | 0.1517 | 0.00541 | 0.0022 | 15.0139 | 6.4675 | 0.12844 | 0.00459 | 0.00191 | 14.7879 | 6.5246 | 0.1383 | 0.00485 | 0.00198 | 14.5976 | 6.5726 | 0.14817 | 0.00509 | 0.00206 | 14.5991 | 7.7673 | 0.12753 | 0.00434 | 0.00187 | 14.0154 | 7.9505 | 0.12558 | 0.00425 | 0.00185 | 15.7035 | 8.0714 | 0.13973 | 0.00515 | 0.00193 | 15.4021 | 8.8369 | 0.1302 | 0.00474 | 0.00186 | 16.0901 | 9.8645 | 0.13206 | 0.00489 | 0.00188 | 15.5347 | 11.4865 | 0.1177 | 0.00428 | 0.00195 | 15.6426 | 11.4465 | 0.13109 | 0.00475 | 0.00207 | 15.8907 | 12.0169 | 0.12403 | 0.00451 | 0.00182 | 15.4017 | 12.2071 | 0.12284 | 0.00445 | 0.00181 | 15.6424 | 12.9374 | 0.11662 | 0.00419 | 0.0017 | 15.7311 | 12.8974 | 0.12853 | 0.00456 | 0.0018 | 15.7314 | 14.3584 | 0.11717 | 0.00415 | 0.00176 | 16.6847 | 13.938 | 0.13003 | 0.00455 | 0.00185 | 15.8697 | 15.8994 | 0.12673 | 0.00426 | 0.00179 | 15.2057 | 17.1403 | 0.11067 | 0.00376 | 0.00171 | 16.066 | 16.6798 | 0.12155 | 0.00407 | 0.00178 | 15.4004 | 18.2707 | 0.10668 | 0.00358 | 0.00166 | 15.4926 | 18.2107 | 0.11573 | 0.00381 | 0.00174 | 15.1319 | 18.431 | 0.11518 | 0.00377 | 0.00174 | 14.6222 | 21.2331 | 0.10143 | 0.0033 | 0.00161 | 14.4597 | 22.2839 | 0.09878 | 0.00318 | 0.00167 | 14.5973 | 22.1838 | 0.10655 | 0.00336 | 0.00174 | 15.069 | 22.6041 | 0.10574 | 0.00334 | 0.00174 | 15.2328 | 23.7046 | 0.09879 | 0.00314 | 0.00159 | 14.0311 | 29.7095 | 0.09008 | 0.00276 | 0.00161 | 13.7735 | 29.9398 | 0.08993 | 0.00275 | 0.00162 | 13.396 | 36.9055 | 0.08755 | 0.00254 | 0.00169 | 13.7201 | 37.5859 | 0.0848 | 0.00246 | 0.0015 | 13.188 | 38.1168 | 0.08467 | 0.00244 | 0.00151 | 13.2444 | 38.0568 | 0.08967 | 0.00254 | 0.00156 | 14.1937 | 40.9798 | 0.09764 | 0.00281 | 0.00186 | 13.8974 | 43.4933 | 0.09438 | 0.00271 | 0.00185 | 14.1576 | 44.4959 | 0.09884 | 0.00298 | 0.00174 | 15.1579 | 48.2358 | 0.10182 | 0.00308 | 0.00167 | 14.7987 | 47.5087 | 0.10345 | 0.00315 | 0.00177 | 16.5793 | 49.449 | 0.11728 | 0.00355 | 0.00186 | 15.154 | 55.4178 | 0.10823 | 0.00322 | 0.00176 | 15.231 | 56.0687 | 0.10779 | 0.00322 | 0.00188 | 15.6267 | 58.0412 | 0.11126 | 0.00328 | 0.00178 | 15.5517 | 58.8026 | 0.11004 | 0.00324 | 0.00176 | 15.0837 | 65.4729 | 0.10965 | 0.00316 | 0.00183 | 14.8908 | 73.7363 | 0.09992 | 0.00284 | 0.00175 | 14.7027 | 73.9671 | 0.10002 | 0.00283 | 0.00176
15.873 | 0.018358 | 0.98896 | 0.04498 | 0.06764 | 17.3784 | 0.017158 | 2.32 | 0.09874 | 0.11594 | 16.5782 | 0.017769 | 3.21 | 0.13838 | 0.13443 | 16.5782 | 0.071493 | 0.79753 | 0.03437 | 0.03186 | 16.2378 | 0.072605 | 1.02 | 0.04223 | 0.03602 | 18.5291 | 0.14867 | 0.99696 | 0.04125 | 0.02612 | 15.9792 | 0.43262 | 0.42143 | 0.01608 | 0.00946 | 15.4419 | 0.44393 | 0.43699 | 0.01624 | 0.00942 | 14.1667 | 0.68295 | 0.2897 | 0.01061 | 0.0061 | 14.2827 | 0.94057 | 0.25258 | 0.00945 | 0.00495 | 15 | 0.90715 | 0.29339 | 0.01167 | 0.00552 | 15.6299 | 1.1506 | 0.26308 | 0.01049 | 0.00485 | 16.1774 | 1.1245 | 0.29565 | 0.01176 | 0.00526 | 16.6676 | 1.1015 | 0.3286 | 0.01291 | 0.00566 | 17.1071 | 1.3287 | 0.29034 | 0.01122 | 0.00486 | 16.2565 | 1.7108 | 0.23067 | 0.00877 | 0.00387 | 16.6714 | 1.6798 | 0.25232 | 0.00941 | 0.00411 | 15.9156 | 1.7389 | 0.24525 | 0.00911 | 0.00396 | 15.6348 | 2.4662 | 0.19378 | 0.00694 | 0.00316 | 14.8247 | 2.9995 | 0.17434 | 0.00601 | 0.00279 | 16.0846 | 3.2326 | 0.18095 | 0.00669 | 0.00279 | 15.5301 | 3.3057 | 0.17779 | 0.00655 | 0.00273 | 15.6387 | 4.2352 | 0.1569 | 0.00582 | 0.00237 | 15.7282 | 4.7205 | 0.15722 | 0.00577 | 0.00232 | 16.2311 | 4.6324 | 0.174 | 0.00633 | 0.00247 | 16.6815 | 5.1466 | 0.15865 | 0.00572 | 0.00231 | 16.2655 | 5.2267 | 0.17002 | 0.00602 | 0.00238 | 16.265 | 6.1763 | 0.14395 | 0.0051 | 0.00206 | 15.9254 | 6.2513 | 0.15365 | 0.00533 | 0.00213 | 16.683 | 6.0872 | 0.17917 | 0.00674 | 0.00233 | 16.6847 | 7.1949 | 0.15376 | 0.00573 | 0.0021 | 16.0176 | 7.365 | 0.15121 | 0.00561 | 0.00207 | 17.6665 | 7.56 | 0.16484 | 0.00627 | 0.00214 | 17.3274 | 8.2854 | 0.15312 | 0.00576 | 0.00205 | 17.8779 | 9.31 | 0.15253 | 0.00569 | 0.00204 | 17.2607 | 10.846 | 0.13527 | 0.00497 | 0.00207 | 17.2069 | 10.866 | 0.14868 | 0.00537 | 0.00219 | 17.4797 | 11.4463 | 0.14076 | 0.0051 | 0.00194 | 16.9418 | 11.6265 | 0.1393 | 0.00503 | 0.00193 | 17.2066 | 12.3168 | 0.13216 | 0.00475 | 0.00182 | 17.1612 | 12.3369 | 0.14407 | 0.00507 | 0.00191 | 17.1615 | 13.7478 | 0.13113 | 0.0046 | 0.00185 | 18.0751 | 13.3874 | 0.14438 | 0.00499 | 0.00194 | 17.0905 | 15.3188 | 0.1393 | 0.00462 | 0.00187 | 16.4728 | 16.4696 | 0.12234 | 0.00411 | 0.00178 | 17.3019 | 16.0692 | 0.13353 | 0.00442 | 0.00186 | 16.6838 | 17.52 | 0.11764 | 0.00391 | 0.00173 | 16.6843 | 17.52 | 0.12671 | 0.00412 | 0.00181 | 16.2959 | 17.7403 | 0.12602 | 0.00408 | 0.00181 | 15.747 | 20.5023 | 0.11082 | 0.00356 | 0.00167 | 15.572 | 21.523 | 0.10773 | 0.00343 | 0.00172 | 15.64 | 21.483 | 0.11553 | 0.0036 | 0.00179 | 16.1454 | 21.8932 | 0.11455 | 0.00357 | 0.00179 | 16.3208 | 22.9537 | 0.1072 | 0.00336 | 0.00164 | 14.9666 | 28.9184 | 0.09677 | 0.00292 | 0.00164 | 14.6917 | 29.1487 | 0.09657 | 0.00291 | 0.00165 | 14.184 | 36.1043 | 0.09292 | 0.00266 | 0.00171 | 14.5271 | 36.8046 | 0.09007 | 0.00257 | 0.00152 | 13.9638 | 37.3455 | 0.08987 | 0.00256 | 0.00154 | 14.7159 | 36.6344 | 0.10018 | 0.00295 | 0.00161 | 15.9679 | 39.3969 | 0.10984 | 0.0033 | 0.00191 | 15.6346 | 41.98 | 0.10586 | 0.00316 | 0.00191 | 15.7307 | 43.2327 | 0.11002 | 0.00338 | 0.00179 | 16.6737 | 47.023 | 0.11211 | 0.00341 | 0.00171 | 16.2785 | 46.4656 | 0.11389 | 0.00348 | 0.00181 | 17.961 | 48.5664 | 0.12728 | 0.00383 | 0.0019 | 16.4168 | 54.4946 | 0.11715 | 0.00347 | 0.0018 | 16.5002 | 55.0555 | 0.11661 | 0.00346 | 0.00192 | 16.8288 | 57.108 | 0.11977 | 0.0035 | 0.00181 | 16.748 | 57.8793 | 0.11844 | 0.00345 | 0.00179 | 16.1611 | 64.5693 | 0.11719 | 0.00333 | 0.00186 | 15.9545 | 72.4924 | 0.10663 | 0.00299 | 0.00177 | 15.7529 | 72.7332 | 0.1067 | 0.00299 | 0.00178
16.8651 | 0.017548 | 1.1 | 0.04899 | 0.07463 | 18.6197 | 0.016298 | 2.61 | 0.10904 | 0.12968 | 18.2361 | 0.016548 | 3.78 | 0.16271 | 0.15683 | 18.2361 | 0.066561 | 0.93928 | 0.04042 | 0.03719 | 17.4869 | 0.068683 | 1.16 | 0.04708 | 0.04061 | 19.9544 | 0.14057 | 1.13 | 0.0458 | 0.02946 | 16.9779 | 0.41351 | 0.46776 | 0.01747 | 0.01043 | 16.3503 | 0.42532 | 0.48209 | 0.01754 | 0.01033 | 15 | 0.65413 | 0.31903 | 0.01145 | 0.00666 | 16.068 | 0.86252 | 0.30699 | 0.01227 | 0.0059 | 16.6667 | 0.83971 | 0.34954 | 0.01419 | 0.00646 | 17.1929 | 1.0785 | 0.30707 | 0.01226 | 0.00556 | 17.6481 | 1.0595 | 0.34056 | 0.01342 | 0.00596 | 18.0566 | 1.0435 | 0.37433 | 0.0145 | 0.00636 | 18.423 | 1.2606 | 0.32821 | 0.01249 | 0.00542 | 17.507 | 1.6188 | 0.26011 | 0.00975 | 0.00429 | 17.8622 | 1.5948 | 0.28226 | 0.01036 | 0.00453 | 17.0524 | 1.6508 | 0.27418 | 0.01002 | 0.00435 | 16.6771 | 2.3642 | 0.21408 | 0.00753 | 0.00342 | 16.6778 | 2.7784 | 0.2083 | 0.00773 | 0.00321 | 17.8718 | 3.0225 | 0.21232 | 0.00806 | 0.00316 | 17.2557 | 3.0915 | 0.20846 | 0.00789 | 0.00309 | 17.2026 | 3.994 | 0.18073 | 0.00675 | 0.00263 | 17.1581 | 4.4783 | 0.17854 | 0.00653 | 0.00255 | 17.5837 | 4.4122 | 0.19569 | 0.00705 | 0.0027 | 18.0716 | 4.9024 | 0.17817 | 0.00637 | 0.00251 | 17.5166 | 4.9965 | 0.1892 | 0.00662 | 0.00257 | 17.5162 | 5.9191 | 0.16017 | 0.00561 | 0.00222 | 18.2004 | 5.79 | 0.18624 | 0.00707 | 0.00243 | 18.7684 | 5.6889 | 0.2125 | 0.00825 | 0.00263 | 18.7703 | 6.7275 | 0.18195 | 0.007 | 0.00235 | 18.0198 | 6.8856 | 0.17875 | 0.00685 | 0.00231 | 19.6294 | 7.1327 | 0.19154 | 0.00734 | 0.00237 | 19.2526 | 7.821 | 0.17748 | 0.00673 | 0.00225 | 19.6657 | 8.8356 | 0.17415 | 0.00648 | 0.00222 | 18.9868 | 10.2955 | 0.15382 | 0.00563 | 0.00221 | 18.7711 | 10.3656 | 0.16716 | 0.00599 | 0.00232 | 19.0688 | 10.9459 | 0.15828 | 0.00568 | 0.00207 | 18.482 | 11.126 | 0.15655 | 0.0056 | 0.00206 | 18.7708 | 11.7663 | 0.14845 | 0.00529 | 0.00194 | 18.5913 | 11.8264 | 0.16031 | 0.00558 | 0.00202 | 18.5916 | 13.1972 | 0.14569 | 0.00505 | 0.00195 | 19.4655 | 12.897 | 0.15931 | 0.00543 | 0.00204 | 18.3112 | 14.7983 | 0.15233 | 0.00498 | 0.00195 | 17.7399 | 15.869 | 0.13448 | 0.00446 | 0.00186 | 18.5377 | 15.5187 | 0.14595 | 0.00476 | 0.00193 | 17.9671 | 16.8394 | 0.12906 | 0.00424 | 0.0018 | 17.8761 | 16.8894 | 0.13811 | 0.00443 | 0.00187 | 17.4599 | 17.0997 | 0.13728 | 0.00439 | 0.00187 | 16.8718 | 19.8316 | 0.12055 | 0.00382 | 0.00172 | 16.6843 | 20.8323 | 0.11699 | 0.00368 | 0.00177 | 16.6827 | 20.8323 | 0.1248 | 0.00383 | 0.00184 | 17.2217 | 21.2425 | 0.12365 | 0.0038 | 0.00184 | 17.4089 | 22.263 | 0.11587 | 0.00359 | 0.00168 | 15.902 | 28.1674 | 0.10364 | 0.00309 | 0.00167 | 15.6099 | 28.3977 | 0.10338 | 0.00307 | 0.00168 | 15.7599 | 34.6122 | 0.10402 | 0.00309 | 0.00176 | 16.1413 | 35.3524 | 0.10094 | 0.003 | 0.00157 | 15.5153 | 35.9033 | 0.10058 | 0.00298 | 0.00159 | 16.5554 | 34.992 | 0.11387 | 0.00353 | 0.00167 | 17.7421 | 37.9445 | 0.12252 | 0.00377 | 0.00197 | 17.3717 | 40.5774 | 0.11774 | 0.00359 | 0.00196 | 17.3038 | 42.0601 | 0.12151 | 0.00375 | 0.00185 | 18.1895 | 45.8805 | 0.12266 | 0.00373 | 0.00176 | 17.7584 | 45.493 | 0.12455 | 0.0038 | 0.00186 | 19.3426 | 47.7341 | 0.13747 | 0.00409 | 0.00195 | 17.6796 | 53.6318 | 0.12621 | 0.0037 | 0.00184 | 17.7695 | 54.0826 | 0.12559 | 0.00369 | 0.00196 | 18.0308 | 56.2352 | 0.12842 | 0.00371 | 0.00185 | 17.9443 | 57.0064 | 0.12698 | 0.00366 | 0.00183 | 17.2386 | 63.706 | 0.12483 | 0.00351 | 0.00189 | 17.0181 | 71.309 | 0.11345 | 0.00315 | 0.0018 | 16.8031 | 71.5397 | 0.11349 | 0.00314 | 0.00181
17.8571 | 0.016808 | 1.21 | 0.05308 | 0.0819 | 19.861 | 0.015527 | 2.92 | 0.11951 | 0.14405 | 19.8939 | 0.015508 | 4.39 | 0.18691 | 0.18065 | 19.8939 | 0.062338 | 1.09 | 0.04644 | 0.04286 | 19.985 | 0.062129 | 1.46 | 0.0643 | 0.05047 | 21.3797 | 0.13346 | 1.28 | 0.05041 | 0.03296 | 17.9766 | 0.3964 | 0.51616 | 0.01887 | 0.01144 | 18.167 | 0.3933 | 0.57794 | 0.02235 | 0.01224 | 16.6667 | 0.6047 | 0.38136 | 0.01456 | 0.00784 | 17.8533 | 0.79878 | 0.36603 | 0.01493 | 0.00692 | 18.3333 | 0.78358 | 0.40996 | 0.01665 | 0.00747 | 18.7559 | 1.0165 | 0.35388 | 0.014 | 0.00631 | 19.1188 | 1.0035 | 0.38809 | 0.01508 | 0.0067 | 19.4455 | 0.99217 | 0.4225 | 0.01608 | 0.00708 | 19.7389 | 1.2026 | 0.36803 | 0.01375 | 0.006 | 18.7575 | 1.5387 | 0.29117 | 0.01073 | 0.00473 | 19.0531 | 1.5207 | 0.31373 | 0.01132 | 0.00496 | 18.1893 | 1.5738 | 0.30459 | 0.01095 | 0.00476 | 18.7617 | 2.1891 | 0.25718 | 0.00974 | 0.00398 | 18.5309 | 2.5943 | 0.24482 | 0.00934 | 0.00365 | 19.659 | 2.8454 | 0.24575 | 0.00937 | 0.00356 | 18.9812 | 2.9094 | 0.24116 | 0.00917 | 0.00347 | 18.7664 | 3.7859 | 0.20595 | 0.00766 | 0.00291 | 18.5879 | 4.2661 | 0.20097 | 0.00728 | 0.00278 | 18.9363 | 4.2191 | 0.21841 | 0.00777 | 0.00293 | 19.4617 | 4.6863 | 0.19863 | 0.00702 | 0.00272 | 20.019 | 4.6062 | 0.23008 | 0.00882 | 0.00297 | 20.0185 | 5.4827 | 0.19459 | 0.00745 | 0.00256 | 20.4755 | 5.4137 | 0.22128 | 0.00866 | 0.00276 | 20.8538 | 5.3577 | 0.24803 | 0.00968 | 0.00295 | 20.8559 | 6.3382 | 0.21199 | 0.00821 | 0.00261 | 20.022 | 6.4853 | 0.2081 | 0.00803 | 0.00256 | 21.5923 | 6.7694 | 0.21976 | 0.00837 | 0.00262 | 21.1779 | 7.4247 | 0.20322 | 0.00767 | 0.00247 | 21.4535 | 8.4263 | 0.19687 | 0.00725 | 0.0024 | 20.7129 | 9.8241 | 0.17332 | 0.00628 | 0.00235 | 20.3354 | 9.9222 | 0.1865 | 0.00659 | 0.00245 | 20.6579 | 10.5055 | 0.17657 | 0.00626 | 0.0022 | 20.0222 | 10.6756 | 0.17454 | 0.00616 | 0.00219 | 20.3351 | 11.2859 | 0.16546 | 0.00582 | 0.00206 | 20.0215 | 11.386 | 0.17721 | 0.00608 | 0.00214 | 20.0217 | 12.7068 | 0.16083 | 0.0055 | 0.00205 | 20.8559 | 12.4466 | 0.17479 | 0.00586 | 0.00215 | 19.532 | 14.3178 | 0.1658 | 0.00534 | 0.00204 | 19.0071 | 15.3185 | 0.14705 | 0.00481 | 0.00194 | 19.7736 | 15.0182 | 0.1588 | 0.0051 | 0.00201 | 19.2505 | 16.2188 | 0.14092 | 0.00456 | 0.00188 | 19.0678 | 16.2989 | 0.14993 | 0.00474 | 0.00195 | 18.6239 | 16.5191 | 0.14895 | 0.00469 | 0.00194 | 17.9965 | 19.2209 | 0.13059 | 0.00409 | 0.00178 | 17.7966 | 20.1916 | 0.12655 | 0.00392 | 0.00182 | 17.7253 | 20.2317 | 0.13436 | 0.00407 | 0.00189 | 18.2981 | 20.6419 | 0.13301 | 0.00403 | 0.00189 | 18.497 | 21.6323 | 0.12481 | 0.00381 | 0.00173 | 16.8374 | 27.4666 | 0.11069 | 0.00325 | 0.00171 | 16.5282 | 27.6969 | 0.11037 | 0.00323 | 0.00171 | 17.7299 | 32.95 | 0.11853 | 0.00372 | 0.00182 | 18.1589 | 33.7102 | 0.11515 | 0.00362 | 0.00164 | 17.4547 | 34.261 | 0.11456 | 0.00358 | 0.00165 | 18.3949 | 33.5301 | 0.12818 | 0.00408 | 0.00173 | 19.5163 | 36.6125 | 0.13567 | 0.00421 | 0.00202 | 19.1089 | 39.2752 | 0.13002 | 0.00399 | 0.00201 | 18.8768 | 40.9879 | 0.13332 | 0.00411 | 0.0019 | 19.7053 | 44.8185 | 0.13348 | 0.00404 | 0.0018 | 19.2383 | 44.5808 | 0.13543 | 0.0041 | 0.00191 | 20.7242 | 46.9621 | 0.14782 | 0.00435 | 0.00199 | 18.9425 | 52.8094 | 0.13542 | 0.00393 | 0.00188 | 19.0387 | 53.1601 | 0.13474 | 0.00391 | 0.00199 | 19.2329 | 55.4027 | 0.13721 | 0.00392 | 0.00189 | 19.1406 | 56.1939 | 0.13564 | 0.00386 | 0.00187 | 19.3934 | 62.1106 | 0.14042 | 0.00415 | 0.00195 | 19.1454 | 69.1133 | 0.12741 | 0.00372 | 0.00185 | 18.9035 | 69.3439 | 0.12742 | 0.00371 | 0.00186
19.8413 | 0.015537 | 1.45 | 0.06597 | 0.09729 | 22.3436 | 0.014207 | 3.58 | 0.15535 | 0.17466 | 21.5517 | 0.014597 | 5.04 | 0.21118 | 0.20585 | 21.5517 | 0.058686 | 1.25 | 0.05248 | 0.04886 | 22.4831 | 0.056836 | 1.79 | 0.08041 | 0.06121 | 22.805 | 0.12706 | 1.43 | 0.05507 | 0.03663 | 19.974 | 0.36708 | 0.61892 | 0.02401 | 0.01358 | 20.4378 | 0.36108 | 0.70797 | 0.02916 | 0.01483 | 18.75 | 0.55477 | 0.46597 | 0.01899 | 0.00944 | 19.6386 | 0.74585 | 0.42953 | 0.01751 | 0.008 | 20 | 0.73625 | 0.47448 | 0.01908 | 0.00854 | 20.3188 | 0.96315 | 0.4034 | 0.01572 | 0.0071 | 20.5894 | 0.95454 | 0.43816 | 0.01672 | 0.00747 | 20.8345 | 0.94694 | 0.47307 | 0.01767 | 0.00784 | 21.0548 | 1.1515 | 0.40968 | 0.01501 | 0.00661 | 20.008 | 1.4677 | 0.32379 | 0.01173 | 0.00518 | 21.4347 | 1.3967 | 0.381 | 0.01486 | 0.00588 | 20.4629 | 1.4437 | 0.36963 | 0.01437 | 0.00563 | 20.8464 | 2.044 | 0.30353 | 0.01179 | 0.00458 | 20.384 | 2.4402 | 0.28379 | 0.01088 | 0.00412 | 21.4462 | 2.6933 | 0.28117 | 0.01066 | 0.00399 | 20.7068 | 2.7533 | 0.2758 | 0.01043 | 0.00388 | 20.3303 | 3.6057 | 0.23248 | 0.00855 | 0.0032 | 20.0177 | 4.08 | 0.22447 | 0.00802 | 0.00303 | 21.6415 | 3.8939 | 0.2668 | 0.01039 | 0.00343 | 22.242 | 4.326 | 0.24219 | 0.00937 | 0.00316 | 22.5214 | 4.294 | 0.27418 | 0.01083 | 0.0034 | 22.5208 | 5.1294 | 0.23158 | 0.00913 | 0.00292 | 22.7505 | 5.0994 | 0.2586 | 0.01017 | 0.00311 | 22.9391 | 5.0764 | 0.28563 | 0.01107 | 0.00329 | 22.9415 | 6.0099 | 0.24376 | 0.00938 | 0.00289 | 22.0242 | 6.148 | 0.23916 | 0.00917 | 0.00283 | 23.5553 | 6.4551 | 0.24943 | 0.00938 | 0.00287 | 23.1031 | 7.0824 | 0.23026 | 0.00858 | 0.0027 | 23.2413 | 8.071 | 0.22065 | 0.008 | 0.00259 | 22.4389 | 9.4147 | 0.19371 | 0.00692 | 0.0025 | 21.8996 | 9.5359 | 0.20666 | 0.00719 | 0.00259 | 22.2469 | 10.1151 | 0.1956 | 0.00682 | 0.00234 | 21.5623 | 10.2753 | 0.19327 | 0.00672 | 0.00232 | 21.8993 | 10.8655 | 0.18317 | 0.00634 | 0.00219 | 21.4516 | 10.9857 | 0.19475 | 0.00657 | 0.00226 | 21.4519 | 12.2664 | 0.17653 | 0.00594 | 0.00216 | 22.2463 | 12.0462 | 0.1908 | 0.00629 | 0.00226 | 20.7527 | 13.8874 | 0.1797 | 0.0057 | 0.00213 | 20.2742 | 14.828 | 0.16006 | 0.00516 | 0.00202 | 21.0094 | 14.5678 | 0.17206 | 0.00545 | 0.0021 | 20.5339 | 15.6583 | 0.15323 | 0.00489 | 0.00196 | 20.2596 | 15.7685 | 0.16216 | 0.00505 | 0.00202 | 19.7879 | 15.9787 | 0.16102 | 0.005 | 0.00202 | 19.1213 | 18.6604 | 0.14095 | 0.00435 | 0.00184 | 18.9088 | 19.611 | 0.13641 | 0.00417 | 0.00188 | 18.768 | 19.6811 | 0.14418 | 0.00431 | 0.00194 | 19.3744 | 20.0713 | 0.14264 | 0.00426 | 0.00195 | 19.585 | 21.0517 | 0.134 | 0.00403 | 0.00179 | 18.7082 | 26.2051 | 0.12531 | 0.00386 | 0.00178 | 18.3646 | 26.4254 | 0.12487 | 0.00383 | 0.00179 | 19.6999 | 31.4882 | 0.13376 | 0.0043 | 0.00189 | 20.1766 | 32.2484 | 0.13002 | 0.00419 | 0.00171 | 19.3941 | 32.7891 | 0.12919 | 0.00414 | 0.00172 | 20.2344 | 32.2085 | 0.1431 | 0.0046 | 0.0018 | 21.2905 | 35.3909 | 0.14929 | 0.00463 | 0.00208 | 20.8461 | 38.0934 | 0.14269 | 0.00438 | 0.00207 | 20.4499 | 39.986 | 0.14543 | 0.00446 | 0.00195 | 21.2211 | 43.8167 | 0.14454 | 0.00433 | 0.00185 | 20.7182 | 43.7188 | 0.14654 | 0.0044 | 0.00196 | 22.1058 | 46.2203 | 0.15834 | 0.0046 | 0.00203 | 20.2053 | 52.0472 | 0.14477 | 0.00415 | 0.00192 | 20.308 | 52.2679 | 0.14404 | 0.00413 | 0.00203 | 21.637 | 53.8885 | 0.15515 | 0.00467 | 0.00196 | 21.5332 | 54.7096 | 0.15332 | 0.00461 | 0.00194 | 21.5482 | 60.6561 | 0.1564 | 0.00473 | 0.00202 | 21.2726 | 67.1786 | 0.1418 | 0.00425 | 0.0019 | 21.0039 | 67.4092 | 0.14176 | 0.00424 | 0.00191
22.3214 | 0.014216 | 1.78 | 0.08419 | 0.11805 | 24.8262 | 0.013126 | 4.29 | 0.18949 | 0.20769 | 23.2095 | 0.013807 | 5.73 | 0.23566 | 0.2324 | 23.2095 | 0.055485 | 1.42 | 0.05857 | 0.05519 | 24.9813 | 0.052474 | 2.15 | 0.09613 | 0.0728 | 24.2303 | 0.12136 | 1.58 | 0.0598 | 0.04046 | 22.4708 | 0.33756 | 0.75812 | 0.03129 | 0.01646 | 22.7087 | 0.33516 | 0.84884 | 0.03554 | 0.01761 | 20.8333 | 0.51475 | 0.55767 | 0.02314 | 0.01116 | 21.424 | 0.70143 | 0.49728 | 0.02006 | 0.00916 | 21.6667 | 0.69593 | 0.54294 | 0.02149 | 0.00967 | 21.8818 | 0.91602 | 0.45558 | 0.01744 | 0.00792 | 22.0601 | 0.91102 | 0.49072 | 0.01837 | 0.00828 | 22.2235 | 0.90652 | 0.52596 | 0.01925 | 0.00863 | 23.6867 | 1.0685 | 0.49805 | 0.01963 | 0.00789 | 22.509 | 1.3506 | 0.39344 | 0.01539 | 0.00616 | 23.8163 | 1.2996 | 0.45376 | 0.01815 | 0.00688 | 22.7366 | 1.3406 | 0.44009 | 0.01756 | 0.00658 | 22.931 | 1.9229 | 0.35299 | 0.01376 | 0.00521 | 22.237 | 2.3101 | 0.32508 | 0.01239 | 0.00461 | 23.2334 | 2.5642 | 0.31847 | 0.01193 | 0.00443 | 22.4324 | 2.6192 | 0.31231 | 0.01168 | 0.00431 | 21.8942 | 3.4486 | 0.26028 | 0.00944 | 0.00351 | 22.8774 | 3.7678 | 0.27449 | 0.01074 | 0.00356 | 24.3467 | 3.6337 | 0.31894 | 0.01278 | 0.00396 | 25.0222 | 4.0448 | 0.28907 | 0.01151 | 0.00364 | 25.0238 | 4.0448 | 0.32124 | 0.01274 | 0.00385 | 25.0231 | 4.8342 | 0.27096 | 0.01072 | 0.0033 | 25.0256 | 4.8342 | 0.2981 | 0.01162 | 0.00348 | 25.0245 | 4.8343 | 0.32522 | 0.01243 | 0.00364 | 25.0271 | 5.7287 | 0.27719 | 0.01052 | 0.00319 | 24.0264 | 5.8578 | 0.27183 | 0.01029 | 0.00311 | 25.5182 | 6.1819 | 0.28047 | 0.01038 | 0.00314 | 25.0284 | 6.7832 | 0.25855 | 0.00949 | 0.00294 | 25.0291 | 7.7597 | 0.24543 | 0.00875 | 0.00279 | 24.165 | 9.0584 | 0.21495 | 0.00756 | 0.00265 | 23.4639 | 9.1976 | 0.2276 | 0.00779 | 0.00274 | 23.836 | 9.7588 | 0.21534 | 0.00738 | 0.00249 | 23.1025 | 9.917 | 0.21269 | 0.00727 | 0.00246 | 23.4635 | 10.4852 | 0.20154 | 0.00687 | 0.00233 | 22.8817 | 10.6253 | 0.21291 | 0.00707 | 0.00239 | 22.882 | 11.876 | 0.19278 | 0.00638 | 0.00227 | 23.6367 | 11.6759 | 0.20733 | 0.00672 | 0.00237 | 21.9735 | 13.4971 | 0.19403 | 0.00606 | 0.00222 | 21.5413 | 14.3876 | 0.17349 | 0.00551 | 0.0021 | 22.2453 | 14.1574 | 0.18571 | 0.00579 | 0.00218 | 21.8172 | 15.1479 | 0.16597 | 0.00522 | 0.00204 | 21.4513 | 15.288 | 0.17479 | 0.00537 | 0.0021 | 20.9519 | 15.4782 | 0.17349 | 0.00531 | 0.00209 | 20.2461 | 18.1399 | 0.15161 | 0.00461 | 0.0019 | 20.0211 | 19.0804 | 0.14654 | 0.00441 | 0.00194 | 20.8533 | 18.7101 | 0.16462 | 0.0052 | 0.00205 | 21.5271 | 19.0703 | 0.16269 | 0.00513 | 0.00206 | 21.7611 | 20.0206 | 0.15311 | 0.00486 | 0.00189 | 21.0467 | 24.8236 | 0.14454 | 0.00473 | 0.00188 | 20.6602 | 25.0439 | 0.14393 | 0.0047 | 0.00188 | 21.6699 | 30.2067 | 0.14966 | 0.00486 | 0.00196 | 22.1942 | 30.957 | 0.14553 | 0.00474 | 0.00178 | 21.3335 | 31.4876 | 0.14444 | 0.00467 | 0.00179 | 22.0739 | 31.0371 | 0.15861 | 0.0051 | 0.00187 | 23.0647 | 34.2795 | 0.16337 | 0.00505 | 0.00214 | 22.5832 | 37.0118 | 0.15575 | 0.00476 | 0.00212 | 22.023 | 39.0544 | 0.15784 | 0.0048 | 0.00201 | 22.7369 | 42.8951 | 0.15585 | 0.00462 | 0.0019 | 22.198 | 42.9071 | 0.15786 | 0.00468 | 0.00201 | 24.869 | 44.8473 | 0.17988 | 0.00553 | 0.00212 | 22.7309 | 50.6436 | 0.16387 | 0.00495 | 0.002 | 22.8465 | 50.6142 | 0.1631 | 0.00494 | 0.00211 | 24.0411 | 52.5351 | 0.17358 | 0.00536 | 0.00204 | 23.9257 | 53.4061 | 0.17146 | 0.00528 | 0.00202 | 23.703 | 59.3424 | 0.17274 | 0.00527 | 0.00208 | 23.3999 | 65.5247 | 0.15658 | 0.00474 | 0.00196 | 23.1043 | 65.7452 | 0.15648 | 0.00472 | 0.00196
24.8016 | 0.013136 | 2.13 | 0.10191 | 0.14046 | 27.3088 | 0.012206 | 5.06 | 0.22305 | 0.24306 | 26.5252 | 0.012486 | 7.22 | 0.32168 | 0.28946 | 26.5252 | 0.050142 | 1.79 | 0.08 | 0.06881 | 27.4794 | 0.048822 | 2.54 | 0.11177 | 0.08522 | 25.6556 | 0.11615 | 1.75 | 0.0646 | 0.04445 | 24.9675 | 0.31425 | 0.90855 | 0.03809 | 0.01954 | 24.9796 | 0.31415 | 0.99986 | 0.0417 | 0.02057 | 22.9167 | 0.48203 | 0.65603 | 0.02715 | 0.013 | 23.2093 | 0.6637 | 0.5691 | 0.02258 | 0.01038 | 23.3333 | 0.6613 | 0.61518 | 0.02389 | 0.01085 | 23.4448 | 0.87399 | 0.51035 | 0.01916 | 0.00878 | 23.5308 | 0.87179 | 0.54571 | 0.02002 | 0.00912 | 25.0014 | 0.83607 | 0.63858 | 0.02512 | 0.01029 | 26.3186 | 1.0024 | 0.59277 | 0.02387 | 0.00926 | 25.01 | 1.2596 | 0.46863 | 0.01879 | 0.00721 | 26.198 | 1.2246 | 0.53148 | 0.0213 | 0.00794 | 25.0102 | 1.2596 | 0.51554 | 0.02062 | 0.00759 | 25.0156 | 1.8188 | 0.40542 | 0.01568 | 0.00588 | 24.0901 | 2.201 | 0.36855 | 0.01387 | 0.00513 | 25.0206 | 2.4541 | 0.35756 | 0.01319 | 0.00489 | 24.1579 | 2.5051 | 0.35058 | 0.01291 | 0.00475 | 25.0219 | 3.1894 | 0.31942 | 0.01266 | 0.00416 | 25.7371 | 3.5206 | 0.32834 | 0.0132 | 0.00412 | 27.0519 | 3.4245 | 0.37454 | 0.01504 | 0.00452 | 27.8025 | 3.8297 | 0.3389 | 0.01353 | 0.00414 | 27.5261 | 3.8487 | 0.37094 | 0.01458 | 0.00432 | 27.5255 | 4.585 | 0.31261 | 0.01226 | 0.0037 | 27.3006 | 4.6061 | 0.33966 | 0.01305 | 0.00386 | 27.1099 | 4.6241 | 0.3667 | 0.01377 | 0.00401 | 27.1127 | 5.4845 | 0.31217 | 0.01165 | 0.0035 | 26.0286 | 5.6076 | 0.30605 | 0.01139 | 0.00341 | 27.4812 | 5.9397 | 0.31284 | 0.01136 | 0.00341 | 26.9537 | 6.518 | 0.28805 | 0.01038 | 0.00318 | 26.8168 | 7.4875 | 0.27116 | 0.00949 | 0.00299 | 25.8911 | 8.7482 | 0.23697 | 0.00819 | 0.00282 | 25.0282 | 8.8983 | 0.24927 | 0.00839 | 0.00289 | 25.4251 | 9.4395 | 0.23577 | 0.00794 | 0.00264 | 24.6427 | 9.5937 | 0.2328 | 0.00782 | 0.00261 | 25.0278 | 10.1449 | 0.22055 | 0.00739 | 0.00247 | 24.3118 | 10.2951 | 0.23166 | 0.00756 | 0.00252 | 24.3121 | 11.5157 | 0.20955 | 0.00681 | 0.00239 | 25.0271 | 11.3456 | 0.22437 | 0.00715 | 0.00249 | 24.415 | 12.8064 | 0.22386 | 0.0074 | 0.00241 | 22.8085 | 13.9772 | 0.18732 | 0.00585 | 0.00219 | 24.717 | 13.4367 | 0.21416 | 0.00706 | 0.00236 | 23.1006 | 14.6875 | 0.17911 | 0.00555 | 0.00212 | 23.8348 | 14.4473 | 0.20119 | 0.00655 | 0.00226 | 23.2799 | 14.6275 | 0.19956 | 0.00648 | 0.00225 | 22.4957 | 17.229 | 0.1738 | 0.00558 | 0.00203 | 22.2457 | 18.1395 | 0.16763 | 0.00534 | 0.00206 | 23.46 | 17.6791 | 0.19158 | 0.00646 | 0.0022 | 24.218 | 18.0093 | 0.18915 | 0.00636 | 0.00221 | 24.4813 | 18.9296 | 0.1783 | 0.00604 | 0.00204 | 23.3852 | 23.6524 | 0.16477 | 0.00553 | 0.00198 | 22.9558 | 23.8626 | 0.164 | 0.00549 | 0.00198 | 23.6399 | 29.0755 | 0.1662 | 0.0054 | 0.00203 | 24.2119 | 29.8257 | 0.16167 | 0.00526 | 0.00186 | 23.273 | 30.3363 | 0.16031 | 0.00519 | 0.00186 | 23.9134 | 29.9859 | 0.17468 | 0.00559 | 0.00194 | 24.8389 | 33.2782 | 0.17788 | 0.00545 | 0.0022 | 24.3204 | 36.0404 | 0.16917 | 0.00513 | 0.00218 | 23.596 | 38.1829 | 0.17053 | 0.00513 | 0.00206 | 24.2527 | 42.0337 | 0.16739 | 0.00491 | 0.00195 | 23.6779 | 42.1156 | 0.16939 | 0.00496 | 0.00206 | 27.6322 | 43.5649 | 0.20206 | 0.00636 | 0.00222 | 25.2566 | 49.3806 | 0.18348 | 0.00568 | 0.00208 | 25.385 | 49.0812 | 0.18277 | 0.00568 | 0.00219 | 26.4452 | 51.3323 | 0.19246 | 0.00599 | 0.00212 | 26.3183 | 52.2532 | 0.19002 | 0.0059 | 0.00209 | 25.8578 | 58.1593 | 0.18943 | 0.00578 | 0.00215 | 25.5271 | 64.1414 | 0.1717 | 0.0052 | 0.00201 | 25.2047 | 64.3419 | 0.17156 | 0.00519 | 0.00202
27.2817 | 0.012215 | 2.52 | 0.11955 | 0.16448 | 29.7915 | 0.011435 | 5.89 | 0.25652 | 0.28071 | 29.8408 | 0.011415 | 8.86 | 0.40234 | 0.35161 | 29.8408 | 0.04586 | 2.2 | 0.1001 | 0.08365 | 29.9775 | 0.0457 | 2.95 | 0.12746 | 0.09844 | 28.5063 | 0.10725 | 2.1 | 0.08222 | 0.0529 | 27.4643 | 0.29543 | 1.07 | 0.04463 | 0.02282 | 27.2504 | 0.29694 | 1.16 | 0.04772 | 0.02369 | 25 | 0.45501 | 0.76066 | 0.03108 | 0.01494 | 24.9946 | 0.63148 | 0.6448 | 0.0251 | 0.01166 | 25 | 0.63139 | 0.69102 | 0.0263 | 0.01209 | 25.0078 | 0.83587 | 0.56769 | 0.02088 | 0.00968 | 26.4721 | 0.80305 | 0.66288 | 0.02613 | 0.01089 | 27.7793 | 0.77554 | 0.76033 | 0.03058 | 0.01208 | 28.9504 | 0.94751 | 0.69335 | 0.02789 | 0.0107 | 27.511 | 1.1905 | 0.5487 | 0.02202 | 0.00833 | 28.5796 | 1.1655 | 0.61354 | 0.02434 | 0.00905 | 27.2839 | 1.1955 | 0.59543 | 0.02359 | 0.00865 | 27.1003 | 1.7298 | 0.46069 | 0.01758 | 0.00657 | 25.9432 | 2.1099 | 0.41404 | 0.01533 | 0.00567 | 28.5949 | 2.28 | 0.44048 | 0.01771 | 0.00585 | 27.6091 | 2.322 | 0.4319 | 0.01735 | 0.00568 | 28.1496 | 2.9903 | 0.38292 | 0.01557 | 0.00484 | 28.5968 | 3.3234 | 0.38567 | 0.01553 | 0.00471 | 29.7571 | 3.2554 | 0.43328 | 0.01722 | 0.0051 | 30.5827 | 3.6505 | 0.39135 | 0.01547 | 0.00466 | 30.0285 | 3.6966 | 0.42294 | 0.01637 | 0.00482 | 30.0278 | 4.3689 | 0.35643 | 0.01377 | 0.00412 | 29.5757 | 4.4059 | 0.38319 | 0.01446 | 0.00426 | 29.1953 | 4.438 | 0.40999 | 0.01509 | 0.00439 | 29.1983 | 5.2714 | 0.34864 | 0.01276 | 0.00381 | 28.0308 | 5.3874 | 0.34173 | 0.01248 | 0.00371 | 29.4441 | 5.7225 | 0.34647 | 0.01234 | 0.0037 | 28.8789 | 6.2818 | 0.31869 | 0.01127 | 0.00344 | 28.6046 | 7.2463 | 0.29778 | 0.01023 | 0.0032 | 27.6172 | 8.4759 | 0.25975 | 0.00881 | 0.00299 | 26.5924 | 8.6331 | 0.27165 | 0.00898 | 0.00305 | 27.0141 | 9.1483 | 0.25687 | 0.00849 | 0.0028 | 26.1828 | 9.2974 | 0.25356 | 0.00836 | 0.00276 | 26.592 | 9.8367 | 0.24018 | 0.0079 | 0.00261 | 25.7419 | 9.9998 | 0.25099 | 0.00805 | 0.00266 | 25.7422 | 11.1854 | 0.22683 | 0.00725 | 0.00251 | 27.8079 | 10.7651 | 0.25986 | 0.00876 | 0.00273 | 27.4668 | 12.0858 | 0.26327 | 0.00928 | 0.00266 | 25.3428 | 13.2666 | 0.21611 | 0.00714 | 0.00237 | 27.8066 | 12.6861 | 0.25171 | 0.00885 | 0.0026 | 25.6674 | 13.9168 | 0.20655 | 0.00678 | 0.00229 | 26.8141 | 13.6366 | 0.23611 | 0.00822 | 0.00247 | 26.1899 | 13.7868 | 0.23408 | 0.00813 | 0.00246 | 25.3076 | 16.2581 | 0.20309 | 0.00697 | 0.00221 | 25.0264 | 17.1486 | 0.19544 | 0.00664 | 0.00221 | 26.0666 | 16.8183 | 0.22001 | 0.00762 | 0.00236 | 26.9089 | 17.1484 | 0.21704 | 0.0075 | 0.00237 | 27.2014 | 18.0187 | 0.20485 | 0.00712 | 0.00219 | 25.7238 | 22.6614 | 0.18594 | 0.0063 | 0.00209 | 25.2514 | 22.8516 | 0.18499 | 0.00625 | 0.00208 | 25.6099 | 28.0945 | 0.18335 | 0.00593 | 0.00211 | 26.2296 | 28.8246 | 0.17839 | 0.00578 | 0.00194 | 25.2124 | 29.3152 | 0.17675 | 0.00569 | 0.00194 | 25.7529 | 29.0549 | 0.19129 | 0.00607 | 0.00202 | 26.6131 | 32.3672 | 0.19282 | 0.00585 | 0.00227 | 26.0576 | 35.1592 | 0.18294 | 0.00549 | 0.00224 | 25.1691 | 37.3817 | 0.18351 | 0.00545 | 0.00212 | 27.2843 | 40.4814 | 0.19116 | 0.00595 | 0.00205 | 26.6376 | 40.6431 | 0.19309 | 0.006 | 0.00216 | 30.3955 | 42.2529 | 0.22492 | 0.00714 | 0.00231 | 27.7823 | 48.2381 | 0.20357 | 0.00636 | 0.00216 | 27.9235 | 47.6587 | 0.20305 | 0.00636 | 0.00227 | 28.8493 | 50.2399 | 0.21176 | 0.00659 | 0.00219 | 28.7109 | 51.2308 | 0.20897 | 0.00649 | 0.00217 | 28.0127 | 57.0867 | 0.20644 | 0.00626 | 0.00221 | 27.6544 | 63.0286 | 0.18712 | 0.00564 | 0.00206 | 27.3051 | 63.1891 | 0.18694 | 0.00563 | 0.00207
29.7619 | 0.011435 | 2.93 | 0.13732 | 0.19005 | 32.2741 | 0.010755 | 6.77 | 0.29017 | 0.32057 | 33.1565 | 0.010545 | 10.64 | 0.48116 | 0.4187 | 33.1565 | 0.042328 | 2.65 | 0.11974 | 0.09969 | 32.4756 | 0.042999 | 3.39 | 0.1433 | 0.11245 | 32.0696 | 0.098033 | 2.58 | 0.10734 | 0.06432 | 29.9611 | 0.28042 | 1.24 | 0.05098 | 0.02625 | 29.5213 | 0.28283 | 1.33 | 0.05364 | 0.02696 | 27.0833 | 0.4323 | 0.87115 | 0.03495 | 0.01698 | 26.78 | 0.60377 | 0.72417 | 0.02761 | 0.01299 | 26.6667 | 0.60537 | 0.77029 | 0.0287 | 0.01338 | 28.1338 | 0.76833 | 0.69002 | 0.02726 | 0.01157 | 29.4135 | 0.74322 | 0.78978 | 0.03184 | 0.01279 | 30.5573 | 0.72181 | 0.89136 | 0.0359 | 0.01398 | 31.5823 | 0.89208 | 0.79998 | 0.03182 | 0.01221 | 30.012 | 1.1385 | 0.63293 | 0.02512 | 0.00949 | 30.9612 | 1.1115 | 0.69966 | 0.0273 | 0.01021 | 29.5575 | 1.1465 | 0.67916 | 0.02648 | 0.00975 | 29.1849 | 1.6517 | 0.51869 | 0.01945 | 0.0073 | 29.6494 | 1.9708 | 0.5102 | 0.02057 | 0.0068 | 32.1693 | 2.1179 | 0.52973 | 0.02182 | 0.00687 | 31.0602 | 2.1719 | 0.51923 | 0.02136 | 0.00667 | 31.2774 | 2.8132 | 0.45053 | 0.01832 | 0.00557 | 31.4564 | 3.1353 | 0.44642 | 0.01779 | 0.00533 | 32.4623 | 3.0673 | 0.49534 | 0.01937 | 0.00572 | 33.363 | 3.4384 | 0.44671 | 0.01737 | 0.00521 | 32.5309 | 3.4984 | 0.47747 | 0.01813 | 0.00533 | 32.5301 | 4.1338 | 0.40258 | 0.01527 | 0.00456 | 31.8508 | 4.1948 | 0.42881 | 0.01586 | 0.00467 | 31.2806 | 4.2478 | 0.45516 | 0.01642 | 0.00478 | 31.2839 | 5.0492 | 0.38665 | 0.01387 | 0.00414 | 30.033 | 5.1923 | 0.3788 | 0.01356 | 0.00403 | 31.407 | 5.4924 | 0.38145 | 0.01331 | 0.00399 | 30.8042 | 6.0467 | 0.35051 | 0.01215 | 0.0037 | 30.3924 | 7.0171 | 0.32528 | 0.01096 | 0.00342 | 29.3432 | 8.2367 | 0.28322 | 0.00943 | 0.00316 | 28.1567 | 8.3979 | 0.29468 | 0.00956 | 0.00321 | 28.6032 | 8.8791 | 0.27863 | 0.00905 | 0.00296 | 27.723 | 9.0252 | 0.27497 | 0.00891 | 0.00292 | 28.1562 | 9.5574 | 0.26041 | 0.00842 | 0.00276 | 28.6021 | 9.4824 | 0.29127 | 0.00988 | 0.00294 | 28.6025 | 10.615 | 0.26283 | 0.00888 | 0.00276 | 31.2839 | 10.0846 | 0.30693 | 0.01102 | 0.00305 | 30.5187 | 11.4653 | 0.30492 | 0.01101 | 0.00293 | 28.5106 | 12.5359 | 0.25413 | 0.00896 | 0.00262 | 30.8962 | 12.0155 | 0.29143 | 0.0105 | 0.00285 | 28.8758 | 13.2162 | 0.24269 | 0.00851 | 0.00252 | 29.7935 | 13.066 | 0.27284 | 0.00974 | 0.0027 | 29.0999 | 13.1861 | 0.27045 | 0.00963 | 0.00268 | 28.1196 | 15.4474 | 0.23403 | 0.00824 | 0.00239 | 27.8071 | 16.3178 | 0.22475 | 0.00784 | 0.00238 | 28.6733 | 16.0876 | 0.24982 | 0.00872 | 0.00253 | 29.5998 | 16.4478 | 0.24623 | 0.00857 | 0.00253 | 29.9216 | 17.258 | 0.23265 | 0.00814 | 0.00235 | 28.0623 | 21.8206 | 0.20799 | 0.00704 | 0.0022 | 27.5469 | 21.9908 | 0.20686 | 0.00698 | 0.0022 | 27.5799 | 27.2336 | 0.20108 | 0.00644 | 0.00219 | 28.2472 | 27.9637 | 0.19565 | 0.00628 | 0.00202 | 27.1518 | 28.4142 | 0.19373 | 0.00618 | 0.00202 | 27.5924 | 28.2241 | 0.20841 | 0.00654 | 0.0021 | 28.3873 | 31.5362 | 0.20817 | 0.00625 | 0.00233 | 27.7948 | 34.3581 | 0.19705 | 0.00585 | 0.0023 | 28.3152 | 35.9096 | 0.21027 | 0.00664 | 0.00224 | 30.3159 | 39.0795 | 0.21582 | 0.00691 | 0.00215 | 29.5974 | 39.2611 | 0.21763 | 0.00694 | 0.00226 | 33.1587 | 40.5112 | 0.24862 | 0.00789 | 0.00241 | 30.3079 | 47.1161 | 0.22414 | 0.007 | 0.00224 | 30.462 | 46.2966 | 0.22392 | 0.00702 | 0.00235 | 31.2535 | 48.8879 | 0.23155 | 0.00716 | 0.00227 | 31.1035 | 49.9887 | 0.22835 | 0.00705 | 0.00225 | 30.1675 | 56.0643 | 0.22377 | 0.00673 | 0.00228 | 29.7817 | 62.1662 | 0.20279 | 0.00607 | 0.00212 | 29.4055 | 62.2966 | 0.20256 | 0.00605 | 0.00212
32.2421 | 0.010764 | 3.37 | 0.15532 | 0.21714 | 34.7567 | 0.010174 | 7.7 | 0.32415 | 0.36261 | 36.4721 | 0.0098064 | 12.56 | 0.5596 | 0.49054 | 36.4721 | 0.039376 | 3.13 | 0.13928 | 0.11688 | 34.9738 | 0.040648 | 3.86 | 0.15931 | 0.12722 | 35.6328 | 0.090479 | 3.1 | 0.13109 | 0.07665 | 32.4578 | 0.26382 | 1.42 | 0.05728 | 0.02986 | 31.7922 | 0.26802 | 1.51 | 0.05953 | 0.03037 | 29.1667 | 0.41308 | 0.98711 | 0.03878 | 0.0191 | 28.5653 | 0.57985 | 0.80699 | 0.03011 | 0.01437 | 30 | 0.56304 | 0.9382 | 0.03745 | 0.01609 | 31.2598 | 0.7095 | 0.82279 | 0.03325 | 0.01361 | 32.3548 | 0.6911 | 0.92657 | 0.0374 | 0.01482 | 33.3352 | 0.67559 | 1.03 | 0.04117 | 0.016 | 34.2141 | 0.83925 | 0.91328 | 0.03574 | 0.01379 | 32.513 | 1.0705 | 0.72174 | 0.02818 | 0.01071 | 33.3429 | 1.0504 | 0.79038 | 0.03026 | 0.01142 | 31.8312 | 1.0885 | 0.76692 | 0.02933 | 0.0109 | 33.3542 | 1.4996 | 0.64328 | 0.02635 | 0.00885 | 33.3556 | 1.8187 | 0.61379 | 0.02533 | 0.008 | 35.7436 | 1.9628 | 0.62591 | 0.02578 | 0.00796 | 34.5113 | 2.0148 | 0.613 | 0.02521 | 0.00772 | 34.4051 | 2.6361 | 0.52255 | 0.02101 | 0.00633 | 34.3161 | 2.9502 | 0.51091 | 0.02003 | 0.00598 | 35.1675 | 2.8992 | 0.56111 | 0.02153 | 0.00636 | 36.1432 | 3.2533 | 0.50534 | 0.01929 | 0.00578 | 35.0333 | 3.3244 | 0.53497 | 0.0199 | 0.00586 | 35.0324 | 3.9266 | 0.45125 | 0.01678 | 0.00502 | 34.1258 | 3.9987 | 0.47669 | 0.01728 | 0.0051 | 33.366 | 4.0617 | 0.50237 | 0.01775 | 0.00519 | 33.3695 | 4.8301 | 0.42636 | 0.01499 | 0.00449 | 32.0352 | 4.9682 | 0.41742 | 0.01464 | 0.00436 | 33.37 | 5.2693 | 0.41791 | 0.0143 | 0.00429 | 32.7294 | 5.8035 | 0.38362 | 0.01304 | 0.00397 | 32.1802 | 6.754 | 0.35376 | 0.01169 | 0.00365 | 31.0693 | 7.9685 | 0.30742 | 0.01005 | 0.00334 | 31.2852 | 7.9325 | 0.34274 | 0.01176 | 0.00355 | 31.7813 | 8.3397 | 0.32421 | 0.01113 | 0.00329 | 30.8034 | 8.5118 | 0.31972 | 0.01095 | 0.00324 | 31.2847 | 9.011 | 0.30268 | 0.01034 | 0.00307 | 32.1773 | 8.8469 | 0.3448 | 0.01247 | 0.00332 | 32.1778 | 9.9065 | 0.31066 | 0.01118 | 0.00309 | 34.7599 | 9.4232 | 0.35722 | 0.01314 | 0.00339 | 33.5706 | 10.7949 | 0.349 | 0.01267 | 0.00321 | 31.6785 | 11.8254 | 0.2944 | 0.01063 | 0.00288 | 33.9859 | 11.3051 | 0.3335 | 0.01208 | 0.00312 | 32.0842 | 12.5056 | 0.28082 | 0.01009 | 0.00277 | 32.7728 | 12.3355 | 0.31145 | 0.01118 | 0.00294 | 32.0099 | 12.5256 | 0.30861 | 0.01105 | 0.00291 | 30.9315 | 14.7068 | 0.26656 | 0.00945 | 0.00259 | 30.5878 | 15.5772 | 0.2555 | 0.00898 | 0.00256 | 31.28 | 15.3671 | 0.281 | 0.00978 | 0.0027 | 32.2907 | 15.6472 | 0.2768 | 0.00961 | 0.00271 | 32.6417 | 16.3874 | 0.2618 | 0.00914 | 0.00252 | 30.4008 | 21.0599 | 0.23087 | 0.00775 | 0.00232 | 29.8425 | 21.26 | 0.22954 | 0.00769 | 0.00231 | 29.5499 | 26.4827 | 0.21933 | 0.00694 | 0.00227 | 30.2649 | 27.1629 | 0.21344 | 0.00677 | 0.00211 | 29.0912 | 27.6334 | 0.21123 | 0.00667 | 0.0021 | 29.4319 | 27.5033 | 0.22601 | 0.007 | 0.00218 | 31.9357 | 29.8246 | 0.24014 | 0.00772 | 0.00247 | 31.2691 | 32.7463 | 0.22628 | 0.00717 | 0.00242 | 31.4614 | 34.3378 | 0.23819 | 0.00774 | 0.00236 | 33.3475 | 37.1979 | 0.24154 | 0.00781 | 0.00225 | 32.5571 | 37.4894 | 0.2432 | 0.00783 | 0.00237 | 35.9219 | 38.9198 | 0.27332 | 0.00864 | 0.00251 | 32.8336 | 45.4643 | 0.24532 | 0.00762 | 0.00233 | 33.0005 | 44.8348 | 0.24544 | 0.00766 | 0.00243 | 33.6576 | 47.3161 | 0.25193 | 0.00772 | 0.00235 | 33.496 | 48.4669 | 0.24827 | 0.00759 | 0.00233 | 34.4771 | 53.0105 | 0.25975 | 0.00844 | 0.00241 | 34.0362 | 58.7222 | 0.23525 | 0.00761 | 0.00223 | 33.6062 | 59.0626 | 0.2349 | 0.00759 | 0.00224
34.7222 | 0.010174 | 3.83 | 0.17361 | 0.24571 | 39.7219 | 0.009193 | 9.72 | 0.44173 | 0.45299 | 39.7878 | 0.0091811 | 14.62 | 0.63838 | 0.56701 | 39.7878 | 0.036855 | 3.64 | 0.15892 | 0.13518 | 37.4719 | 0.038577 | 4.35 | 0.17553 | 0.14274 | 39.1961 | 0.084156 | 3.66 | 0.15428 | 0.08988 | 34.9546 | 0.24921 | 1.61 | 0.06365 | 0.03365 | 34.063 | 0.25411 | 1.7 | 0.06548 | 0.03394 | 31.25 | 0.39367 | 1.11 | 0.04261 | 0.02131 | 32.136 | 0.53413 | 0.98314 | 0.0393 | 0.01729 | 33.3333 | 0.51932 | 1.12 | 0.04559 | 0.01898 | 34.3857 | 0.65988 | 0.96608 | 0.0391 | 0.01579 | 35.2962 | 0.64687 | 1.07 | 0.04292 | 0.01698 | 36.1131 | 0.63567 | 1.18 | 0.04644 | 0.01814 | 36.846 | 0.79313 | 1.03 | 0.0397 | 0.01546 | 35.014 | 1.0124 | 0.8159 | 0.03126 | 0.01199 | 38.1061 | 0.9491 | 0.98678 | 0.04124 | 0.01401 | 36.3785 | 0.98321 | 0.95651 | 0.0399 | 0.01336 | 37.5235 | 1.3726 | 0.77999 | 0.03279 | 0.01052 | 37.0617 | 1.6837 | 0.72588 | 0.02996 | 0.00928 | 39.318 | 1.8277 | 0.72946 | 0.02972 | 0.00912 | 37.9625 | 1.8758 | 0.71387 | 0.02904 | 0.00883 | 37.5328 | 2.483 | 0.59919 | 0.02369 | 0.00713 | 37.1758 | 2.7881 | 0.57929 | 0.02229 | 0.00666 | 37.8726 | 2.7511 | 0.63054 | 0.02371 | 0.00703 | 38.9235 | 3.0902 | 0.56718 | 0.02122 | 0.00638 | 37.5357 | 3.1693 | 0.59539 | 0.0217 | 0.00642 | 37.5347 | 3.7416 | 0.50242 | 0.01831 | 0.00549 | 36.4009 | 3.8226 | 0.52685 | 0.01871 | 0.00555 | 35.4514 | 3.8937 | 0.55168 | 0.0191 | 0.00561 | 35.4551 | 4.632 | 0.46782 | 0.01612 | 0.00484 | 34.0374 | 4.7651 | 0.45773 | 0.01573 | 0.0047 | 35.3329 | 5.0672 | 0.45586 | 0.0153 | 0.00461 | 34.6547 | 5.5814 | 0.41807 | 0.01394 | 0.00426 | 35.7558 | 6.2917 | 0.41394 | 0.01449 | 0.00412 | 34.5214 | 7.4312 | 0.3584 | 0.01239 | 0.00373 | 35.1958 | 7.3362 | 0.40702 | 0.01489 | 0.00401 | 35.754 | 7.7174 | 0.38534 | 0.01412 | 0.00374 | 34.6538 | 7.8795 | 0.3796 | 0.01387 | 0.00368 | 35.1953 | 8.3416 | 0.35924 | 0.0131 | 0.00348 | 35.7526 | 8.2546 | 0.40218 | 0.0149 | 0.00372 | 35.7531 | 9.2511 | 0.36188 | 0.01334 | 0.00344 | 38.2359 | 8.8518 | 0.41091 | 0.01519 | 0.00376 | 36.6224 | 10.2045 | 0.39573 | 0.0143 | 0.00351 | 34.8463 | 11.1249 | 0.33715 | 0.01225 | 0.00315 | 37.0755 | 10.6947 | 0.3781 | 0.01365 | 0.0034 | 35.2926 | 11.7752 | 0.32123 | 0.01161 | 0.00303 | 35.7522 | 11.6751 | 0.35229 | 0.0126 | 0.00319 | 34.9199 | 11.8552 | 0.34886 | 0.01245 | 0.00316 | 33.7435 | 13.9363 | 0.30082 | 0.01063 | 0.00279 | 33.3686 | 14.7766 | 0.28782 | 0.01009 | 0.00275 | 33.8866 | 14.6366 | 0.3137 | 0.01083 | 0.00289 | 34.9816 | 14.8967 | 0.30891 | 0.01064 | 0.00289 | 35.3618 | 15.6069 | 0.29245 | 0.01013 | 0.00269 | 32.7393 | 20.1592 | 0.25466 | 0.00846 | 0.00244 | 32.1381 | 20.3794 | 0.25309 | 0.00839 | 0.00243 | 31.5199 | 25.602 | 0.23816 | 0.00744 | 0.00235 | 32.2825 | 26.2022 | 0.23182 | 0.00726 | 0.00219 | 31.0306 | 26.7926 | 0.22925 | 0.00714 | 0.00219 | 33.1109 | 25.822 | 0.26281 | 0.00873 | 0.00235 | 35.4841 | 28.1333 | 0.274 | 0.00909 | 0.00262 | 34.7435 | 30.9249 | 0.2571 | 0.0084 | 0.00256 | 34.6075 | 32.6364 | 0.26749 | 0.00878 | 0.00249 | 36.3791 | 35.5066 | 0.26853 | 0.0087 | 0.00237 | 35.5168 | 35.8279 | 0.26995 | 0.0087 | 0.00248 | 38.6851 | 37.4685 | 0.299 | 0.00938 | 0.00261 | 35.3592 | 43.9428 | 0.26726 | 0.00823 | 0.00241 | 35.5389 | 43.4632 | 0.26766 | 0.00828 | 0.00252 | 38.4658 | 44.4832 | 0.29469 | 0.00982 | 0.00252 | 38.2812 | 45.7239 | 0.28993 | 0.00962 | 0.00249 | 38.7868 | 50.3175 | 0.29773 | 0.01001 | 0.00256 | 38.2907 | 55.599 | 0.26958 | 0.00904 | 0.00235 | 37.807 | 55.9294 | 0.26902 | 0.009 | 0.00235
37.2024 | 0.0096599 | 4.32 | 0.19225 | 0.27572 | 44.6872 | 0.0084106 | 11.94 | 0.55232 | 0.55149 | 43.1034 | 0.0086428 | 16.82 | 0.71788 | 0.64797 | 43.1034 | 0.034684 | 4.19 | 0.17873 | 0.15458 | 39.97 | 0.036726 | 4.87 | 0.19198 | 0.159 | 42.7594 | 0.078773 | 4.26 | 0.17729 | 0.10396 | 37.4513 | 0.2363 | 1.81 | 0.0701 | 0.03763 | 36.3339 | 0.24191 | 1.89 | 0.07151 | 0.03768 | 33.3333 | 0.37466 | 1.24 | 0.04647 | 0.02361 | 35.7066 | 0.49271 | 1.17 | 0.04792 | 0.02042 | 36.6667 | 0.4827 | 1.32 | 0.05356 | 0.02207 | 37.5117 | 0.61756 | 1.12 | 0.04489 | 0.01811 | 38.2375 | 0.60865 | 1.23 | 0.04844 | 0.01927 | 38.891 | 0.60085 | 1.34 | 0.05174 | 0.0204 | 42.1097 | 0.71639 | 1.29 | 0.05436 | 0.01905 | 40.016 | 0.91438 | 1.02 | 0.0427 | 0.01473 | 42.8694 | 0.86766 | 1.2 | 0.05151 | 0.01683 | 40.9258 | 0.89887 | 1.17 | 0.04979 | 0.01603 | 41.6927 | 1.2675 | 0.92872 | 0.03907 | 0.01232 | 40.7679 | 1.5706 | 0.84649 | 0.03456 | 0.01063 | 42.8924 | 1.7117 | 0.84035 | 0.03369 | 0.01035 | 41.4136 | 1.7577 | 0.82187 | 0.03289 | 0.01001 | 40.6606 | 2.3469 | 0.68043 | 0.02638 | 0.00797 | 40.0355 | 2.6451 | 0.65151 | 0.02457 | 0.00737 | 40.5778 | 2.6201 | 0.70358 | 0.02591 | 0.00773 | 41.7037 | 2.9461 | 0.63218 | 0.02316 | 0.007 | 40.038 | 3.0302 | 0.65866 | 0.02351 | 0.007 | 40.037 | 3.5765 | 0.55602 | 0.01985 | 0.00599 | 38.6759 | 3.6645 | 0.57924 | 0.02015 | 0.00601 | 37.5368 | 3.7416 | 0.60306 | 0.02047 | 0.00605 | 37.5407 | 4.4529 | 0.511 | 0.01726 | 0.00521 | 36.0396 | 4.58 | 0.4997 | 0.01684 | 0.00505 | 39.2588 | 4.712 | 0.53614 | 0.01909 | 0.00527 | 38.5052 | 5.1922 | 0.49094 | 0.01738 | 0.00485 | 40.2253 | 5.8064 | 0.49507 | 0.01852 | 0.00476 | 38.8366 | 6.8669 | 0.42704 | 0.01578 | 0.00424 | 39.1065 | 6.8349 | 0.47627 | 0.01785 | 0.00451 | 39.7267 | 7.1941 | 0.45115 | 0.01694 | 0.00422 | 38.5042 | 7.3461 | 0.44406 | 0.01662 | 0.00414 | 39.1059 | 7.7763 | 0.42012 | 0.0157 | 0.00393 | 39.3279 | 7.7473 | 0.4635 | 0.01727 | 0.00415 | 39.3284 | 8.6887 | 0.41657 | 0.01545 | 0.00382 | 41.7119 | 8.3555 | 0.46793 | 0.01722 | 0.00414 | 39.6743 | 9.6832 | 0.44506 | 0.01593 | 0.00382 | 38.0141 | 10.5146 | 0.38247 | 0.01384 | 0.00344 | 40.1651 | 10.1444 | 0.42519 | 0.0152 | 0.0037 | 38.501 | 11.1348 | 0.36405 | 0.01311 | 0.0033 | 38.7315 | 11.0948 | 0.39537 | 0.01401 | 0.00346 | 37.8298 | 11.2649 | 0.39129 | 0.01383 | 0.00342 | 36.5555 | 13.2558 | 0.3369 | 0.01181 | 0.00301 | 36.1493 | 14.0562 | 0.32185 | 0.01119 | 0.00295 | 36.4933 | 13.9762 | 0.34798 | 0.01188 | 0.00308 | 37.6725 | 14.2263 | 0.34259 | 0.01167 | 0.00309 | 38.082 | 14.9165 | 0.32459 | 0.01111 | 0.00288 | 35.0779 | 19.3487 | 0.27949 | 0.00917 | 0.00257 | 34.4337 | 19.5588 | 0.27764 | 0.00909 | 0.00256 | 35.4599 | 23.9208 | 0.27778 | 0.00933 | 0.00254 | 36.3179 | 24.481 | 0.27055 | 0.0091 | 0.00238 | 34.9094 | 25.0514 | 0.26711 | 0.00894 | 0.00236 | 36.7899 | 24.3009 | 0.30196 | 0.01035 | 0.00253 | 39.0326 | 26.6322 | 0.30983 | 0.01042 | 0.00277 | 38.2178 | 29.3137 | 0.28967 | 0.00959 | 0.0027 | 37.7537 | 31.1152 | 0.29826 | 0.00981 | 0.00262 | 39.4107 | 33.9755 | 0.29676 | 0.00958 | 0.00248 | 38.4766 | 34.3267 | 0.29792 | 0.00956 | 0.0026 | 44.2116 | 34.9064 | 0.35324 | 0.01213 | 0.00283 | 40.4106 | 41.2102 | 0.31336 | 0.01051 | 0.00259 | 40.6159 | 40.9606 | 0.31415 | 0.01058 | 0.0027 | 43.274 | 42.0109 | 0.34006 | 0.01174 | 0.0027 | 43.0663 | 43.3115 | 0.33401 | 0.01147 | 0.00266 | 43.0964 | 47.9151 | 0.33768 | 0.0115 | 0.00271 | 42.5452 | 52.8364 | 0.30577 | 0.01039 | 0.00248 | 42.0078 | 53.1668 | 0.30499 | 0.01034 | 0.00248
39.6825 | 0.0091997 | 4.84 | 0.21123 | 0.30716 | 49.6524 | 0.0077682 | 14.36 | 0.66058 | 0.65777 | 46.4191 | 0.0081726 | 19.14 | 0.7983 | 0.7333 | 46.4191 | 0.032793 | 4.77 | 0.19878 | 0.17502 | 42.4681 | 0.035085 | 5.42 | 0.20865 | 0.17597 | 46.3227 | 0.074131 | 4.9 | 0.2003 | 0.11888 | 39.9481 | 0.2249 | 2.03 | 0.07663 | 0.0418 | 40.8756 | 0.22099 | 2.32 | 0.09391 | 0.04564 | 37.5 | 0.34235 | 1.51 | 0.06084 | 0.02851 | 39.2773 | 0.45799 | 1.38 | 0.05635 | 0.02376 | 40 | 0.45159 | 1.53 | 0.06148 | 0.02536 | 40.6377 | 0.58104 | 1.28 | 0.05069 | 0.02056 | 41.1789 | 0.57524 | 1.4 | 0.05399 | 0.02168 | 44.4469 | 0.54282 | 1.68 | 0.07127 | 0.02525 | 47.3734 | 0.65486 | 1.58 | 0.06802 | 0.02295 | 45.018 | 0.83604 | 1.24 | 0.05338 | 0.01771 | 47.6327 | 0.80092 | 1.44 | 0.0615 | 0.01987 | 45.4731 | 0.82964 | 1.39 | 0.05942 | 0.01891 | 45.862 | 1.1795 | 1.09 | 0.0453 | 0.01425 | 44.4741 | 1.4736 | 0.97543 | 0.03917 | 0.01207 | 46.4667 | 1.6116 | 0.95841 | 0.03768 | 0.01165 | 44.8647 | 1.6547 | 0.93687 | 0.03677 | 0.01126 | 43.7883 | 2.2239 | 0.76629 | 0.0291 | 0.00885 | 42.8951 | 2.519 | 0.72748 | 0.02686 | 0.00812 | 43.283 | 2.503 | 0.78015 | 0.02813 | 0.00847 | 44.484 | 2.8161 | 0.70026 | 0.02513 | 0.00765 | 42.5404 | 2.9051 | 0.72475 | 0.02534 | 0.0076 | 42.5393 | 3.4274 | 0.61203 | 0.02141 | 0.00651 | 40.951 | 3.5204 | 0.63384 | 0.02161 | 0.0065 | 41.7075 | 3.4754 | 0.71184 | 0.02566 | 0.00697 | 41.7119 | 4.1377 | 0.60239 | 0.02162 | 0.00598 | 40.044 | 4.2568 | 0.58854 | 0.02106 | 0.00579 | 44.1661 | 4.3418 | 0.64454 | 0.02454 | 0.00616 | 43.3184 | 4.787 | 0.5893 | 0.02231 | 0.00564 | 44.6947 | 5.4012 | 0.58264 | 0.02232 | 0.00543 | 43.1518 | 6.3936 | 0.50105 | 0.01897 | 0.00479 | 43.0171 | 6.4067 | 0.55037 | 0.02073 | 0.00503 | 43.6993 | 6.7458 | 0.52153 | 0.01968 | 0.00473 | 42.3546 | 6.8899 | 0.51298 | 0.0193 | 0.00463 | 43.0165 | 7.294 | 0.48523 | 0.01823 | 0.00439 | 42.9031 | 7.3071 | 0.52867 | 0.0196 | 0.0046 | 42.9037 | 8.1995 | 0.47466 | 0.01752 | 0.00421 | 45.1878 | 7.9203 | 0.5282 | 0.01924 | 0.00455 | 42.7262 | 9.2219 | 0.49695 | 0.01756 | 0.00415 | 41.182 | 9.9803 | 0.43033 | 0.01542 | 0.00375 | 43.2547 | 9.6621 | 0.47471 | 0.01676 | 0.00401 | 41.7094 | 10.5744 | 0.40924 | 0.0146 | 0.00359 | 41.7109 | 10.5745 | 0.44065 | 0.01542 | 0.00374 | 40.7398 | 10.7346 | 0.43588 | 0.01522 | 0.00369 | 39.3674 | 12.6455 | 0.37478 | 0.01298 | 0.00323 | 38.93 | 13.4158 | 0.35755 | 0.01229 | 0.00316 | 39.1 | 13.3858 | 0.38384 | 0.01293 | 0.00328 | 40.3634 | 13.6259 | 0.37781 | 0.0127 | 0.00329 | 40.8021 | 14.2761 | 0.35819 | 0.0121 | 0.00307 | 37.4164 | 18.6082 | 0.30534 | 0.00988 | 0.0027 | 36.7293 | 18.8183 | 0.3032 | 0.00979 | 0.00269 | 39.3999 | 22.4699 | 0.32008 | 0.01109 | 0.00273 | 40.3532 | 23 | 0.31188 | 0.01083 | 0.00258 | 38.7883 | 23.5504 | 0.30748 | 0.01062 | 0.00255 | 40.4689 | 22.96 | 0.34348 | 0.01191 | 0.00272 | 42.581 | 25.3213 | 0.34759 | 0.01172 | 0.00294 | 41.6921 | 27.8927 | 0.32397 | 0.01075 | 0.00285 | 40.8998 | 29.7541 | 0.33049 | 0.01082 | 0.00276 | 42.4422 | 32.6045 | 0.32623 | 0.01045 | 0.0026 | 41.4363 | 32.9656 | 0.32707 | 0.01042 | 0.00272 | 49.738 | 32.7248 | 0.41128 | 0.01465 | 0.00307 | 45.4619 | 38.8482 | 0.36238 | 0.0126 | 0.00279 | 45.6929 | 38.7486 | 0.36339 | 0.01268 | 0.00289 | 48.0822 | 39.8391 | 0.38801 | 0.01356 | 0.00288 | 47.8515 | 41.1796 | 0.38045 | 0.01323 | 0.00284 | 47.406 | 45.7731 | 0.37956 | 0.01295 | 0.00286 | 46.7997 | 50.3743 | 0.34379 | 0.0117 | 0.00261 | 46.2086 | 50.7046 | 0.34277 | 0.01165 | 0.00261
44.6429 | 0.0084163 | 5.94 | 0.27322 | 0.37417 | 54.6177 | 0.007232 | 16.97 | 0.76841 | 0.77154 | 49.7347 | 0.0077583 | 21.6 | 0.87978 | 0.82287 | 49.7347 | 0.031132 | 5.38 | 0.21909 | 0.1965 | 44.9663 | 0.033594 | 5.99 | 0.22556 | 0.19364 | 49.886 | 0.070099 | 5.58 | 0.22342 | 0.1346 | 44.9416 | 0.20549 | 2.48 | 0.1008 | 0.05068 | 45.4174 | 0.20379 | 2.78 | 0.115 | 0.05422 | 41.6667 | 0.31573 | 1.81 | 0.07441 | 0.03379 | 42.848 | 0.42848 | 1.6 | 0.06471 | 0.02733 | 43.3333 | 0.42477 | 1.75 | 0.0694 | 0.02884 | 43.7637 | 0.54922 | 1.46 | 0.05651 | 0.02316 | 47.0616 | 0.51971 | 1.75 | 0.0744 | 0.02687 | 50.0028 | 0.4964 | 2.06 | 0.08939 | 0.03054 | 52.6371 | 0.60454 | 1.89 | 0.08131 | 0.02716 | 50.02 | 0.77171 | 1.49 | 0.06377 | 0.02093 | 52.3959 | 0.7451 | 1.69 | 0.07141 | 0.02312 | 50.0205 | 0.77171 | 1.64 | 0.06898 | 0.022 | 50.0313 | 1.1044 | 1.26 | 0.05154 | 0.01631 | 48.1803 | 1.3895 | 1.11 | 0.0438 | 0.01359 | 50.0411 | 1.5246 | 1.08 | 0.04172 | 0.01301 | 48.3158 | 1.5656 | 1.06 | 0.04069 | 0.01257 | 46.9161 | 2.1148 | 0.85672 | 0.03185 | 0.00977 | 45.7548 | 2.4029 | 0.80718 | 0.02919 | 0.0089 | 45.9882 | 2.3939 | 0.86026 | 0.03038 | 0.00923 | 47.2642 | 2.699 | 0.77138 | 0.02711 | 0.00832 | 45.0428 | 2.7921 | 0.7936 | 0.02719 | 0.00822 | 45.0417 | 3.2923 | 0.67041 | 0.02298 | 0.00704 | 45.5011 | 3.2693 | 0.74948 | 0.02717 | 0.00751 | 46.9209 | 3.1993 | 0.85891 | 0.0331 | 0.00821 | 46.9258 | 3.8105 | 0.72589 | 0.02785 | 0.00701 | 45.0496 | 3.9206 | 0.70857 | 0.02711 | 0.00678 | 49.0735 | 4.0346 | 0.7617 | 0.02966 | 0.0071 | 48.1315 | 4.4488 | 0.69556 | 0.02694 | 0.00649 | 49.1642 | 5.057 | 0.67646 | 0.02601 | 0.00615 | 47.467 | 5.9904 | 0.58028 | 0.02206 | 0.00538 | 46.9278 | 6.0375 | 0.62921 | 0.02357 | 0.00559 | 47.672 | 6.3596 | 0.59639 | 0.02238 | 0.00527 | 46.205 | 6.4957 | 0.58627 | 0.02194 | 0.00516 | 46.9271 | 6.8768 | 0.55447 | 0.02072 | 0.00489 | 46.4784 | 6.9218 | 0.59762 | 0.02192 | 0.00507 | 46.479 | 7.7712 | 0.53609 | 0.01958 | 0.00463 | 48.6638 | 7.5341 | 0.59168 | 0.02125 | 0.00497 | 45.778 | 8.8097 | 0.55135 | 0.01919 | 0.00449 | 44.3498 | 9.503 | 0.48068 | 0.01701 | 0.00407 | 46.3444 | 9.2298 | 0.52663 | 0.01831 | 0.00434 | 44.9179 | 10.0742 | 0.45675 | 0.01609 | 0.00389 | 44.6902 | 10.1042 | 0.48808 | 0.01683 | 0.00403 | 43.6498 | 10.2643 | 0.48259 | 0.01661 | 0.00398 | 42.1794 | 12.0951 | 0.41444 | 0.01415 | 0.00347 | 41.7107 | 12.8455 | 0.3949 | 0.01339 | 0.00338 | 41.7066 | 12.8455 | 0.42124 | 0.01398 | 0.0035 | 43.0543 | 13.0756 | 0.41454 | 0.01373 | 0.0035 | 43.5223 | 13.7058 | 0.39323 | 0.01308 | 0.00327 | 42.0934 | 17.2974 | 0.36 | 0.01256 | 0.00299 | 41.3204 | 17.4975 | 0.35725 | 0.01244 | 0.00297 | 43.3398 | 21.2091 | 0.365 | 0.01279 | 0.00294 | 44.3885 | 21.7192 | 0.35576 | 0.01249 | 0.00279 | 42.6671 | 22.2395 | 0.35033 | 0.01223 | 0.00276 | 44.1478 | 21.7893 | 0.38732 | 0.01344 | 0.00292 | 46.1294 | 24.1405 | 0.38726 | 0.013 | 0.00311 | 45.1665 | 26.6118 | 0.35997 | 0.01191 | 0.003 | 44.0459 | 28.5132 | 0.36416 | 0.01183 | 0.00291 | 48.5054 | 30.2029 | 0.38875 | 0.0137 | 0.00286 | 47.3558 | 30.5839 | 0.38885 | 0.01361 | 0.00298 | 55.2645 | 30.8435 | 0.47302 | 0.01707 | 0.00332 | 50.5132 | 36.7766 | 0.41428 | 0.01459 | 0.00299 | 50.7699 | 36.7969 | 0.41533 | 0.01466 | 0.00309 | 52.8905 | 37.9175 | 0.43847 | 0.01533 | 0.00308 | 52.6366 | 39.278 | 0.42922 | 0.01492 | 0.00303 | 51.7157 | 43.8413 | 0.42335 | 0.01436 | 0.00302 | 51.0543 | 48.1825 | 0.3836 | 0.01299 | 0.00275 | 50.4094 | 48.5028 | 0.38232 | 0.01293 | 0.00274
49.6032 | 0.007774 | 7.15 | 0.33284 | 0.44652 | 59.5829 | 0.0067767 | 19.76 | 0.87675 | 0.89253 | 53.0504 | 0.0073912 | 24.18 | 0.96236 | 0.91659 | 53.0504 | 0.029652 | 6.02 | 0.23968 | 0.21898 | 49.9625 | 0.031023 | 7.2 | 0.28682 | 0.23104 | 53.4493 | 0.066537 | 6.3 | 0.24671 | 0.15112 | 49.9351 | 0.18958 | 2.98 | 0.12354 | 0.06027 | 49.9591 | 0.18948 | 3.28 | 0.13555 | 0.06342 | 45.8333 | 0.29362 | 2.13 | 0.08763 | 0.03945 | 46.4186 | 0.40306 | 1.84 | 0.07308 | 0.0311 | 46.6667 | 0.40136 | 1.99 | 0.07736 | 0.03251 | 50.0156 | 0.4963 | 1.83 | 0.0779 | 0.02873 | 52.9443 | 0.47539 | 2.15 | 0.09334 | 0.03253 | 55.5586 | 0.45838 | 2.47 | 0.10697 | 0.03626 | 57.9008 | 0.56252 | 2.23 | 0.09447 | 0.03167 | 55.022 | 0.71808 | 1.75 | 0.07407 | 0.02437 | 57.1592 | 0.69767 | 1.96 | 0.08133 | 0.02659 | 54.5678 | 0.72259 | 1.9 | 0.07854 | 0.02528 | 54.2005 | 1.0394 | 1.44 | 0.05782 | 0.01848 | 51.8864 | 1.3155 | 1.26 | 0.04847 | 0.01519 | 53.6155 | 1.4476 | 1.22 | 0.0458 | 0.01444 | 51.767 | 1.4866 | 1.19 | 0.04466 | 0.01395 | 50.0438 | 2.0178 | 0.95166 | 0.03463 | 0.01073 | 48.6145 | 2.2969 | 0.89065 | 0.03154 | 0.00971 | 48.6934 | 2.2939 | 0.94394 | 0.03266 | 0.01002 | 50.0445 | 2.588 | 0.84558 | 0.02912 | 0.00902 | 50.0475 | 2.587 | 0.93956 | 0.03422 | 0.00953 | 50.0463 | 3.0572 | 0.79406 | 0.02895 | 0.00817 | 51.1887 | 3.0082 | 0.90585 | 0.03511 | 0.00887 | 52.1344 | 2.9702 | 1.02 | 0.0401 | 0.00953 | 52.1398 | 3.5384 | 0.85943 | 0.03371 | 0.00812 | 50.0551 | 3.6415 | 0.83834 | 0.03279 | 0.00784 | 53.9808 | 3.7745 | 0.88735 | 0.03463 | 0.00811 | 52.9447 | 4.1626 | 0.80949 | 0.03144 | 0.00739 | 53.6337 | 4.7609 | 0.77639 | 0.02964 | 0.00692 | 51.7822 | 5.6432 | 0.66461 | 0.02511 | 0.006 | 50.8384 | 5.7153 | 0.71268 | 0.02639 | 0.00618 | 51.6447 | 6.0214 | 0.67563 | 0.02506 | 0.00584 | 50.0554 | 6.1515 | 0.66384 | 0.02456 | 0.0057 | 50.8376 | 6.5116 | 0.62774 | 0.0232 | 0.00541 | 50.0536 | 6.5817 | 0.67027 | 0.02423 | 0.00557 | 50.0543 | 7.393 | 0.60078 | 0.02163 | 0.00507 | 52.1398 | 7.1909 | 0.65829 | 0.02327 | 0.00542 | 48.8299 | 8.4375 | 0.60822 | 0.02083 | 0.00485 | 47.5177 | 9.0768 | 0.53347 | 0.01859 | 0.00441 | 49.434 | 8.8406 | 0.58091 | 0.01988 | 0.00468 | 48.1263 | 9.6239 | 0.50656 | 0.01758 | 0.00421 | 47.6696 | 9.685 | 0.53765 | 0.01825 | 0.00433 | 46.5598 | 9.836 | 0.53139 | 0.018 | 0.00427 | 44.9913 | 11.5949 | 0.45583 | 0.01533 | 0.00371 | 44.4914 | 12.3251 | 0.43388 | 0.01449 | 0.0036 | 46.92 | 11.9049 | 0.50056 | 0.01795 | 0.00394 | 48.4361 | 12.115 | 0.49246 | 0.01763 | 0.00395 | 48.9625 | 12.7152 | 0.46752 | 0.0168 | 0.0037 | 46.7705 | 16.1967 | 0.4186 | 0.01506 | 0.00329 | 45.9116 | 16.3868 | 0.41516 | 0.01491 | 0.00327 | 47.2798 | 20.1084 | 0.41249 | 0.01446 | 0.00316 | 48.4238 | 20.5885 | 0.40214 | 0.01412 | 0.00301 | 46.5459 | 21.0888 | 0.39561 | 0.01382 | 0.00297 | 47.8268 | 20.7386 | 0.43346 | 0.01495 | 0.00313 | 49.6778 | 23.0899 | 0.4288 | 0.01428 | 0.00329 | 48.6408 | 25.471 | 0.39764 | 0.01305 | 0.00317 | 50.3382 | 26.3717 | 0.43569 | 0.01558 | 0.00322 | 54.5686 | 28.1816 | 0.45599 | 0.01669 | 0.00314 | 53.2752 | 28.5725 | 0.4552 | 0.01654 | 0.00326 | 60.7909 | 29.2024 | 0.53838 | 0.01942 | 0.00358 | 55.5645 | 34.9552 | 0.46898 | 0.01652 | 0.0032 | 55.8469 | 35.0555 | 0.46995 | 0.01658 | 0.0033 | 57.6987 | 36.2162 | 0.4914 | 0.01707 | 0.00329 | 57.4218 | 37.5767 | 0.48027 | 0.01659 | 0.00323 | 56.0253 | 42.0999 | 0.469 | 0.01575 | 0.00319 | 55.3088 | 46.201 | 0.42517 | 0.01427 | 0.00289 | 54.6101 | 46.5112 | 0.42362 | 0.01419 | 0.00289
54.5635 | 0.0072368 | 8.44 | 0.39177 | 0.524 | 64.5482 | 0.0063845 | 22.73 | 0.98609 | 1.02 | 56.366 | 0.007063 | 26.89 | 1.05 | 1.01 | 56.366 | 0.028341 | 6.7 | 0.26055 | 0.24243 | 56.2078 | 0.028401 | 8.85 | 0.3739 | 0.28151 | 57.0125 | 0.063386 | 7.05 | 0.27021 | 0.16841 | 54.9286 | 0.17637 | 3.51 | 0.14567 | 0.07054 | 54.5009 | 0.17737 | 3.81 | 0.1559 | 0.07322 | 50 | 0.27471 | 2.48 | 0.10074 | 0.04547 | 49.9893 | 0.38085 | 2.09 | 0.08148 | 0.03508 | 53.3333 | 0.36254 | 2.5 | 0.10665 | 0.0404 | 56.2676 | 0.45408 | 2.25 | 0.09774 | 0.0348 | 58.827 | 0.43907 | 2.58 | 0.11171 | 0.03864 | 61.1145 | 0.42667 | 2.92 | 0.12436 | 0.04238 | 63.1645 | 0.5268 | 2.59 | 0.10762 | 0.03647 | 60.024 | 0.67246 | 2.03 | 0.08436 | 0.02804 | 61.9225 | 0.65686 | 2.25 | 0.09129 | 0.03025 | 59.1151 | 0.68027 | 2.18 | 0.08816 | 0.02875 | 58.3698 | 0.98318 | 1.64 | 0.06414 | 0.02077 | 55.5926 | 1.2505 | 1.41 | 0.05318 | 0.01686 | 57.1898 | 1.3795 | 1.35 | 0.04993 | 0.01594 | 55.2181 | 1.4155 | 1.32 | 0.04868 | 0.01539 | 53.1715 | 1.9307 | 1.05 | 0.03744 | 0.01173 | 51.4742 | 2.2009 | 0.97786 | 0.03392 | 0.01055 | 54.1038 | 2.1208 | 1.12 | 0.04132 | 0.01169 | 55.605 | 2.3939 | 1 | 0.03677 | 0.01049 | 56.3035 | 2.3719 | 1.14 | 0.04431 | 0.01129 | 56.3021 | 2.8061 | 0.96148 | 0.03749 | 0.00967 | 56.8764 | 2.7851 | 1.08 | 0.04258 | 0.01032 | 57.3478 | 2.7691 | 1.19 | 0.0469 | 0.01093 | 57.3538 | 3.3093 | 1 | 0.0394 | 0.0093 | 55.0606 | 3.4063 | 0.97757 | 0.03831 | 0.00897 | 58.8882 | 3.5524 | 1.02 | 0.03953 | 0.00917 | 57.7578 | 3.9185 | 0.9309 | 0.03588 | 0.00834 | 58.1032 | 4.5048 | 0.88227 | 0.03325 | 0.00772 | 56.0974 | 5.3411 | 0.75392 | 0.02815 | 0.00666 | 54.7491 | 5.4311 | 0.80068 | 0.02921 | 0.0068 | 55.6174 | 5.7243 | 0.75914 | 0.02773 | 0.00644 | 53.9059 | 5.8483 | 0.74559 | 0.02717 | 0.00628 | 54.7482 | 6.1904 | 0.70496 | 0.02567 | 0.00596 | 53.6289 | 6.2785 | 0.74654 | 0.02655 | 0.00608 | 53.6297 | 7.0548 | 0.66867 | 0.02369 | 0.00553 | 55.6158 | 6.8837 | 0.72797 | 0.0253 | 0.00588 | 54.9337 | 7.7961 | 0.72915 | 0.02699 | 0.00561 | 50.6855 | 8.6935 | 0.58867 | 0.02018 | 0.00476 | 55.6132 | 8.1683 | 0.69633 | 0.02576 | 0.0054 | 51.3347 | 9.2207 | 0.55861 | 0.01908 | 0.00454 | 53.6282 | 8.9556 | 0.64296 | 0.02359 | 0.00498 | 52.3798 | 9.0976 | 0.63507 | 0.02325 | 0.0049 | 50.6153 | 10.7344 | 0.54371 | 0.01976 | 0.00424 | 50.0528 | 11.4146 | 0.51658 | 0.01865 | 0.00409 | 52.1333 | 11.1145 | 0.58582 | 0.02164 | 0.00443 | 53.8178 | 11.3146 | 0.5762 | 0.02126 | 0.00443 | 54.4028 | 11.8747 | 0.54736 | 0.02027 | 0.00416 | 51.4475 | 15.2362 | 0.48103 | 0.01748 | 0.00362 | 50.5027 | 15.4263 | 0.47686 | 0.01729 | 0.00359 | 51.2198 | 19.1278 | 0.4625 | 0.01611 | 0.0034 | 52.4591 | 19.5879 | 0.45099 | 0.01573 | 0.00325 | 50.4247 | 20.0782 | 0.44327 | 0.01539 | 0.0032 | 51.5058 | 19.8081 | 0.48183 | 0.01645 | 0.00336 | 56.7746 | 21.2688 | 0.51733 | 0.01901 | 0.00369 | 55.5895 | 23.4998 | 0.47782 | 0.01731 | 0.00352 | 56.6305 | 24.5806 | 0.51274 | 0.01903 | 0.00355 | 60.6318 | 26.4606 | 0.52783 | 0.01955 | 0.00344 | 59.1947 | 26.8614 | 0.52601 | 0.01935 | 0.00356 | 66.3174 | 27.7615 | 0.60726 | 0.02174 | 0.00386 | 60.6159 | 33.3341 | 0.52644 | 0.01842 | 0.00343 | 60.9239 | 33.4944 | 0.52719 | 0.01846 | 0.00353 | 62.5069 | 34.6851 | 0.54674 | 0.01879 | 0.0035 | 62.2069 | 36.0455 | 0.53356 | 0.01822 | 0.00343 | 60.3349 | 40.5186 | 0.51648 | 0.01713 | 0.00337 | 59.5633 | 44.4196 | 0.46846 | 0.01553 | 0.00304 | 58.8109 | 44.7199 | 0.46662 | 0.01544 | 0.00304
59.5238 | 0.0067816 | 9.83 | 0.4508 | 0.60641 | 69.5134 | 0.0060434 | 25.87 | 1.1 | 1.16 | 59.6817 | 0.0067678 | 29.72 | 1.13 | 1.12 | 59.6817 | 0.027151 | 7.4 | 0.28171 | 0.26685 | 62.4532 | 0.02625 | 10.64 | 0.45623 | 0.33593 | 64.1391 | 0.058043 | 8.67 | 0.35646 | 0.20523 | 59.9221 | 0.16507 | 4.09 | 0.16756 | 0.08148 | 59.0426 | 0.16697 | 4.38 | 0.17622 | 0.08359 | 54.1667 | 0.2585 | 2.84 | 0.11383 | 0.05185 | 57.1306 | 0.34414 | 2.63 | 0.11236 | 0.04363 | 60 | 0.33163 | 3.07 | 0.13381 | 0.04901 | 62.5195 | 0.41946 | 2.69 | 0.11697 | 0.04136 | 64.7097 | 0.40876 | 3.04 | 0.12986 | 0.04518 | 66.6704 | 0.39975 | 3.39 | 0.14173 | 0.04889 | 68.4283 | 0.49609 | 2.97 | 0.12083 | 0.04155 | 65.026 | 0.63324 | 2.33 | 0.0947 | 0.03192 | 66.6857 | 0.62144 | 2.56 | 0.10133 | 0.03412 | 63.6624 | 0.64335 | 2.48 | 0.09785 | 0.03241 | 62.5391 | 0.93376 | 1.84 | 0.07053 | 0.02318 | 59.2988 | 1.1934 | 1.57 | 0.05794 | 0.01861 | 60.7642 | 1.3185 | 1.5 | 0.0541 | 0.01751 | 58.6692 | 1.3535 | 1.46 | 0.05274 | 0.01689 | 56.2993 | 1.8517 | 1.15 | 0.04028 | 0.01276 | 57.1935 | 2.0358 | 1.16 | 0.04298 | 0.01233 | 60.8667 | 1.9437 | 1.36 | 0.05374 | 0.01393 | 62.5556 | 2.1938 | 1.22 | 0.04773 | 0.01247 | 62.5594 | 2.1938 | 1.35 | 0.05384 | 0.01318 | 62.5579 | 2.597 | 1.14 | 0.04553 | 0.01129 | 62.564 | 2.597 | 1.26 | 0.04986 | 0.01187 | 62.5613 | 2.597 | 1.37 | 0.05364 | 0.01243 | 62.5678 | 3.1042 | 1.16 | 0.04502 | 0.01055 | 60.0661 | 3.1992 | 1.13 | 0.04376 | 0.01016 | 63.7955 | 3.3533 | 1.16 | 0.0444 | 0.0103 | 62.571 | 3.7054 | 1.06 | 0.04028 | 0.00935 | 62.5726 | 4.2786 | 0.99395 | 0.03686 | 0.00856 | 60.4125 | 5.076 | 0.84808 | 0.03118 | 0.00735 | 58.6597 | 5.18 | 0.89312 | 0.03204 | 0.00745 | 59.59 | 5.4601 | 0.84684 | 0.03042 | 0.00706 | 57.7563 | 5.5782 | 0.83143 | 0.02979 | 0.00688 | 58.6588 | 5.9053 | 0.78605 | 0.02815 | 0.00653 | 57.2041 | 6.0074 | 0.82637 | 0.02888 | 0.00662 | 57.205 | 6.7527 | 0.7397 | 0.02576 | 0.00601 | 62.5678 | 6.3535 | 0.87628 | 0.03291 | 0.00687 | 61.0374 | 7.2608 | 0.8595 | 0.03272 | 0.00642 | 57.0212 | 8.0322 | 0.70604 | 0.02617 | 0.0055 | 61.7925 | 7.608 | 0.82075 | 0.03123 | 0.00618 | 57.7515 | 8.5233 | 0.66925 | 0.02471 | 0.00524 | 59.5869 | 8.3462 | 0.7564 | 0.02856 | 0.00567 | 58.1998 | 8.4793 | 0.74674 | 0.02814 | 0.00557 | 56.2392 | 10.014 | 0.63828 | 0.02389 | 0.0048 | 55.6143 | 10.6542 | 0.60552 | 0.02252 | 0.0046 | 57.3466 | 10.4441 | 0.67686 | 0.02521 | 0.00494 | 59.1996 | 10.6242 | 0.66563 | 0.02476 | 0.00494 | 59.8431 | 11.1543 | 0.63258 | 0.0236 | 0.00465 | 56.1246 | 14.4157 | 0.5472 | 0.01984 | 0.00397 | 55.0939 | 14.5858 | 0.54225 | 0.01962 | 0.00393 | 55.1598 | 18.2573 | 0.51498 | 0.01775 | 0.00364 | 56.4944 | 18.6974 | 0.50224 | 0.01733 | 0.0035 | 54.3036 | 19.1677 | 0.49327 | 0.01694 | 0.00344 | 58.8638 | 18.2172 | 0.58511 | 0.02202 | 0.00384 | 63.8715 | 19.7679 | 0.61298 | 0.02335 | 0.00412 | 62.5382 | 21.8588 | 0.56438 | 0.02121 | 0.0039 | 62.9228 | 23.0596 | 0.59514 | 0.02233 | 0.00391 | 66.695 | 24.9697 | 0.60414 | 0.02234 | 0.00375 | 65.1142 | 25.3705 | 0.60115 | 0.02209 | 0.00387 | 71.8438 | 26.4907 | 0.67959 | 0.02403 | 0.00415 | 65.6672 | 31.8931 | 0.58659 | 0.0203 | 0.00366 | 66.0009 | 32.0934 | 0.58702 | 0.02031 | 0.00376 | 67.3151 | 33.3041 | 0.60446 | 0.02049 | 0.00372 | 66.9921 | 34.6645 | 0.58904 | 0.01985 | 0.00365 | 64.6446 | 39.0875 | 0.56576 | 0.0185 | 0.00355 | 63.8178 | 42.7885 | 0.51345 | 0.01679 | 0.0032 | 63.0117 | 43.0887 | 0.5113 | 0.01669 | 0.00319
64.4841 | 0.0063894 | 11.31 | 0.51033 | 0.69361 | 74.4786 | 0.0057442 | 29.19 | 1.21 | 1.3 | 66.313 | 0.0062586 | 35.73 | 1.44 | 1.33 | 66.313 | 0.0251 | 8.9 | 0.35761 | 0.31847 | 68.6985 | 0.02445 | 12.58 | 0.53655 | 0.39414 | 71.2657 | 0.053681 | 10.42 | 0.43714 | 0.24491 | 64.9156 | 0.15546 | 4.7 | 0.18941 | 0.09306 | 63.5843 | 0.15786 | 4.98 | 0.19659 | 0.09453 | 58.3333 | 0.2444 | 3.23 | 0.12697 | 0.05857 | 64.2719 | 0.31492 | 3.23 | 0.14099 | 0.05296 | 66.6667 | 0.30632 | 3.68 | 0.16016 | 0.0583 | 68.7715 | 0.39065 | 3.18 | 0.13598 | 0.04838 | 70.5924 | 0.38305 | 3.54 | 0.14798 | 0.05214 | 72.2262 | 0.37664 | 3.9 | 0.15915 | 0.05578 | 73.692 | 0.46948 | 3.38 | 0.13413 | 0.0469 | 70.028 | 0.59913 | 2.65 | 0.10512 | 0.03601 | 71.449 | 0.59022 | 2.88 | 0.11145 | 0.03818 | 68.2097 | 0.61103 | 2.79 | 0.10763 | 0.03626 | 66.7084 | 0.88984 | 2.06 | 0.07698 | 0.02569 | 63.005 | 1.1414 | 1.74 | 0.06275 | 0.02043 | 64.3386 | 1.2635 | 1.65 | 0.05833 | 0.01913 | 62.1204 | 1.2965 | 1.61 | 0.05685 | 0.01845 | 62.5547 | 1.7156 | 1.37 | 0.05104 | 0.01495 | 64.3427 | 1.8647 | 1.41 | 0.05594 | 0.01473 | 67.6297 | 1.7977 | 1.63 | 0.06543 | 0.01635 | 69.5062 | 2.0307 | 1.45 | 0.05806 | 0.0146 | 68.8154 | 2.0457 | 1.58 | 0.06312 | 0.0152 | 68.8137 | 2.4209 | 1.34 | 0.05337 | 0.01303 | 68.2516 | 2.4359 | 1.45 | 0.05707 | 0.01352 | 67.7747 | 2.4489 | 1.57 | 0.06036 | 0.01401 | 67.7818 | 2.9281 | 1.32 | 0.05062 | 0.01187 | 65.0716 | 3.0162 | 1.28 | 0.04919 | 0.01142 | 68.7029 | 3.1772 | 1.31 | 0.04929 | 0.01147 | 67.3841 | 3.5123 | 1.2 | 0.04469 | 0.0104 | 67.0421 | 4.0795 | 1.11 | 0.04047 | 0.00944 | 64.7277 | 4.8398 | 0.947 | 0.03421 | 0.00807 | 62.5704 | 4.9549 | 0.9899 | 0.03488 | 0.00812 | 63.5627 | 5.224 | 0.93865 | 0.03311 | 0.00771 | 61.6067 | 5.3371 | 0.92129 | 0.03243 | 0.00751 | 62.5694 | 5.6502 | 0.87094 | 0.03063 | 0.00713 | 64.3547 | 5.5421 | 0.99635 | 0.03763 | 0.00777 | 64.3556 | 6.2334 | 0.89088 | 0.03353 | 0.00703 | 69.5198 | 5.9142 | 1.04 | 0.03999 | 0.00792 | 67.1411 | 6.8076 | 0.999 | 0.03825 | 0.00728 | 63.3569 | 7.4799 | 0.83257 | 0.03174 | 0.0063 | 67.9717 | 7.1327 | 0.95388 | 0.0365 | 0.007 | 64.1684 | 7.941 | 0.78846 | 0.02995 | 0.00599 | 65.5456 | 7.828 | 0.87774 | 0.03335 | 0.0064 | 64.0197 | 7.953 | 0.86617 | 0.03285 | 0.00629 | 61.8631 | 9.4027 | 0.73933 | 0.02786 | 0.00539 | 61.1757 | 10.0029 | 0.70052 | 0.02625 | 0.00516 | 62.56 | 9.8558 | 0.77355 | 0.0287 | 0.00549 | 64.5814 | 10.0339 | 0.76058 | 0.0282 | 0.00548 | 65.2834 | 10.534 | 0.72305 | 0.02687 | 0.00517 | 60.8016 | 13.6853 | 0.61704 | 0.02218 | 0.00434 | 59.685 | 13.8454 | 0.61126 | 0.02193 | 0.00429 | 63.0398 | 16.7665 | 0.6271 | 0.02382 | 0.00417 | 64.5651 | 17.1766 | 0.61174 | 0.02326 | 0.00403 | 62.0612 | 17.6068 | 0.60005 | 0.02272 | 0.00394 | 66.2218 | 16.8965 | 0.69693 | 0.02713 | 0.00436 | 70.9683 | 18.5072 | 0.71555 | 0.0275 | 0.00458 | 69.4869 | 20.468 | 0.65712 | 0.02496 | 0.00431 | 69.215 | 21.7488 | 0.68274 | 0.02555 | 0.0043 | 72.7581 | 23.679 | 0.68479 | 0.0251 | 0.00409 | 71.0337 | 24.0697 | 0.68052 | 0.02479 | 0.0042 | 77.3703 | 25.35 | 0.75529 | 0.02632 | 0.00446 | 70.7185 | 30.5923 | 0.64938 | 0.02216 | 0.0039 | 71.0779 | 30.8225 | 0.64938 | 0.02215 | 0.004 | 72.1234 | 32.0533 | 0.66449 | 0.02219 | 0.00395 | 71.7772 | 33.4137 | 0.64667 | 0.02147 | 0.00387 | 68.9542 | 37.7665 | 0.61681 | 0.01986 | 0.00374 | 68.0724 | 41.3074 | 0.5601 | 0.01805 | 0.00336 | 67.2125 | 41.5976 | 0.55763 | 0.01794 | 0.00335
69.4444 | 0.0060482 | 12.88 | 0.57057 | 0.78541 | 79.4439 | 0.0054791 | 32.67 | 1.32 | 1.44 | 74.6021 | 0.0057373 | 43.89 | 1.87 | 1.62 | 74.6021 | 0.023009 | 10.94 | 0.46525 | 0.38802 | 74.9438 | 0.022929 | 14.64 | 0.61612 | 0.45598 | 78.3922 | 0.050039 | 12.31 | 0.51534 | 0.28731 | 69.9091 | 0.14706 | 5.35 | 0.21131 | 0.10526 | 72.6678 | 0.14286 | 6.29 | 0.27112 | 0.11802 | 66.6667 | 0.22109 | 4.08 | 0.17511 | 0.07303 | 71.4133 | 0.29101 | 3.87 | 0.16873 | 0.06302 | 73.3333 | 0.28531 | 4.34 | 0.18619 | 0.06824 | 75.0234 | 0.36614 | 3.7 | 0.15494 | 0.05585 | 76.4751 | 0.36104 | 4.06 | 0.16616 | 0.0595 | 77.7821 | 0.35653 | 4.43 | 0.17667 | 0.06304 | 78.9557 | 0.44607 | 3.81 | 0.14754 | 0.05252 | 75.03 | 0.56921 | 2.99 | 0.11562 | 0.04031 | 76.2123 | 0.56261 | 3.22 | 0.12167 | 0.04242 | 72.757 | 0.58232 | 3.12 | 0.1175 | 0.04028 | 70.8776 | 0.85062 | 2.28 | 0.08349 | 0.02832 | 66.7111 | 1.0944 | 1.91 | 0.0676 | 0.02232 | 71.4873 | 1.1684 | 1.97 | 0.07428 | 0.02257 | 69.0226 | 1.1994 | 1.93 | 0.07239 | 0.02175 | 70.3741 | 1.5756 | 1.67 | 0.06637 | 0.01789 | 71.4919 | 1.7256 | 1.69 | 0.06814 | 0.01731 | 74.3927 | 1.6756 | 1.91 | 0.0768 | 0.01894 | 76.4569 | 1.8937 | 1.7 | 0.06811 | 0.01688 | 75.0713 | 1.9187 | 1.83 | 0.07228 | 0.01734 | 75.0694 | 2.2718 | 1.55 | 0.06111 | 0.01486 | 73.9393 | 2.2978 | 1.66 | 0.06425 | 0.01526 | 72.9881 | 2.3189 | 1.77 | 0.0671 | 0.01566 | 72.9957 | 2.774 | 1.49 | 0.05624 | 0.01326 | 70.0771 | 2.8581 | 1.45 | 0.05464 | 0.01274 | 73.6102 | 3.0221 | 1.47 | 0.0542 | 0.01271 | 72.1973 | 3.3412 | 1.34 | 0.04912 | 0.01151 | 71.5116 | 3.8975 | 1.23 | 0.0441 | 0.01036 | 69.0429 | 4.6297 | 1.05 | 0.03726 | 0.00883 | 70.3917 | 4.5687 | 1.2 | 0.04553 | 0.00956 | 71.508 | 4.8188 | 1.13 | 0.0432 | 0.00908 | 69.3075 | 4.9229 | 1.11 | 0.0423 | 0.00884 | 70.3906 | 5.212 | 1.05 | 0.03996 | 0.00839 | 71.5052 | 5.1569 | 1.18 | 0.04577 | 0.00899 | 71.5062 | 5.8022 | 1.05 | 0.04075 | 0.00811 | 76.4717 | 5.5431 | 1.21 | 0.04681 | 0.00904 | 73.2449 | 6.4184 | 1.15 | 0.04366 | 0.0082 | 69.6926 | 7.0137 | 0.96797 | 0.03711 | 0.00715 | 74.151 | 6.7255 | 1.1 | 0.04167 | 0.00788 | 70.5852 | 7.4478 | 0.91599 | 0.035 | 0.00678 | 71.5043 | 7.3828 | 1.01 | 0.03805 | 0.00718 | 69.8397 | 7.5008 | 0.99314 | 0.03747 | 0.00704 | 67.487 | 8.8734 | 0.8467 | 0.03176 | 0.00603 | 66.7371 | 9.4426 | 0.80143 | 0.0299 | 0.00574 | 67.7733 | 9.3465 | 0.87572 | 0.03216 | 0.00606 | 69.9632 | 9.5176 | 0.86092 | 0.03159 | 0.00606 | 70.7237 | 9.9927 | 0.81864 | 0.0301 | 0.00572 | 65.4787 | 13.045 | 0.69045 | 0.02451 | 0.00472 | 64.2762 | 13.1951 | 0.68379 | 0.02423 | 0.00467 | 70.9198 | 15.5458 | 0.74859 | 0.02939 | 0.00475 | 72.6357 | 15.9259 | 0.73037 | 0.0287 | 0.00461 | 69.8189 | 16.3361 | 0.71572 | 0.02801 | 0.0045 | 73.5797 | 15.7959 | 0.81702 | 0.03202 | 0.00492 | 78.0651 | 17.4266 | 0.82479 | 0.03156 | 0.00507 | 76.4356 | 19.2874 | 0.75583 | 0.02861 | 0.00475 | 75.5073 | 20.6082 | 0.7754 | 0.02873 | 0.0047 | 78.8213 | 22.5483 | 0.76968 | 0.02783 | 0.00444 | 76.9531 | 22.929 | 0.764 | 0.02747 | 0.00456 | 82.8967 | 24.3294 | 0.83427 | 0.0286 | 0.00478 | 75.7698 | 29.4216 | 0.71474 | 0.02402 | 0.00415 | 76.1549 | 29.6718 | 0.71424 | 0.02399 | 0.00425 | 76.9316 | 30.9125 | 0.7268 | 0.02388 | 0.00419 | 76.5624 | 32.2629 | 0.70641 | 0.02308 | 0.00409 | 73.2639 | 36.5557 | 0.6696 | 0.02123 | 0.00393 | 72.3269 | 39.9465 | 0.60839 | 0.0193 | 0.00353 | 71.4133 | 40.2267 | 0.60558 | 0.01918 | 0.00352
79.3651 | 0.005483 | 16.26 | 0.77034 | 0.98231 | 84.4091 | 0.005243 | 36.32 | 1.44 | 1.6 | 82.8912 | 0.0053121 | 52.75 | 2.27 | 1.93 | 82.8912 | 0.021298 | 13.15 | 0.56696 | 0.46285 | 81.1891 | 0.021628 | 16.84 | 0.69554 | 0.5213 | 85.5188 | 0.046958 | 14.33 | 0.59242 | 0.33232 | 79.8961 | 0.13315 | 6.75 | 0.29127 | 0.13146 | 81.7513 | 0.13095 | 7.72 | 0.34004 | 0.14357 | 75 | 0.20248 | 5 | 0.21967 | 0.08876 | 78.5546 | 0.2711 | 4.57 | 0.19613 | 0.07378 | 80 | 0.2675 | 5.05 | 0.21216 | 0.07881 | 81.2754 | 0.34513 | 4.25 | 0.17395 | 0.06375 | 82.3578 | 0.34183 | 4.62 | 0.18444 | 0.06725 | 83.338 | 0.33883 | 4.99 | 0.19433 | 0.07065 | 84.2194 | 0.42536 | 4.26 | 0.16107 | 0.05839 | 80.032 | 0.5427 | 3.34 | 0.12622 | 0.0448 | 80.9755 | 0.538 | 3.58 | 0.13199 | 0.04684 | 77.3044 | 0.55671 | 3.46 | 0.12747 | 0.04447 | 75.0469 | 0.81531 | 2.52 | 0.09007 | 0.03105 | 74.1235 | 1.0144 | 2.29 | 0.08592 | 0.0263 | 80.4232 | 1.0714 | 2.41 | 0.09701 | 0.0272 | 77.6505 | 1.0994 | 2.35 | 0.09453 | 0.0262 | 78.1934 | 1.4605 | 2 | 0.08076 | 0.02104 | 78.6411 | 1.6096 | 1.98 | 0.07999 | 0.02006 | 81.1557 | 1.5726 | 2.21 | 0.08802 | 0.02169 | 83.4075 | 1.7776 | 1.97 | 0.07802 | 0.0193 | 81.3273 | 1.8106 | 2.09 | 0.08141 | 0.0196 | 81.3252 | 2.1438 | 1.77 | 0.06882 | 0.0168 | 79.6269 | 2.1768 | 1.88 | 0.07144 | 0.0171 | 78.2016 | 2.2058 | 1.99 | 0.07386 | 0.0174 | 78.2097 | 2.638 | 1.67 | 0.06188 | 0.01471 | 75.0826 | 2.718 | 1.63 | 0.06011 | 0.01413 | 78.5176 | 2.8841 | 1.64 | 0.05914 | 0.014 | 77.0105 | 3.1882 | 1.49 | 0.05358 | 0.01266 | 80.4505 | 3.5803 | 1.5 | 0.05775 | 0.01231 | 77.6733 | 4.2696 | 1.27 | 0.04868 | 0.01042 | 78.213 | 4.2486 | 1.42 | 0.05543 | 0.01109 | 79.4534 | 4.4846 | 1.35 | 0.05257 | 0.01056 | 77.0084 | 4.5807 | 1.32 | 0.05147 | 0.01026 | 78.2118 | 4.8508 | 1.25 | 0.04862 | 0.00974 | 78.6557 | 4.8318 | 1.38 | 0.0536 | 0.01029 | 78.6568 | 5.438 | 1.23 | 0.0477 | 0.00927 | 83.4237 | 5.2259 | 1.39 | 0.05348 | 0.01023 | 79.3486 | 6.0812 | 1.3 | 0.04903 | 0.00916 | 76.0283 | 6.6135 | 1.11 | 0.04237 | 0.00804 | 80.3302 | 6.3723 | 1.25 | 0.04679 | 0.00879 | 77.0021 | 7.0246 | 1.05 | 0.03995 | 0.00762 | 77.463 | 6.9966 | 1.14 | 0.0427 | 0.00799 | 75.6597 | 7.1076 | 1.13 | 0.04204 | 0.00784 | 73.1109 | 8.4111 | 0.96022 | 0.03562 | 0.00669 | 72.2985 | 8.9543 | 0.90809 | 0.03352 | 0.00636 | 72.9866 | 8.8973 | 0.98326 | 0.0356 | 0.00666 | 75.345 | 9.0624 | 0.96652 | 0.03497 | 0.00666 | 76.1639 | 9.5155 | 0.91921 | 0.03332 | 0.00629 | 74.8328 | 11.9544 | 0.84759 | 0.03312 | 0.00555 | 73.4585 | 12.0945 | 0.83904 | 0.03273 | 0.00547 | 78.7997 | 14.5253 | 0.8791 | 0.03473 | 0.00537 | 80.7063 | 14.8754 | 0.85781 | 0.03392 | 0.00522 | 77.5765 | 15.2656 | 0.83996 | 0.03309 | 0.00508 | 80.9377 | 14.8454 | 0.94512 | 0.03681 | 0.00551 | 85.1619 | 16.4861 | 0.94052 | 0.03557 | 0.00559 | 83.3843 | 18.2668 | 0.86034 | 0.03222 | 0.00521 | 81.7996 | 19.6076 | 0.87298 | 0.03188 | 0.00513 | 84.8845 | 21.5378 | 0.8587 | 0.03056 | 0.00481 | 82.8726 | 21.9184 | 0.85149 | 0.03014 | 0.00492 | 88.4232 | 23.4089 | 0.91646 | 0.03089 | 0.00511 | 80.8211 | 28.3609 | 0.78263 | 0.02588 | 0.00442 | 81.2319 | 28.6211 | 0.78153 | 0.02582 | 0.00451 | 81.7398 | 29.8719 | 0.79134 | 0.02558 | 0.00444 | 81.3475 | 31.2122 | 0.76821 | 0.02468 | 0.00433 | 77.5735 | 35.4349 | 0.72409 | 0.02259 | 0.00413 | 76.5814 | 38.6957 | 0.65827 | 0.02056 | 0.00371 | 75.614 | 38.9659 | 0.65511 | 0.02043 | 0.00369
89.2857 | 0.0050338 | 19.97 | 0.95927 | 1.2 | 89.3744 | 0.0050299 | 40.12 | 1.55 | 1.76 | 91.1804 | 0.0049579 | 62.28 | 2.67 | 2.26 | 91.1804 | 0.019877 | 15.52 | 0.66607 | 0.54272 | 87.4344 | 0.020488 | 19.17 | 0.77519 | 0.58997 | 92.6454 | 0.044317 | 16.48 | 0.66908 | 0.37983 | 89.8832 | 0.12215 | 8.29 | 0.36513 | 0.15993 | 90.8348 | 0.12125 | 9.28 | 0.40665 | 0.17108 | 83.3333 | 0.18727 | 6.01 | 0.26277 | 0.10572 | 85.6959 | 0.25429 | 5.32 | 0.22345 | 0.08522 | 86.6667 | 0.25219 | 5.81 | 0.23819 | 0.08999 | 87.5274 | 0.32692 | 4.83 | 0.19306 | 0.07205 | 88.2405 | 0.32502 | 5.21 | 0.20284 | 0.07538 | 88.8938 | 0.32322 | 5.59 | 0.21213 | 0.0786 | 89.4831 | 0.40685 | 4.73 | 0.17472 | 0.06451 | 85.034 | 0.51899 | 3.71 | 0.13692 | 0.04948 | 85.7388 | 0.51589 | 3.95 | 0.14241 | 0.05144 | 81.8517 | 0.5338 | 3.82 | 0.13754 | 0.04883 | 83.3854 | 0.75458 | 3.02 | 0.11487 | 0.03682 | 83.3889 | 0.93173 | 2.79 | 0.11197 | 0.03166 | 89.3591 | 0.99205 | 2.89 | 0.11831 | 0.03219 | 86.2783 | 1.0174 | 2.82 | 0.1153 | 0.03099 | 86.0128 | 1.3645 | 2.34 | 0.0947 | 0.02441 | 85.7903 | 1.5105 | 2.3 | 0.09168 | 0.02299 | 87.9186 | 1.4835 | 2.53 | 0.09919 | 0.02459 | 90.3581 | 1.6776 | 2.25 | 0.08788 | 0.02185 | 87.5832 | 1.7156 | 2.37 | 0.09055 | 0.02198 | 87.581 | 2.0317 | 2 | 0.07653 | 0.01884 | 85.3145 | 2.0707 | 2.11 | 0.07865 | 0.01901 | 83.415 | 2.1048 | 2.22 | 0.08067 | 0.01922 | 83.4237 | 2.5179 | 1.86 | 0.06756 | 0.01623 | 80.0881 | 2.593 | 1.81 | 0.06562 | 0.01558 | 88.3323 | 2.65 | 1.99 | 0.07769 | 0.01673 | 86.6368 | 2.9301 | 1.81 | 0.07034 | 0.0151 | 89.3895 | 3.3212 | 1.78 | 0.07047 | 0.01439 | 86.3036 | 3.9604 | 1.51 | 0.0593 | 0.01214 | 86.0343 | 3.9694 | 1.66 | 0.06498 | 0.01273 | 87.3987 | 4.1955 | 1.57 | 0.0616 | 0.01212 | 84.7092 | 4.2886 | 1.54 | 0.0603 | 0.01177 | 86.0329 | 4.5386 | 1.46 | 0.05697 | 0.01117 | 85.8062 | 4.5476 | 1.59 | 0.06129 | 0.01167 | 85.8074 | 5.1269 | 1.41 | 0.05451 | 0.01049 | 90.3757 | 4.9488 | 1.58 | 0.06009 | 0.01147 | 85.4523 | 5.7851 | 1.47 | 0.05436 | 0.01016 | 82.364 | 6.2653 | 1.26 | 0.04758 | 0.00899 | 86.5095 | 6.0622 | 1.4 | 0.05188 | 0.00976 | 83.4189 | 6.6564 | 1.19 | 0.04484 | 0.00851 | 83.4217 | 6.6564 | 1.29 | 0.04733 | 0.00885 | 81.4797 | 6.7624 | 1.27 | 0.0466 | 0.00868 | 78.7348 | 8.0059 | 1.08 | 0.03945 | 0.00739 | 77.86 | 8.5241 | 1.02 | 0.03712 | 0.007 | 83.4133 | 8.1429 | 1.21 | 0.04832 | 0.00795 | 86.1085 | 8.295 | 1.19 | 0.04745 | 0.00793 | 87.0445 | 8.7131 | 1.13 | 0.0452 | 0.00751 | 84.1869 | 11.064 | 1.02 | 0.041 | 0.00644 | 82.6408 | 11.204 | 1.01 | 0.04052 | 0.00635 | 86.6797 | 13.6649 | 1.02 | 0.03995 | 0.00603 | 88.777 | 13.9949 | 0.99378 | 0.03901 | 0.00587 | 85.3342 | 14.3551 | 0.9725 | 0.03805 | 0.00571 | 88.2957 | 14.035 | 1.08 | 0.04155 | 0.00613 | 92.2588 | 15.6757 | 1.06 | 0.03955 | 0.00614 | 90.333 | 17.3664 | 0.97048 | 0.03581 | 0.0057 | 88.0919 | 18.7271 | 0.97535 | 0.03503 | 0.00557 | 90.9477 | 20.6373 | 0.95174 | 0.03329 | 0.00519 | 88.7921 | 21.0079 | 0.94289 | 0.03281 | 0.00531 | 93.9496 | 22.5684 | 1 | 0.03317 | 0.00545 | 85.8725 | 27.3904 | 0.853 | 0.02774 | 0.00469 | 86.3089 | 27.6606 | 0.85123 | 0.02764 | 0.00478 | 86.548 | 28.9213 | 0.85807 | 0.02727 | 0.00469 | 86.1326 | 30.2416 | 0.83205 | 0.02629 | 0.00457 | 86.1928 | 33.4535 | 0.83803 | 0.02776 | 0.00455 | 85.0905 | 36.4643 | 0.76271 | 0.02532 | 0.00408 | 84.0156 | 36.7345 | 0.7588 | 0.02516 | 0.00406
99.2063 | 0.0046676 | 23.99 | 1.14 | 1.43 | 99.3049 | 0.0046637 | 48.19 | 1.96 | 2.09 | 99.4695 | 0.0046588 | 72.46 | 3.06 | 2.62 | 99.4695 | 0.018677 | 18.06 | 0.76408 | 0.62736 | 93.6797 | 0.019497 | 21.61 | 0.85524 | 0.66187 | 99.7719 | 0.042015 | 18.75 | 0.74569 | 0.42973 | 99.8702 | 0.11314 | 9.95 | 0.43645 | 0.19054 | 99.9182 | 0.11314 | 10.95 | 0.47228 | 0.20044 | 91.6667 | 0.17467 | 7.09 | 0.30528 | 0.12383 | 92.8372 | 0.23979 | 6.11 | 0.25081 | 0.09731 | 93.3333 | 0.23889 | 6.61 | 0.26435 | 0.10174 | 93.7793 | 0.31091 | 5.45 | 0.21229 | 0.08076 | 94.1232 | 0.31011 | 5.83 | 0.22139 | 0.08386 | 94.4497 | 0.30931 | 6.21 | 0.23008 | 0.08688 | 94.7468 | 0.39034 | 5.22 | 0.18849 | 0.07087 | 90.036 | 0.49778 | 4.1 | 0.14772 | 0.05434 | 95.2653 | 0.47777 | 4.74 | 0.18159 | 0.06116 | 90.9463 | 0.49418 | 4.59 | 0.17543 | 0.05805 | 93.8086 | 0.69255 | 3.7 | 0.15009 | 0.04459 | 92.6544 | 0.8642 | 3.34 | 0.13635 | 0.03741 | 98.295 | 0.92612 | 3.4 | 0.13896 | 0.03751 | 94.9061 | 0.94984 | 3.32 | 0.13543 | 0.0361 | 93.8321 | 1.2834 | 2.71 | 0.10841 | 0.02797 | 92.9395 | 1.4255 | 2.63 | 0.1033 | 0.02608 | 94.6816 | 1.4065 | 2.87 | 0.11036 | 0.02764 | 97.3087 | 1.5905 | 2.55 | 0.09773 | 0.02453 | 93.8391 | 1.6326 | 2.67 | 0.09971 | 0.02448 | 93.8368 | 1.9337 | 2.25 | 0.08426 | 0.02098 | 91.0022 | 1.9767 | 2.35 | 0.08591 | 0.02102 | 93.8419 | 1.9337 | 2.7 | 0.10618 | 0.02307 | 93.8517 | 2.3138 | 2.27 | 0.08885 | 0.01945 | 90.0991 | 2.3829 | 2.21 | 0.08629 | 0.01866 | 98.147 | 2.4579 | 2.38 | 0.09496 | 0.01967 | 96.2631 | 2.718 | 2.16 | 0.08594 | 0.01773 | 98.3284 | 3.1041 | 2.09 | 0.08276 | 0.01662 | 94.934 | 3.7023 | 1.77 | 0.06957 | 0.01396 | 93.8556 | 3.7323 | 1.91 | 0.07438 | 0.01446 | 95.344 | 3.9454 | 1.81 | 0.07048 | 0.01377 | 92.4101 | 4.0334 | 1.78 | 0.06898 | 0.01337 | 93.8541 | 4.2685 | 1.68 | 0.06517 | 0.01269 | 92.9567 | 4.2975 | 1.81 | 0.06891 | 0.01312 | 92.9581 | 4.8527 | 1.61 | 0.06125 | 0.01177 | 97.3277 | 4.6997 | 1.79 | 0.06668 | 0.01277 | 97.6598 | 5.2849 | 1.82 | 0.07406 | 0.0123 | 88.6997 | 5.9611 | 1.42 | 0.05275 | 0.00997 | 98.868 | 5.5409 | 1.74 | 0.07067 | 0.0118 | 89.8357 | 6.3342 | 1.35 | 0.04971 | 0.00943 | 95.3391 | 6.0881 | 1.6 | 0.06441 | 0.01067 | 93.1196 | 6.1842 | 1.57 | 0.06341 | 0.01045 | 89.9827 | 7.3256 | 1.34 | 0.05362 | 0.00887 | 88.9828 | 7.8018 | 1.26 | 0.05041 | 0.00838 | 93.8399 | 7.5326 | 1.46 | 0.05996 | 0.00933 | 96.8721 | 7.6757 | 1.44 | 0.05888 | 0.00931 | 97.9251 | 8.0638 | 1.37 | 0.05607 | 0.00882 | 93.541 | 10.3336 | 1.2 | 0.04856 | 0.00739 | 91.8231 | 10.4537 | 1.19 | 0.04798 | 0.00728 | 94.5597 | 12.9145 | 1.17 | 0.0451 | 0.00673 | 96.8476 | 13.2246 | 1.14 | 0.04404 | 0.00656 | 93.0918 | 13.5647 | 1.11 | 0.04295 | 0.00637 | 95.6536 | 13.3346 | 1.22 | 0.04625 | 0.00679 | 99.3556 | 14.9553 | 1.19 | 0.04353 | 0.00672 | 97.2817 | 16.5759 | 1.09 | 0.03938 | 0.00621 | 94.3841 | 17.9367 | 1.08 | 0.03818 | 0.00604 | 97.0109 | 19.8269 | 1.05 | 0.03601 | 0.00559 | 94.7115 | 20.1975 | 1.04 | 0.03548 | 0.0057 | 99.4761 | 21.808 | 1.09 | 0.03546 | 0.00581 | 90.9238 | 26.4998 | 0.92579 | 0.02959 | 0.00497 | 91.3859 | 26.78 | 0.92328 | 0.02947 | 0.00506 | 96.1645 | 27.2303 | 0.99787 | 0.0337 | 0.00523 | 95.7029 | 28.5306 | 0.96561 | 0.03239 | 0.00507 | 96.9669 | 31.3322 | 0.98949 | 0.03508 | 0.0051 | 95.7268 | 34.1129 | 0.90175 | 0.03208 | 0.00457 | 94.5176 | 34.363 | 0.89685 | 0.03186 | 0.00454
109.127 | 0.0043625 | 28.3 | 1.33 | 1.67 | 111.718 | 0.0042915 | 59.11 | 2.54 | 2.54 | 107.7586 | 0.0044017 | 83.26 | 3.46 | 2.99 | 107.7586 | 0.017646 | 20.76 | 0.86176 | 0.71655 | 99.9251 | 0.018617 | 24.18 | 0.93581 | 0.73687 | 114.0251 | 0.038224 | 23.64 | 1.02 | 0.53633 | 109.8572 | 0.10574 | 11.75 | 0.50664 | 0.22317 | 109.0017 | 0.10634 | 12.74 | 0.53755 | 0.23156 | 100 | 0.16406 | 8.25 | 0.3476 | 0.14304 | 99.9786 | 0.22728 | 6.95 | 0.2783 | 0.11002 | 100 | 0.22728 | 7.45 | 0.29068 | 0.11406 | 100.0313 | 0.29681 | 6.09 | 0.23167 | 0.08985 | 100.0059 | 0.29691 | 6.47 | 0.24009 | 0.0927 | 100.0056 | 0.29691 | 6.85 | 0.24817 | 0.09549 | 105.2742 | 0.36183 | 6.26 | 0.2402 | 0.08429 | 100.04 | 0.46126 | 4.91 | 0.18829 | 0.06461 | 107.1735 | 0.43906 | 5.81 | 0.23714 | 0.07422 | 102.3146 | 0.45386 | 5.62 | 0.22919 | 0.07044 | 104.2318 | 0.64203 | 4.43 | 0.18304 | 0.05294 | 101.9198 | 0.80797 | 3.92 | 0.15993 | 0.04353 | 107.2309 | 0.8704 | 3.95 | 0.15927 | 0.04315 | 103.534 | 0.89241 | 3.85 | 0.15525 | 0.04152 | 101.6514 | 1.2124 | 3.11 | 0.12203 | 0.03172 | 100.0886 | 1.3515 | 2.98 | 0.11492 | 0.02933 | 101.4446 | 1.3385 | 3.23 | 0.12154 | 0.03083 | 104.2593 | 1.5145 | 2.87 | 0.10761 | 0.02733 | 100.0951 | 1.5595 | 2.97 | 0.1089 | 0.02708 | 100.0926 | 1.8466 | 2.51 | 0.09203 | 0.02321 | 102.3774 | 1.8176 | 2.87 | 0.11306 | 0.02527 | 104.2688 | 1.7936 | 3.23 | 0.12989 | 0.02721 | 104.2796 | 2.1467 | 2.71 | 0.10864 | 0.02291 | 100.1101 | 2.2098 | 2.63 | 0.10551 | 0.02196 | 107.9617 | 2.2978 | 2.79 | 0.1116 | 0.02279 | 105.8894 | 2.5409 | 2.53 | 0.10098 | 0.02053 | 107.2674 | 2.92 | 2.41 | 0.09482 | 0.01897 | 103.5643 | 3.4832 | 2.04 | 0.07966 | 0.01589 | 101.6769 | 3.5282 | 2.18 | 0.08371 | 0.01629 | 103.2894 | 3.7303 | 2.07 | 0.07929 | 0.01551 | 100.1109 | 3.8133 | 2.03 | 0.07759 | 0.01505 | 101.6753 | 4.0364 | 1.91 | 0.07331 | 0.01428 | 100.1073 | 4.0804 | 2.04 | 0.07653 | 0.01463 | 100.1087 | 4.6076 | 1.82 | 0.06797 | 0.01311 | 111.2316 | 4.2845 | 2.22 | 0.09105 | 0.01555 | 109.8673 | 4.8727 | 2.21 | 0.09214 | 0.01461 | 101.371 | 5.4459 | 1.77 | 0.07187 | 0.01208 | 111.2265 | 5.1097 | 2.11 | 0.08791 | 0.01401 | 102.6694 | 5.795 | 1.67 | 0.06766 | 0.0114 | 107.2565 | 5.6269 | 1.93 | 0.08004 | 0.01263 | 104.7596 | 5.718 | 1.9 | 0.07879 | 0.01237 | 101.2305 | 6.7763 | 1.61 | 0.06659 | 0.01046 | 100.1057 | 7.2185 | 1.52 | 0.06256 | 0.00986 | 104.2666 | 7.0284 | 1.73 | 0.07111 | 0.01081 | 107.6357 | 7.1644 | 1.7 | 0.06981 | 0.01078 | 108.8056 | 7.5285 | 1.62 | 0.06647 | 0.01022 | 102.8951 | 9.7093 | 1.4 | 0.05594 | 0.0084 | 101.0055 | 9.8264 | 1.38 | 0.05527 | 0.00827 | 102.4396 | 12.2642 | 1.32 | 0.05022 | 0.00746 | 104.9182 | 12.5643 | 1.29 | 0.04904 | 0.00729 | 100.8495 | 12.8844 | 1.26 | 0.04783 | 0.00707 | 103.0116 | 12.7143 | 1.37 | 0.05094 | 0.00748 | 106.4524 | 14.315 | 1.32 | 0.0475 | 0.00732 | 104.2304 | 15.8756 | 1.21 | 0.04295 | 0.00675 | 100.6764 | 17.2263 | 1.19 | 0.04133 | 0.00652 | 103.074 | 19.0966 | 1.15 | 0.03874 | 0.006 | 100.631 | 19.4571 | 1.14 | 0.03815 | 0.00612 | 110.529 | 20.4673 | 1.28 | 0.04415 | 0.00655 | 101.0264 | 24.9289 | 1.08 | 0.03665 | 0.00555 | 101.5399 | 25.2191 | 1.07 | 0.03641 | 0.00563 | 108.185 | 25.4493 | 1.18 | 0.0428 | 0.00593 | 107.6658 | 26.7095 | 1.14 | 0.04101 | 0.00574 | 107.741 | 29.5511 | 1.15 | 0.04185 | 0.00569 | 106.3631 | 32.1217 | 1.05 | 0.03833 | 0.00508 | 105.0195 | 32.3518 | 1.04 | 0.03806 | 0.00505
119.0476 | 0.0041054 | 32.91 | 1.51 | 1.93 | 124.1311 | 0.0039884 | 70.92 | 3.08 | 3.03 | 116.0477 | 0.0041785 | 94.67 | 3.85 | 3.37 | 116.0477 | 0.016746 | 23.6 | 0.95951 | 0.81008 | 112.4157 | 0.017126 | 29.67 | 1.23 | 0.89581 | 128.2782 | 0.035222 | 28.98 | 1.28 | 0.65141 | 119.8442 | 0.099426 | 13.66 | 0.57637 | 0.25771 | 118.0852 | 0.10044 | 14.64 | 0.60277 | 0.26434 | 108.3333 | 0.15496 | 9.48 | 0.38992 | 0.16331 | 107.1199 | 0.21628 | 7.84 | 0.30594 | 0.12332 | 106.6667 | 0.21698 | 8.33 | 0.31718 | 0.12691 | 106.2832 | 0.2842 | 6.77 | 0.25119 | 0.09931 | 105.8886 | 0.285 | 7.15 | 0.25893 | 0.10187 | 111.1173 | 0.2754 | 8.23 | 0.31607 | 0.11363 | 118.4335 | 0.33282 | 7.68 | 0.31343 | 0.10229 | 112.545 | 0.42405 | 6.02 | 0.24578 | 0.07841 | 119.0816 | 0.40754 | 6.97 | 0.28902 | 0.08823 | 113.6829 | 0.42105 | 6.74 | 0.27942 | 0.08375 | 114.655 | 0.60011 | 5.22 | 0.2149 | 0.06184 | 111.1852 | 0.76025 | 4.55 | 0.18311 | 0.05 | 116.1669 | 0.82258 | 4.53 | 0.17943 | 0.04909 | 112.1618 | 0.84309 | 4.41 | 0.17492 | 0.04724 | 109.4708 | 1.1514 | 3.52 | 0.13561 | 0.03565 | 107.2378 | 1.2874 | 3.36 | 0.12655 | 0.03273 | 108.2075 | 1.2794 | 3.6 | 0.13277 | 0.03417 | 111.21 | 1.4475 | 3.2 | 0.11751 | 0.03026 | 112.607 | 1.4345 | 3.63 | 0.1433 | 0.03259 | 112.6042 | 1.6996 | 3.07 | 0.12107 | 0.02794 | 113.7527 | 1.6876 | 3.43 | 0.13826 | 0.02983 | 114.6956 | 1.6776 | 3.79 | 0.15273 | 0.03162 | 114.7076 | 2.0087 | 3.18 | 0.1277 | 0.02659 | 110.1211 | 2.0667 | 3.09 | 0.12403 | 0.02548 | 117.7764 | 2.1627 | 3.23 | 0.12792 | 0.0261 | 115.5157 | 2.3908 | 2.93 | 0.11573 | 0.02349 | 116.2063 | 2.7619 | 2.76 | 0.10677 | 0.02145 | 112.1947 | 3.2941 | 2.33 | 0.08966 | 0.01793 | 109.4982 | 3.3502 | 2.47 | 0.09301 | 0.0182 | 111.2347 | 3.5442 | 2.34 | 0.08807 | 0.01734 | 107.8117 | 3.6212 | 2.29 | 0.08618 | 0.01682 | 109.4965 | 3.8333 | 2.16 | 0.08142 | 0.01596 | 114.4083 | 3.7193 | 2.55 | 0.10467 | 0.01787 | 114.4099 | 4.2024 | 2.26 | 0.09282 | 0.01598 | 125.1356 | 3.9533 | 2.7 | 0.1134 | 0.01855 | 122.0748 | 4.5355 | 2.63 | 0.1095 | 0.01707 | 114.0424 | 5.0227 | 2.14 | 0.08941 | 0.01434 | 123.585 | 4.7566 | 2.51 | 0.10446 | 0.01637 | 115.5031 | 5.3528 | 2.02 | 0.0841 | 0.01352 | 119.1739 | 5.2417 | 2.29 | 0.09503 | 0.01473 | 116.3995 | 5.3248 | 2.26 | 0.09354 | 0.01441 | 112.4783 | 6.3231 | 1.91 | 0.07899 | 0.01216 | 111.2285 | 6.7383 | 1.8 | 0.07419 | 0.01144 | 114.6932 | 6.6052 | 2.02 | 0.08199 | 0.01237 | 118.3992 | 6.7342 | 1.99 | 0.08048 | 0.01234 | 119.6862 | 7.0783 | 1.89 | 0.07662 | 0.0117 | 112.2492 | 9.1781 | 1.61 | 0.06322 | 0.00946 | 110.1878 | 9.2891 | 1.59 | 0.06247 | 0.00931 | 110.3196 | 11.7039 | 1.49 | 0.05532 | 0.00823 | 112.9889 | 11.984 | 1.45 | 0.05403 | 0.00805 | 108.6071 | 12.2841 | 1.42 | 0.05268 | 0.0078 | 110.3696 | 12.1641 | 1.53 | 0.05564 | 0.00819 | 113.5493 | 13.7447 | 1.46 | 0.05147 | 0.00795 | 111.1791 | 15.2453 | 1.33 | 0.04652 | 0.00731 | 106.9687 | 16.586 | 1.31 | 0.04448 | 0.00702 | 109.1372 | 18.4362 | 1.25 | 0.04148 | 0.00643 | 106.5505 | 18.7867 | 1.24 | 0.04083 | 0.00654 | 124.3451 | 19.0765 | 1.52 | 0.05643 | 0.00754 | 113.6547 | 23.288 | 1.28 | 0.04662 | 0.00632 | 114.2323 | 23.5782 | 1.28 | 0.04622 | 0.0064 | 120.2056 | 23.9584 | 1.38 | 0.05121 | 0.00668 | 119.6287 | 25.1787 | 1.33 | 0.04898 | 0.00644 | 118.5151 | 28.0102 | 1.32 | 0.04831 | 0.0063 | 116.9994 | 30.4208 | 1.21 | 0.0443 | 0.00563 | 115.5215 | 30.6409 | 1.2 | 0.04399 | 0.00559
128.9683 | 0.0038843 | 37.79 | 1.7 | 2.2 | 136.5442 | 0.0037363 | 83.58 | 3.61 | 3.54 | 124.3369 | 0.0039835 | 106.66 | 4.24 | 3.78 | 124.3369 | 0.015965 | 26.6 | 1.06 | 0.90776 | 124.9063 | 0.015916 | 35.6 | 1.5 | 1.07 | 142.5314 | 0.032791 | 34.75 | 1.52 | 0.77431 | 129.8312 | 0.094033 | 15.68 | 0.64596 | 0.29407 | 127.1687 | 0.095394 | 16.64 | 0.66811 | 0.29871 | 116.6667 | 0.14695 | 10.78 | 0.43235 | 0.18458 | 114.2612 | 0.20657 | 8.76 | 0.33375 | 0.1372 | 113.3333 | 0.20777 | 9.26 | 0.34388 | 0.14028 | 112.5352 | 0.2729 | 7.47 | 0.27085 | 0.10913 | 117.654 | 0.26449 | 8.58 | 0.32957 | 0.1212 | 125.0069 | 0.25349 | 10.08 | 0.41211 | 0.13795 | 131.5928 | 0.3092 | 9.2 | 0.38173 | 0.12159 | 125.05 | 0.39383 | 7.22 | 0.29944 | 0.09319 | 130.9898 | 0.38133 | 8.22 | 0.33911 | 0.10313 | 125.0512 | 0.39384 | 7.95 | 0.32796 | 0.09791 | 125.0782 | 0.56459 | 6.06 | 0.2462 | 0.07126 | 120.4507 | 0.71933 | 5.21 | 0.20608 | 0.05682 | 125.1028 | 0.78106 | 5.14 | 0.19953 | 0.05533 | 120.7896 | 0.80037 | 5.01 | 0.19454 | 0.05324 | 117.2901 | 1.0984 | 3.96 | 0.14918 | 0.03975 | 114.387 | 1.2294 | 3.75 | 0.13823 | 0.03627 | 121.7335 | 1.1774 | 4.4 | 0.17471 | 0.04123 | 125.1112 | 1.3334 | 3.9 | 0.1545 | 0.03645 | 125.1189 | 1.3334 | 4.34 | 0.17518 | 0.0385 | 125.1157 | 1.5795 | 3.66 | 0.14798 | 0.033 | 125.128 | 1.5795 | 4.03 | 0.16251 | 0.03468 | 125.1225 | 1.5795 | 4.4 | 0.1751 | 0.03629 | 125.1356 | 1.8906 | 3.68 | 0.14637 | 0.03048 | 120.1321 | 1.9447 | 3.58 | 0.14219 | 0.02921 | 127.5911 | 2.0467 | 3.7 | 0.14406 | 0.02958 | 125.142 | 2.2628 | 3.35 | 0.13033 | 0.0266 | 125.1453 | 2.6249 | 3.12 | 0.11866 | 0.02405 | 120.8251 | 3.13 | 2.63 | 0.09962 | 0.02006 | 125.1408 | 3.056 | 3.08 | 0.12731 | 0.02229 | 127.1254 | 3.2341 | 2.92 | 0.12046 | 0.02123 | 123.2134 | 3.3031 | 2.86 | 0.11789 | 0.02058 | 125.1388 | 3.4982 | 2.7 | 0.11136 | 0.01952 | 128.7093 | 3.4321 | 3.09 | 0.13046 | 0.02136 | 128.7112 | 3.8783 | 2.75 | 0.11561 | 0.01907 | 139.0395 | 3.6832 | 3.21 | 0.13482 | 0.02175 | 134.2823 | 4.2534 | 3.07 | 0.1265 | 0.01969 | 126.7138 | 4.6766 | 2.55 | 0.10625 | 0.01677 | 135.9434 | 4.4615 | 2.93 | 0.12066 | 0.01887 | 128.3368 | 4.9896 | 2.4 | 0.09985 | 0.01579 | 131.0913 | 4.9196 | 2.68 | 0.10969 | 0.01694 | 128.0395 | 4.9966 | 2.64 | 0.10797 | 0.01657 | 123.7262 | 5.931 | 2.23 | 0.09112 | 0.01396 | 122.3514 | 6.3261 | 2.1 | 0.08556 | 0.01311 | 125.1199 | 6.232 | 2.33 | 0.09275 | 0.01402 | 129.1628 | 6.3551 | 2.29 | 0.09103 | 0.01398 | 130.5668 | 6.6841 | 2.17 | 0.08664 | 0.01326 | 121.6033 | 8.7199 | 1.82 | 0.07046 | 0.01058 | 119.3701 | 8.8229 | 1.8 | 0.06962 | 0.01041 | 118.1996 | 11.1937 | 1.66 | 0.06042 | 0.00903 | 121.0595 | 11.4637 | 1.62 | 0.05901 | 0.00883 | 116.3648 | 11.7539 | 1.58 | 0.05754 | 0.00855 | 117.7276 | 11.6739 | 1.7 | 0.06034 | 0.00894 | 120.6461 | 13.2345 | 1.61 | 0.05545 | 0.00859 | 118.1277 | 14.675 | 1.46 | 0.0501 | 0.00788 | 113.261 | 16.0157 | 1.43 | 0.04764 | 0.00754 | 121.2636 | 17.2757 | 1.47 | 0.05187 | 0.00733 | 118.3894 | 17.6161 | 1.46 | 0.05099 | 0.00743 | 138.1612 | 17.9159 | 1.79 | 0.06779 | 0.00859 | 126.283 | 21.9073 | 1.5 | 0.05585 | 0.00714 | 126.9248 | 22.1875 | 1.49 | 0.0553 | 0.00721 | 132.2262 | 22.6777 | 1.59 | 0.05925 | 0.00746 | 131.5915 | 23.8679 | 1.53 | 0.05658 | 0.00718 | 129.2892 | 26.6794 | 1.5 | 0.05458 | 0.00694 | 127.6357 | 28.9499 | 1.37 | 0.0501 | 0.00621 | 126.0234 | 29.1601 | 1.36 | 0.04975 | 0.00616
138.8889 | 0.0036932 | 42.93 | 1.89 | 2.48 | 148.9573 | 0.0035242 | 97.05 | 4.14 | 4.08 | 132.626 | 0.0038114 | 119.21 | 4.63 | 4.2 | 132.626 | 0.015275 | 29.73 | 1.16 | 1.01 | 137.397 | 0.014915 | 41.95 | 1.76 | 1.25 | 156.7845 | 0.03077 | 40.92 | 1.76 | 0.90446 | 139.8182 | 0.089371 | 17.82 | 0.7156 | 0.33214 | 136.2522 | 0.090962 | 18.74 | 0.73365 | 0.3346 | 125 | 0.14005 | 12.15 | 0.47497 | 0.20681 | 121.4026 | 0.19797 | 9.73 | 0.36175 | 0.15163 | 120 | 0.19957 | 10.22 | 0.37076 | 0.15415 | 125.0391 | 0.25349 | 8.96 | 0.34448 | 0.1298 | 132.3607 | 0.24368 | 10.51 | 0.4294 | 0.14709 | 138.8966 | 0.23578 | 12.09 | 0.5016 | 0.16396 | 144.7521 | 0.2897 | 10.84 | 0.44758 | 0.14208 | 137.555 | 0.36872 | 8.51 | 0.3512 | 0.10891 | 142.898 | 0.35932 | 9.54 | 0.38823 | 0.11887 | 136.4194 | 0.37083 | 9.23 | 0.37558 | 0.11288 | 135.5014 | 0.53428 | 6.96 | 0.2772 | 0.08117 | 129.7161 | 0.68372 | 5.91 | 0.22894 | 0.06395 | 134.0387 | 0.74475 | 5.78 | 0.21962 | 0.06184 | 129.4174 | 0.76295 | 5.64 | 0.21416 | 0.05951 | 125.1095 | 1.0513 | 4.41 | 0.16278 | 0.04403 | 128.6854 | 1.1334 | 4.58 | 0.18178 | 0.04378 | 135.2594 | 1.0954 | 5.27 | 0.21351 | 0.04879 | 139.0125 | 1.2404 | 4.67 | 0.18872 | 0.04308 | 137.6307 | 1.2494 | 5.1 | 0.2058 | 0.04478 | 137.6273 | 1.4795 | 4.31 | 0.17383 | 0.03838 | 136.5032 | 1.4875 | 4.67 | 0.18623 | 0.03981 | 135.5494 | 1.4945 | 5.04 | 0.19722 | 0.04119 | 135.5635 | 1.7906 | 4.22 | 0.16482 | 0.03458 | 130.1432 | 1.8406 | 4.1 | 0.16015 | 0.03312 | 137.4058 | 1.9456 | 4.19 | 0.16011 | 0.03323 | 134.7683 | 2.1507 | 3.79 | 0.14485 | 0.02986 | 143.0232 | 2.3978 | 3.9 | 0.16242 | 0.02958 | 138.0858 | 2.8589 | 3.29 | 0.13628 | 0.0246 | 140.7834 | 2.8229 | 3.75 | 0.15869 | 0.0267 | 143.016 | 2.988 | 3.55 | 0.15008 | 0.02542 | 138.6151 | 3.051 | 3.48 | 0.1469 | 0.02463 | 140.7812 | 3.231 | 3.28 | 0.13874 | 0.02336 | 143.0104 | 3.198 | 3.69 | 0.15515 | 0.02509 | 143.0124 | 3.6152 | 3.27 | 0.13743 | 0.02237 | 152.9435 | 3.4581 | 3.76 | 0.15574 | 0.02514 | 146.4897 | 4.0153 | 3.55 | 0.1433 | 0.02244 | 139.3852 | 4.3884 | 2.98 | 0.12272 | 0.01933 | 148.3019 | 4.2123 | 3.39 | 0.13667 | 0.0215 | 141.1704 | 4.6855 | 2.81 | 0.11525 | 0.01818 | 143.0087 | 4.6465 | 3.09 | 0.12417 | 0.01928 | 139.6794 | 4.7185 | 3.04 | 0.12223 | 0.01885 | 134.974 | 5.5968 | 2.57 | 0.10312 | 0.01586 | 133.4742 | 5.9699 | 2.42 | 0.09679 | 0.01487 | 135.5466 | 5.9099 | 2.65 | 0.10346 | 0.01574 | 139.9264 | 6.0279 | 2.6 | 0.10152 | 0.0157 | 141.4473 | 6.342 | 2.48 | 0.0966 | 0.01489 | 130.9574 | 8.3187 | 2.05 | 0.07766 | 0.01174 | 128.5524 | 8.4167 | 2.03 | 0.07674 | 0.01155 | 126.0796 | 10.7535 | 1.84 | 0.06553 | 0.00986 | 129.1301 | 11.0035 | 1.79 | 0.06399 | 0.00965 | 124.1224 | 11.2837 | 1.75 | 0.0624 | 0.00934 | 125.0855 | 11.2336 | 1.87 | 0.06504 | 0.00971 | 127.7429 | 12.7742 | 1.76 | 0.05943 | 0.00926 | 125.0764 | 14.1647 | 1.6 | 0.05369 | 0.00848 | 125.8455 | 15.0052 | 1.68 | 0.05963 | 0.00862 | 136.4215 | 16.0851 | 1.77 | 0.06653 | 0.00852 | 133.1881 | 16.3955 | 1.74 | 0.06535 | 0.00862 | 151.9774 | 16.9355 | 2.07 | 0.07864 | 0.00969 | 138.9113 | 20.7367 | 1.73 | 0.06466 | 0.008 | 139.6173 | 21.0069 | 1.72 | 0.06398 | 0.00806 | 144.2467 | 21.5871 | 1.81 | 0.06705 | 0.00828 | 143.5544 | 22.7373 | 1.74 | 0.06396 | 0.00794 | 140.0633 | 25.5188 | 1.69 | 0.06072 | 0.00761 | 138.272 | 27.6593 | 1.55 | 0.05579 | 0.00681 | 136.5254 | 27.8594 | 1.54 | 0.05539 | 0.00675
148.8095 | 0.0035261 | 48.33 | 2.08 | 2.78 | 161.3704 | 0.0033431 | 111.29 | 4.65 | 4.64 | 149.2042 | 0.0035202 | 145.92 | 6.05 | 5.09 | 149.2042 | 0.014105 | 36.4 | 1.51 | 1.22 | 149.8876 | 0.014065 | 48.71 | 2.02 | 1.44 | 171.0376 | 0.029069 | 47.47 | 2 | 1.04 | 149.8053 | 0.085299 | 20.07 | 0.78539 | 0.37183 | 145.3356 | 0.08706 | 20.95 | 0.79944 | 0.37192 | 133.3333 | 0.13395 | 13.58 | 0.51778 | 0.22996 | 128.5439 | 0.19026 | 10.74 | 0.38992 | 0.16658 | 133.3333 | 0.18546 | 12.26 | 0.47132 | 0.18334 | 140.669 | 0.23378 | 10.98 | 0.44847 | 0.15745 | 147.0675 | 0.22688 | 12.59 | 0.52235 | 0.17475 | 152.7863 | 0.22107 | 14.23 | 0.58777 | 0.19156 | 157.9114 | 0.27329 | 12.58 | 0.51204 | 0.16368 | 150.06 | 0.34761 | 9.88 | 0.40193 | 0.1255 | 154.8061 | 0.34041 | 10.94 | 0.43678 | 0.1354 | 147.7877 | 0.35122 | 10.59 | 0.42269 | 0.12861 | 145.9245 | 0.50807 | 7.9 | 0.30805 | 0.09154 | 138.9815 | 0.65261 | 6.65 | 0.25176 | 0.07139 | 142.9746 | 0.71273 | 6.45 | 0.23972 | 0.06862 | 138.0453 | 0.72994 | 6.3 | 0.2338 | 0.06603 | 140.7482 | 0.9706 | 5.39 | 0.2134 | 0.05305 | 142.9838 | 1.0543 | 5.47 | 0.22205 | 0.0518 | 148.7854 | 1.0263 | 6.19 | 0.25075 | 0.05681 | 152.9137 | 1.1634 | 5.48 | 0.22154 | 0.05011 | 150.1426 | 1.1784 | 5.91 | 0.23573 | 0.05141 | 150.1389 | 1.3954 | 4.99 | 0.19909 | 0.04406 | 147.8785 | 1.4095 | 5.35 | 0.20966 | 0.04519 | 145.9763 | 1.4215 | 5.71 | 0.21919 | 0.04632 | 145.9915 | 1.7026 | 4.78 | 0.18316 | 0.03886 | 140.1542 | 1.7506 | 4.65 | 0.178 | 0.03723 | 157.0352 | 1.7796 | 5.24 | 0.21908 | 0.04098 | 154.0209 | 1.9666 | 4.75 | 0.1982 | 0.0368 | 160.901 | 2.2187 | 4.75 | 0.20234 | 0.03553 | 155.3465 | 2.6438 | 4 | 0.16975 | 0.02949 | 156.426 | 2.6318 | 4.47 | 0.1887 | 0.03139 | 158.9067 | 2.7869 | 4.23 | 0.17839 | 0.02988 | 154.0168 | 2.8449 | 4.14 | 0.17465 | 0.02895 | 156.4235 | 3.0139 | 3.91 | 0.16492 | 0.02746 | 157.3114 | 3.0029 | 4.32 | 0.17927 | 0.02904 | 157.3137 | 3.3951 | 3.83 | 0.15874 | 0.02585 | 166.8474 | 3.268 | 4.35 | 0.17638 | 0.0287 | 158.6972 | 3.8112 | 4.05 | 0.15999 | 0.02532 | 152.0566 | 4.1443 | 3.44 | 0.13899 | 0.02204 | 160.6604 | 3.9983 | 3.86 | 0.15257 | 0.02426 | 154.0041 | 4.4284 | 3.24 | 0.13043 | 0.0207 | 154.9261 | 4.4114 | 3.52 | 0.13855 | 0.02172 | 151.3194 | 4.4794 | 3.47 | 0.1364 | 0.02123 | 146.2219 | 5.3107 | 2.93 | 0.11506 | 0.01785 | 144.5971 | 5.6648 | 2.76 | 0.10797 | 0.01672 | 145.9732 | 5.6298 | 2.99 | 0.11415 | 0.01755 | 150.6899 | 5.7448 | 2.94 | 0.11199 | 0.01749 | 152.3279 | 6.0449 | 2.79 | 0.10654 | 0.01659 | 140.3115 | 7.9565 | 2.3 | 0.08485 | 0.01295 | 137.7347 | 8.0526 | 2.27 | 0.08385 | 0.01274 | 133.9595 | 10.3533 | 2.02 | 0.07063 | 0.01072 | 137.2008 | 10.5933 | 1.97 | 0.06898 | 0.0105 | 131.8801 | 10.8635 | 1.93 | 0.06727 | 0.01015 | 132.4435 | 10.8335 | 2.05 | 0.06976 | 0.0105 | 141.9366 | 11.9639 | 2.08 | 0.07452 | 0.01066 | 138.9738 | 13.2743 | 1.89 | 0.06727 | 0.00973 | 141.5762 | 13.9647 | 2.02 | 0.07654 | 0.01006 | 151.5795 | 15.0946 | 2.08 | 0.08008 | 0.00978 | 147.9868 | 15.395 | 2.05 | 0.07862 | 0.00988 | 165.7935 | 16.105 | 2.37 | 0.08917 | 0.01084 | 151.5396 | 19.7262 | 1.97 | 0.07321 | 0.0089 | 152.3098 | 19.9963 | 1.96 | 0.0724 | 0.00895 | 156.2673 | 20.6267 | 2.05 | 0.07469 | 0.00913 | 155.5173 | 21.7468 | 1.96 | 0.07117 | 0.00874 | 150.8374 | 24.4882 | 1.88 | 0.06678 | 0.0083 | 148.9083 | 26.5287 | 1.73 | 0.0614 | 0.00743 | 147.0273 | 26.7188 | 1.72 | 0.06096 | 0.00737
158.7302 | 0.0033791 | 53.97 | 2.27 | 3.09 | 173.7835 | 0.003186 | 126.26 | 5.17 | 5.23 | 165.7825 | 0.0032841 | 174.7 | 7.36 | 6.04 | 165.7825 | 0.013164 | 43.58 | 1.84 | 1.45 | 162.3782 | 0.013344 | 55.86 | 2.27 | 1.64 | 185.2908 | 0.027609 | 54.39 | 2.24 | 1.18 | 159.7923 | 0.081707 | 22.42 | 0.85536 | 0.41307 | 154.4191 | 0.083578 | 23.25 | 0.8655 | 0.41062 | 141.6667 | 0.12854 | 15.07 | 0.56081 | 0.25399 | 142.8265 | 0.17696 | 12.88 | 0.49519 | 0.19802 | 150 | 0.17126 | 15.01 | 0.61322 | 0.22235 | 156.2988 | 0.21777 | 13.15 | 0.54518 | 0.18697 | 161.7742 | 0.21287 | 14.82 | 0.61175 | 0.20407 | 166.6759 | 0.20867 | 16.52 | 0.67204 | 0.22062 | 171.0706 | 0.25918 | 14.43 | 0.57568 | 0.18633 | 162.565 | 0.32951 | 11.33 | 0.45203 | 0.14291 | 166.7143 | 0.3241 | 12.42 | 0.48501 | 0.15267 | 159.156 | 0.33421 | 12.02 | 0.46951 | 0.14506 | 156.3477 | 0.48506 | 8.89 | 0.33881 | 0.10236 | 148.247 | 0.62509 | 7.41 | 0.27458 | 0.07911 | 160.8464 | 0.65871 | 7.88 | 0.31444 | 0.08292 | 155.3009 | 0.67421 | 7.69 | 0.30685 | 0.07982 | 156.3868 | 0.90538 | 6.43 | 0.26011 | 0.06266 | 157.2822 | 0.98941 | 6.43 | 0.26065 | 0.06031 | 162.3113 | 0.9691 | 7.17 | 0.2871 | 0.06526 | 166.8149 | 1.0983 | 6.35 | 0.25356 | 0.05751 | 162.6545 | 1.1173 | 6.76 | 0.26523 | 0.05836 | 162.6505 | 1.3234 | 5.71 | 0.224 | 0.05001 | 159.2538 | 1.3414 | 6.06 | 0.23291 | 0.05082 | 166.83 | 1.3014 | 7.15 | 0.29983 | 0.05723 | 166.8474 | 1.5595 | 5.98 | 0.25045 | 0.04797 | 160.1762 | 1.6015 | 5.82 | 0.24356 | 0.04595 | 176.6646 | 1.6485 | 6.39 | 0.27276 | 0.0493 | 173.2735 | 1.8216 | 5.78 | 0.24679 | 0.04424 | 178.7789 | 2.0726 | 5.67 | 0.2404 | 0.04185 | 172.6072 | 2.4698 | 4.77 | 0.20169 | 0.03469 | 172.0686 | 2.4748 | 5.24 | 0.21794 | 0.03636 | 174.7974 | 2.6208 | 4.95 | 0.20598 | 0.0346 | 169.4184 | 2.6738 | 4.85 | 0.2017 | 0.03352 | 172.0659 | 2.8339 | 4.58 | 0.19044 | 0.03178 | 171.6124 | 2.8389 | 4.99 | 0.20303 | 0.03319 | 171.6149 | 3.21 | 4.43 | 0.17974 | 0.02952 | 180.7514 | 3.1059 | 4.96 | 0.19683 | 0.03243 | 170.9047 | 3.6331 | 4.58 | 0.17661 | 0.02833 | 164.7279 | 3.9342 | 3.93 | 0.15514 | 0.02487 | 173.0189 | 3.8132 | 4.37 | 0.16839 | 0.02714 | 166.8378 | 4.2083 | 3.69 | 0.1455 | 0.02333 | 166.8434 | 4.2073 | 3.98 | 0.15286 | 0.02427 | 162.9593 | 4.2713 | 3.92 | 0.1505 | 0.02372 | 157.4697 | 5.0616 | 3.31 | 0.12696 | 0.01992 | 155.7199 | 5.3997 | 3.12 | 0.11912 | 0.01865 | 156.3999 | 5.3837 | 3.35 | 0.12484 | 0.01942 | 161.4535 | 5.4957 | 3.28 | 0.12246 | 0.01935 | 163.2085 | 5.7838 | 3.12 | 0.11647 | 0.01836 | 149.6656 | 7.6324 | 2.55 | 0.09206 | 0.0142 | 146.917 | 7.7244 | 2.52 | 0.09097 | 0.01397 | 141.8395 | 9.9871 | 2.21 | 0.07575 | 0.0116 | 145.2714 | 10.2232 | 2.16 | 0.07398 | 0.01137 | 139.6377 | 10.4833 | 2.11 | 0.07214 | 0.01099 | 147.1595 | 10.1432 | 2.42 | 0.08762 | 0.01217 | 159.6787 | 11.1435 | 2.5 | 0.09577 | 0.01252 | 156.3455 | 12.3639 | 2.27 | 0.0864 | 0.01139 | 157.3069 | 13.1042 | 2.38 | 0.09217 | 0.01158 | 166.7374 | 14.2643 | 2.42 | 0.09303 | 0.01111 | 162.7855 | 14.5446 | 2.38 | 0.0913 | 0.0112 | 179.6096 | 15.3847 | 2.68 | 0.09949 | 0.01204 | 164.1679 | 18.8458 | 2.23 | 0.08159 | 0.00983 | 165.0023 | 19.1059 | 2.21 | 0.08064 | 0.00987 | 168.2878 | 19.7862 | 2.29 | 0.08222 | 0.01002 | 167.4801 | 20.8764 | 2.19 | 0.07828 | 0.00956 | 161.6115 | 23.5777 | 2.09 | 0.07276 | 0.00901 | 159.5446 | 25.5181 | 1.91 | 0.06695 | 0.00807 | 157.5293 | 25.6982 | 1.9 | 0.06647 | 0.008
168.6508 | 0.003248 | 59.85 | 2.46 | 3.41 | 186.1966 | 0.003049 | 141.94 | 5.69 | 5.84 | 182.3607 | 0.003089 | 205.42 | 8.62 | 7.04 | 182.3607 | 0.012374 | 51.25 | 2.15 | 1.69 | 174.8688 | 0.012714 | 63.38 | 2.52 | 1.84 | 199.5439 | 0.026358 | 61.66 | 2.47 | 1.33 | 169.7793 | 0.078506 | 24.86 | 0.92553 | 0.45577 | 163.5026 | 0.080477 | 25.64 | 0.93182 | 0.45062 | 150 | 0.12364 | 16.63 | 0.60404 | 0.27885 | 160.6799 | 0.16355 | 15.76 | 0.64356 | 0.23998 | 166.6667 | 0.15965 | 17.97 | 0.74505 | 0.26393 | 171.9287 | 0.20456 | 15.47 | 0.63811 | 0.2182 | 176.481 | 0.20106 | 17.19 | 0.69911 | 0.2349 | 180.5656 | 0.19816 | 18.93 | 0.75514 | 0.25104 | 184.2299 | 0.24708 | 16.36 | 0.63878 | 0.20996 | 175.07 | 0.3139 | 12.85 | 0.50176 | 0.16108 | 178.6225 | 0.3099 | 13.97 | 0.53302 | 0.17064 | 170.5243 | 0.3193 | 13.52 | 0.51616 | 0.16219 | 166.7709 | 0.46485 | 9.92 | 0.36955 | 0.11359 | 166.7779 | 0.57867 | 9.04 | 0.35933 | 0.09539 | 178.7182 | 0.61499 | 9.42 | 0.38326 | 0.09815 | 172.5566 | 0.6291 | 9.2 | 0.37418 | 0.0945 | 172.0255 | 0.85125 | 7.55 | 0.30479 | 0.07281 | 171.5805 | 0.93449 | 7.45 | 0.2983 | 0.06927 | 175.8373 | 0.91978 | 8.21 | 0.32289 | 0.07412 | 180.7162 | 1.0433 | 7.27 | 0.28508 | 0.06527 | 175.1664 | 1.0643 | 7.66 | 0.29447 | 0.06561 | 175.162 | 1.2614 | 6.47 | 0.24868 | 0.05622 | 182.0043 | 1.2304 | 7.59 | 0.31807 | 0.06276 | 187.6838 | 1.2064 | 8.72 | 0.37314 | 0.06892 | 187.7033 | 1.4454 | 7.29 | 0.31162 | 0.05772 | 180.1982 | 1.4835 | 7.09 | 0.30321 | 0.0553 | 196.294 | 1.5425 | 7.62 | 0.32385 | 0.05813 | 192.5261 | 1.7035 | 6.9 | 0.29305 | 0.05215 | 196.6568 | 1.9516 | 6.64 | 0.27741 | 0.04852 | 189.868 | 2.3247 | 5.59 | 0.23276 | 0.04018 | 187.7112 | 2.3417 | 6.05 | 0.24672 | 0.04158 | 190.6881 | 2.4807 | 5.72 | 0.23312 | 0.03955 | 184.8201 | 2.5298 | 5.61 | 0.22833 | 0.03832 | 187.7082 | 2.6818 | 5.29 | 0.21556 | 0.03633 | 185.9135 | 2.6978 | 5.7 | 0.22658 | 0.03753 | 185.9161 | 3.0509 | 5.05 | 0.20054 | 0.03336 | 194.6553 | 2.9649 | 5.61 | 0.21715 | 0.03631 | 183.1122 | 3.4781 | 5.13 | 0.19319 | 0.03146 | 177.3993 | 3.7531 | 4.44 | 0.17121 | 0.02782 | 185.3774 | 3.6511 | 4.89 | 0.18418 | 0.03013 | 179.6715 | 4.0162 | 4.17 | 0.16048 | 0.02607 | 178.7608 | 4.0292 | 4.45 | 0.16714 | 0.02691 | 174.5993 | 4.0892 | 4.39 | 0.16458 | 0.0263 | 168.7175 | 4.8425 | 3.71 | 0.13885 | 0.02208 | 166.8428 | 5.1666 | 3.49 | 0.13025 | 0.02065 | 166.8265 | 5.1666 | 3.72 | 0.13553 | 0.02137 | 172.2171 | 5.2756 | 3.65 | 0.13292 | 0.02129 | 174.089 | 5.5537 | 3.47 | 0.1264 | 0.02019 | 159.0197 | 7.3432 | 2.81 | 0.09928 | 0.0155 | 156.0994 | 7.4303 | 2.78 | 0.0981 | 0.01524 | 157.5994 | 9.3509 | 2.62 | 0.09511 | 0.01345 | 161.4127 | 9.5829 | 2.56 | 0.09287 | 0.01319 | 155.153 | 9.818 | 2.5 | 0.09059 | 0.01274 | 165.5544 | 9.4338 | 2.92 | 0.11277 | 0.01437 | 177.4207 | 10.4531 | 2.96 | 0.11539 | 0.01448 | 173.7173 | 11.6035 | 2.68 | 0.10405 | 0.01314 | 173.0376 | 12.3839 | 2.77 | 0.10709 | 0.01318 | 181.8953 | 13.5539 | 2.77 | 0.10559 | 0.01249 | 177.5841 | 13.8243 | 2.73 | 0.1036 | 0.01258 | 193.4257 | 14.7444 | 3 | 0.10966 | 0.01328 | 176.7962 | 18.0754 | 2.49 | 0.08985 | 0.0108 | 177.6947 | 18.3355 | 2.47 | 0.08877 | 0.01083 | 180.3084 | 19.0458 | 2.54 | 0.08967 | 0.01093 | 179.443 | 20.106 | 2.43 | 0.08531 | 0.01041 | 172.3856 | 22.7573 | 2.3 | 0.0787 | 0.00975 | 170.1809 | 24.6177 | 2.11 | 0.07246 | 0.00874 | 168.0312 | 24.7878 | 2.1 | 0.07194 | 0.00866
178.5714 | 0.003131 | 65.97 | 2.66 | 3.74 | 198.6097 | 0.0029279 | 158.3 | 6.2 | 6.48 | 198.939 | 0.0029249 | 237.97 | 9.85 | 8.08 | 198.939 | 0.011714 | 59.37 | 2.46 | 1.95 | 199.8501 | 0.011684 | 79.45 | 3.42 | 2.28 | 213.797 | 0.025258 | 69.25 | 2.7 | 1.49 | 179.7663 | 0.075655 | 27.41 | 0.99591 | 0.49986 | 181.6695 | 0.075145 | 30.68 | 1.18 | 0.53435 | 166.6667 | 0.11534 | 19.91 | 0.76504 | 0.33098 | 178.5332 | 0.15265 | 18.86 | 0.78124 | 0.28463 | 183.3333 | 0.15005 | 21.14 | 0.87159 | 0.30788 | 187.5586 | 0.19336 | 17.94 | 0.72881 | 0.25102 | 191.1877 | 0.19106 | 19.69 | 0.78516 | 0.26715 | 194.4552 | 0.18906 | 21.46 | 0.83746 | 0.28275 | 197.3892 | 0.23647 | 18.39 | 0.70153 | 0.23451 | 187.575 | 0.30029 | 14.45 | 0.55124 | 0.17997 | 190.5306 | 0.29729 | 15.58 | 0.58091 | 0.18927 | 181.8926 | 0.3063 | 15.09 | 0.56271 | 0.17995 | 187.6173 | 0.43073 | 12.11 | 0.48347 | 0.13722 | 185.3087 | 0.54106 | 10.8 | 0.4373 | 0.11268 | 196.5901 | 0.57877 | 11.07 | 0.44898 | 0.11423 | 189.8123 | 0.59178 | 10.81 | 0.43852 | 0.11001 | 187.6642 | 0.80563 | 8.73 | 0.34824 | 0.08347 | 185.8789 | 0.88767 | 8.53 | 0.33534 | 0.07865 | 189.3632 | 0.87726 | 9.3 | 0.35832 | 0.08335 | 194.6174 | 0.99539 | 8.23 | 0.31626 | 0.07335 | 200.1902 | 0.97798 | 9.58 | 0.40142 | 0.08097 | 200.1852 | 1.1583 | 8.09 | 0.33893 | 0.06938 | 204.7549 | 1.1423 | 9.24 | 0.39534 | 0.07552 | 208.5375 | 1.1293 | 10.4 | 0.44282 | 0.08131 | 208.5593 | 1.3534 | 8.69 | 0.36976 | 0.06806 | 200.2202 | 1.3884 | 8.46 | 0.35996 | 0.06523 | 215.9234 | 1.4544 | 8.93 | 0.37342 | 0.06742 | 211.7787 | 1.6055 | 8.08 | 0.33796 | 0.06048 | 214.5347 | 1.8495 | 7.68 | 0.31373 | 0.05551 | 207.1287 | 2.2026 | 6.46 | 0.26328 | 0.04593 | 203.3538 | 2.2277 | 6.91 | 0.2752 | 0.04702 | 206.5787 | 2.3607 | 6.53 | 0.25996 | 0.04472 | 200.2218 | 2.4067 | 6.4 | 0.25469 | 0.04333 | 203.3506 | 2.5517 | 6.04 | 0.2404 | 0.04107 | 200.2145 | 2.5768 | 6.44 | 0.24998 | 0.04204 | 200.2174 | 2.9139 | 5.71 | 0.22121 | 0.03735 | 208.5593 | 2.8418 | 6.28 | 0.23739 | 0.04034 | 195.3197 | 3.341 | 5.7 | 0.20973 | 0.03469 | 190.0707 | 3.5941 | 4.97 | 0.18724 | 0.03088 | 197.7359 | 3.508 | 5.44 | 0.19994 | 0.03322 | 192.5051 | 3.8491 | 4.67 | 0.1754 | 0.02892 | 190.6782 | 3.8711 | 4.95 | 0.18139 | 0.02965 | 186.2392 | 3.9282 | 4.88 | 0.17863 | 0.02898 | 179.9654 | 4.6494 | 4.12 | 0.15073 | 0.02431 | 177.9656 | 4.9605 | 3.87 | 0.14138 | 0.02272 | 177.2532 | 4.9725 | 4.11 | 0.14623 | 0.02338 | 182.9806 | 5.0795 | 4.03 | 0.14338 | 0.02328 | 184.9696 | 5.3476 | 3.83 | 0.13633 | 0.02208 | 168.3738 | 7.0831 | 3.08 | 0.10651 | 0.01683 | 165.2817 | 7.1662 | 3.05 | 0.10525 | 0.01655 | 177.2994 | 8.6906 | 3.16 | 0.1224 | 0.0159 | 181.5893 | 8.9156 | 3.09 | 0.11947 | 0.0156 | 174.5471 | 9.1327 | 3.02 | 0.11656 | 0.01506 | 183.9493 | 8.8466 | 3.46 | 0.13601 | 0.0167 | 195.1628 | 9.8729 | 3.44 | 0.13412 | 0.01654 | 191.089 | 10.9632 | 3.11 | 0.1209 | 0.01498 | 188.7683 | 11.7736 | 3.18 | 0.12156 | 0.01484 | 197.0533 | 12.9437 | 3.14 | 0.11789 | 0.01393 | 192.3828 | 13.204 | 3.09 | 0.11565 | 0.01401 | 207.2419 | 14.1941 | 3.34 | 0.11971 | 0.01456 | 189.4246 | 17.3951 | 2.77 | 0.09801 | 0.0118 | 190.3872 | 17.6452 | 2.74 | 0.09681 | 0.01182 | 192.329 | 18.3755 | 2.8 | 0.09705 | 0.01186 | 191.4059 | 19.4157 | 2.68 | 0.09226 | 0.01128 | 193.9338 | 21.3565 | 2.75 | 0.1008 | 0.01128 | 191.4535 | 23.0769 | 2.52 | 0.09297 | 0.01012 | 189.0351 | 23.237 | 2.51 | 0.09231 | 0.01003
198.4127 | 0.0029299 | 78.84 | 3.31 | 4.42 | 223.4359 | 0.0027248 | 192.91 | 8.01 | 7.8 | 215.5172 | 0.0027849 | 272.25 | 11.06 | 9.17 | 215.5172 | 0.011153 | 67.93 | 2.76 | 2.21 | 224.8314 | 0.010873 | 96.82 | 4.24 | 2.75 | 228.0502 | 0.024297 | 77.16 | 2.93 | 1.65 | 199.7403 | 0.070762 | 32.76 | 1.26 | 0.59199 | 204.3782 | 0.069762 | 37.45 | 1.52 | 0.64539 | 187.5 | 0.10683 | 24.33 | 0.99133 | 0.40026 | 196.3865 | 0.14364 | 22.17 | 0.91322 | 0.33176 | 200 | 0.14204 | 24.5 | 0.99495 | 0.354 | 203.1885 | 0.18386 | 20.54 | 0.81805 | 0.2853 | 205.8945 | 0.18236 | 22.32 | 0.87032 | 0.30072 | 208.3449 | 0.18105 | 24.11 | 0.91922 | 0.31563 | 210.5485 | 0.22717 | 20.51 | 0.764 | 0.2599 | 200.08 | 0.28829 | 16.11 | 0.60054 | 0.19954 | 214.347 | 0.27628 | 19 | 0.7579 | 0.22835 | 204.6292 | 0.28429 | 18.41 | 0.73495 | 0.21727 | 208.4636 | 0.40322 | 14.46 | 0.58809 | 0.16229 | 203.8396 | 0.50994 | 12.66 | 0.51164 | 0.13088 | 214.4619 | 0.54836 | 12.81 | 0.51279 | 0.13107 | 207.0679 | 0.56037 | 12.51 | 0.50103 | 0.12628 | 203.3029 | 0.76662 | 9.98 | 0.3909 | 0.0946 | 200.1773 | 0.84715 | 9.66 | 0.37197 | 0.08842 | 216.4151 | 0.80733 | 11.63 | 0.48767 | 0.10286 | 222.4199 | 0.91675 | 10.28 | 0.43005 | 0.0904 | 225.214 | 0.90985 | 11.66 | 0.49823 | 0.09734 | 225.2083 | 1.0783 | 9.85 | 0.42063 | 0.0834 | 227.5054 | 1.0713 | 11.01 | 0.46863 | 0.08902 | 229.3913 | 1.0663 | 12.18 | 0.51034 | 0.09434 | 229.4152 | 1.2774 | 10.18 | 0.4261 | 0.07893 | 220.2423 | 1.3094 | 9.91 | 0.415 | 0.07568 | 235.5528 | 1.3804 | 10.31 | 0.42199 | 0.07714 | 231.0314 | 1.5234 | 9.34 | 0.38198 | 0.06919 | 232.4126 | 1.7635 | 8.76 | 0.34958 | 0.06279 | 224.3894 | 2.0986 | 7.37 | 0.29341 | 0.05193 | 218.9964 | 2.1296 | 7.81 | 0.30344 | 0.05269 | 222.4694 | 2.2576 | 7.38 | 0.28658 | 0.05009 | 215.6235 | 2.3007 | 7.23 | 0.28083 | 0.04854 | 218.9929 | 2.4397 | 6.83 | 0.26504 | 0.046 | 214.5156 | 2.4697 | 7.22 | 0.27326 | 0.04673 | 214.5186 | 2.7938 | 6.4 | 0.24178 | 0.04148 | 222.4632 | 2.7338 | 6.99 | 0.25755 | 0.0445 | 207.5271 | 3.2199 | 6.3 | 0.22626 | 0.03803 | 202.7421 | 3.454 | 5.53 | 0.20323 | 0.03405 | 210.0944 | 3.38 | 6.01 | 0.21567 | 0.03641 | 205.3388 | 3.7011 | 5.19 | 0.19028 | 0.03186 | 202.5956 | 3.7311 | 5.47 | 0.19562 | 0.03247 | 197.8792 | 3.7841 | 5.38 | 0.19267 | 0.03174 | 191.2132 | 4.4783 | 4.55 | 0.16261 | 0.02662 | 189.0885 | 4.7764 | 4.28 | 0.15251 | 0.02486 | 187.6799 | 4.7984 | 4.51 | 0.15694 | 0.02545 | 193.7442 | 4.9034 | 4.42 | 0.15385 | 0.02534 | 195.8502 | 5.1635 | 4.2 | 0.14626 | 0.02403 | 187.082 | 6.6359 | 3.65 | 0.13386 | 0.01963 | 183.6463 | 6.711 | 3.61 | 0.13229 | 0.01929 | 196.9993 | 8.1523 | 3.75 | 0.14762 | 0.0185 | 201.7659 | 8.3724 | 3.66 | 0.144 | 0.01814 | 193.9413 | 8.5704 | 3.57 | 0.14053 | 0.01751 | 202.3443 | 8.3584 | 4.03 | 0.15818 | 0.01914 | 212.9049 | 9.3807 | 3.95 | 0.15231 | 0.01869 | 208.4607 | 10.423 | 3.57 | 0.13725 | 0.0169 | 204.499 | 11.2333 | 3.6 | 0.13574 | 0.01658 | 212.2112 | 12.4034 | 3.53 | 0.13 | 0.01542 | 207.1815 | 12.6637 | 3.47 | 0.12751 | 0.0155 | 221.058 | 13.7039 | 3.7 | 0.12966 | 0.01587 | 202.0529 | 16.7948 | 3.05 | 0.1061 | 0.01282 | 203.0797 | 17.0349 | 3.02 | 0.10477 | 0.01283 | 216.3701 | 17.245 | 3.36 | 0.1245 | 0.01381 | 215.3316 | 18.2351 | 3.2 | 0.11813 | 0.01309 | 215.4819 | 20.196 | 3.22 | 0.12095 | 0.01288 | 212.7261 | 21.8063 | 2.96 | 0.11169 | 0.01157 | 210.039 | 21.9564 | 2.94 | 0.11091 | 0.01146
223.2143 | 0.0027268 | 96.08 | 4.22 | 5.33 | 248.2622 | 0.0025617 | 229.92 | 9.69 | 9.2 | 232.0955 | 0.0026648 | 308.18 | 12.26 | 10.3 | 232.0955 | 0.010673 | 76.9 | 3.06 | 2.48 | 249.8126 | 0.010223 | 115.4 | 5.02 | 3.24 | 242.3033 | 0.023447 | 85.37 | 3.17 | 1.81 | 224.7079 | 0.06583 | 39.95 | 1.62 | 0.71383 | 227.0869 | 0.06541 | 44.7 | 1.84 | 0.76279 | 208.3333 | 0.10001 | 29.07 | 1.2 | 0.47371 | 214.2398 | 0.13604 | 25.68 | 1.04 | 0.38114 | 216.6667 | 0.13514 | 28.04 | 1.12 | 0.40213 | 218.8184 | 0.17565 | 23.26 | 0.90628 | 0.32094 | 220.6012 | 0.17485 | 25.06 | 0.95482 | 0.3355 | 222.2346 | 0.17405 | 26.87 | 1 | 0.34963 | 236.867 | 0.21156 | 24.98 | 0.99445 | 0.31308 | 225.09 | 0.26818 | 19.64 | 0.7826 | 0.24056 | 238.1633 | 0.25928 | 22.67 | 0.91999 | 0.26965 | 227.3657 | 0.26658 | 21.97 | 0.89284 | 0.25675 | 229.31 | 0.38051 | 16.97 | 0.68765 | 0.18864 | 222.3705 | 0.48373 | 14.64 | 0.58372 | 0.14992 | 232.3337 | 0.52245 | 14.64 | 0.57531 | 0.14863 | 224.3236 | 0.53365 | 14.3 | 0.56233 | 0.14324 | 218.9416 | 0.733 | 11.29 | 0.43298 | 0.10615 | 228.7741 | 0.78072 | 12.07 | 0.50552 | 0.10902 | 243.467 | 0.75241 | 14.15 | 0.60451 | 0.12361 | 250.2224 | 0.85503 | 12.5 | 0.53277 | 0.10852 | 250.2377 | 0.85493 | 13.89 | 0.58982 | 0.11461 | 250.2315 | 1.0133 | 11.72 | 0.49792 | 0.09819 | 250.2559 | 1.0133 | 12.9 | 0.53949 | 0.10318 | 250.245 | 1.0133 | 14.07 | 0.5764 | 0.10794 | 250.2711 | 1.2143 | 11.76 | 0.48122 | 0.09028 | 240.2643 | 1.2434 | 11.45 | 0.4689 | 0.0866 | 255.1822 | 1.3174 | 11.76 | 0.46982 | 0.08725 | 250.284 | 1.4544 | 10.66 | 0.42534 | 0.07825 | 250.2905 | 1.6885 | 9.9 | 0.38505 | 0.07034 | 241.6501 | 2.0086 | 8.32 | 0.32325 | 0.05815 | 234.639 | 2.0436 | 8.75 | 0.33151 | 0.05855 | 238.3601 | 2.1676 | 8.27 | 0.31302 | 0.05564 | 231.0251 | 2.2076 | 8.11 | 0.30682 | 0.05393 | 234.6353 | 2.3417 | 7.65 | 0.28952 | 0.0511 | 228.8166 | 2.3767 | 8.03 | 0.29645 | 0.05156 | 228.8199 | 2.6888 | 7.12 | 0.26226 | 0.04576 | 236.3672 | 2.6377 | 7.72 | 0.27765 | 0.04878 | 219.7346 | 3.1109 | 6.92 | 0.24277 | 0.04146 | 215.4135 | 3.33 | 6.11 | 0.21919 | 0.03732 | 222.4529 | 3.2659 | 6.6 | 0.23138 | 0.03969 | 218.1725 | 3.569 | 5.73 | 0.20513 | 0.03489 | 214.513 | 3.605 | 6 | 0.20984 | 0.03538 | 209.5192 | 3.656 | 5.91 | 0.2067 | 0.03458 | 202.461 | 4.3243 | 5 | 0.17448 | 0.02899 | 200.2113 | 4.6123 | 4.69 | 0.16363 | 0.02707 | 208.5332 | 4.5003 | 5.35 | 0.19733 | 0.02977 | 215.2713 | 4.6013 | 5.25 | 0.19332 | 0.02962 | 217.6113 | 4.8464 | 4.99 | 0.1837 | 0.02809 | 210.4672 | 6.1797 | 4.42 | 0.1723 | 0.02331 | 206.6021 | 6.2488 | 4.37 | 0.17032 | 0.02292 | 216.6992 | 7.7051 | 4.37 | 0.17168 | 0.02122 | 221.9424 | 7.9202 | 4.26 | 0.16737 | 0.02081 | 213.3354 | 8.1032 | 4.16 | 0.16339 | 0.02008 | 220.7392 | 7.9452 | 4.63 | 0.17969 | 0.02169 | 230.6469 | 8.9605 | 4.48 | 0.17011 | 0.02093 | 225.8325 | 9.9538 | 4.05 | 0.15326 | 0.0189 | 220.2297 | 10.7631 | 4.05 | 0.14972 | 0.01838 | 227.3692 | 11.9332 | 3.93 | 0.14198 | 0.01696 | 221.9802 | 12.1835 | 3.86 | 0.13923 | 0.01703 | 248.6902 | 12.8635 | 4.43 | 0.1666 | 0.0186 | 227.3095 | 15.7643 | 3.66 | 0.13615 | 0.01495 | 228.4647 | 15.9844 | 3.62 | 0.13437 | 0.01494 | 240.4112 | 16.3245 | 3.94 | 0.14949 | 0.01584 | 239.2573 | 17.2746 | 3.75 | 0.14168 | 0.01498 | 237.0301 | 19.2255 | 3.72 | 0.13997 | 0.01454 | 233.9987 | 20.7358 | 3.42 | 0.12936 | 0.01308 | 231.0429 | 20.8758 | 3.4 | 0.12847 | 0.01295
248.0159 | 0.0025627 | 114.52 | 5.07 | 6.28 | 273.0884 | 0.0024267 | 269.13 | 11.28 | 10.65 | 265.252 | 0.0024667 | 384.54 | 16.49 | 12.67 | 265.252 | 0.0098797 | 95.97 | 4.12 | 3.06 | 274.7939 | 0.0096867 | 135.08 | 5.77 | 3.76 | 256.5564 | 0.022687 | 93.87 | 3.4 | 1.98 | 249.6754 | 0.061848 | 47.63 | 1.96 | 0.84227 | 249.7956 | 0.061828 | 52.41 | 2.15 | 0.88586 | 229.1667 | 0.094378 | 34.11 | 1.4 | 0.55089 | 232.0931 | 0.12964 | 29.37 | 1.17 | 0.43258 | 233.3333 | 0.12924 | 31.75 | 1.24 | 0.45209 | 234.4483 | 0.16855 | 26.11 | 0.99373 | 0.35782 | 235.308 | 0.16815 | 27.92 | 1.04 | 0.37142 | 250.0139 | 0.16235 | 32.7 | 1.3 | 0.42068 | 263.1856 | 0.19896 | 29.76 | 1.21 | 0.36908 | 250.1 | 0.25197 | 23.41 | 0.94914 | 0.28382 | 261.9796 | 0.24527 | 26.55 | 1.07 | 0.3129 | 250.1023 | 0.25197 | 25.76 | 1.04 | 0.29815 | 250.1563 | 0.3614 | 19.61 | 0.78401 | 0.21615 | 240.9013 | 0.46142 | 16.71 | 0.65425 | 0.16972 | 250.2055 | 0.50024 | 16.56 | 0.63689 | 0.16683 | 241.5792 | 0.51054 | 16.18 | 0.62273 | 0.16085 | 250.2189 | 0.67778 | 14.07 | 0.58609 | 0.13043 | 257.3708 | 0.7286 | 14.67 | 0.62599 | 0.13089 | 270.5189 | 0.70819 | 16.84 | 0.71482 | 0.14544 | 278.0249 | 0.80521 | 14.86 | 0.62967 | 0.12757 | 275.2615 | 0.80971 | 16.24 | 0.67816 | 0.13267 | 275.2546 | 0.95966 | 13.71 | 0.57247 | 0.11367 | 273.0065 | 0.96406 | 14.88 | 0.60868 | 0.11793 | 271.0988 | 0.96786 | 16.05 | 0.64138 | 0.12206 | 271.1271 | 1.1593 | 13.41 | 0.53543 | 0.10206 | 260.2863 | 1.1873 | 13.06 | 0.52197 | 0.09794 | 274.8116 | 1.2633 | 13.29 | 0.51706 | 0.0977 | 269.5366 | 1.3934 | 12.03 | 0.46819 | 0.08763 | 268.1684 | 1.6234 | 11.08 | 0.4202 | 0.07813 | 258.9108 | 1.9305 | 9.32 | 0.35284 | 0.06458 | 250.2816 | 1.9685 | 9.73 | 0.35942 | 0.06459 | 254.2508 | 2.0876 | 9.19 | 0.3393 | 0.06137 | 246.4268 | 2.1256 | 9.01 | 0.33268 | 0.0595 | 250.2777 | 2.2556 | 8.5 | 0.31387 | 0.05637 | 243.1176 | 2.2936 | 8.87 | 0.31955 | 0.05654 | 243.1211 | 2.5947 | 7.86 | 0.28266 | 0.05016 | 250.2711 | 2.5517 | 8.47 | 0.29769 | 0.05318 | 244.1496 | 2.9238 | 8.22 | 0.30484 | 0.04861 | 228.0848 | 3.2179 | 6.71 | 0.23512 | 0.04068 | 247.1699 | 3.0708 | 7.84 | 0.29044 | 0.04652 | 231.0062 | 3.451 | 6.29 | 0.21994 | 0.03801 | 238.3478 | 3.3899 | 7.12 | 0.2633 | 0.04142 | 232.7991 | 3.4359 | 7.02 | 0.25948 | 0.04049 | 224.9567 | 4.0601 | 5.93 | 0.21921 | 0.03394 | 222.457 | 4.3302 | 5.57 | 0.20555 | 0.03166 | 234.5998 | 4.1982 | 6.48 | 0.25395 | 0.03547 | 242.1803 | 4.2952 | 6.35 | 0.2486 | 0.03527 | 244.8127 | 4.5252 | 6.03 | 0.23612 | 0.03344 | 233.8525 | 5.8106 | 5.24 | 0.20767 | 0.0272 | 229.5579 | 5.8736 | 5.18 | 0.20532 | 0.02674 | 236.3992 | 7.328 | 5.02 | 0.19498 | 0.02405 | 242.119 | 7.539 | 4.89 | 0.18998 | 0.02358 | 232.7295 | 7.7081 | 4.78 | 0.18553 | 0.02275 | 239.1341 | 7.591 | 5.26 | 0.20071 | 0.02434 | 248.389 | 8.5953 | 5.04 | 0.18763 | 0.02324 | 243.2042 | 9.5486 | 4.56 | 0.16901 | 0.02097 | 235.9604 | 10.3529 | 4.51 | 0.16353 | 0.02023 | 242.5271 | 11.513 | 4.35 | 0.15385 | 0.01854 | 236.7789 | 11.7533 | 4.27 | 0.15085 | 0.0186 | 276.3225 | 12.1632 | 5.22 | 0.20019 | 0.02145 | 252.5661 | 14.9239 | 4.3 | 0.16349 | 0.01718 | 253.8496 | 15.134 | 4.25 | 0.16131 | 0.01715 | 264.4523 | 15.5441 | 4.56 | 0.17304 | 0.01795 | 263.1831 | 16.4643 | 4.34 | 0.16386 | 0.01694 | 258.5783 | 18.405 | 4.24 | 0.15824 | 0.01625 | 255.2714 | 19.8353 | 3.9 | 0.14635 | 0.01464 | 252.0468 | 19.9654 | 3.88 | 0.14536 | 0.0145
272.8175 | 0.0024286 | 134.07 | 5.89 | 7.28 | 297.9146 | 0.0023146 | 310.39 | 12.83 | 12.17 | 298.4085 | 0.0023127 | 466.51 | 20.32 | 15.17 | 298.4085 | 0.0092604 | 116.44 | 5.07 | 3.66 | 299.7752 | 0.0092375 | 155.78 | 6.51 | 4.29 | 285.0627 | 0.021386 | 111.66 | 4.25 | 2.33 | 274.643 | 0.058577 | 55.77 | 2.28 | 0.97655 | 272.5043 | 0.058827 | 60.54 | 2.44 | 1.01 | 250 | 0.089656 | 39.44 | 1.59 | 0.63144 | 249.9464 | 0.12414 | 33.24 | 1.29 | 0.48591 | 250 | 0.12404 | 35.62 | 1.35 | 0.50375 | 250.0781 | 0.16225 | 29.08 | 1.08 | 0.39587 | 264.7215 | 0.15704 | 33.96 | 1.35 | 0.44638 | 277.7932 | 0.15284 | 38.93 | 1.57 | 0.49535 | 289.5042 | 0.18855 | 34.82 | 1.4 | 0.42755 | 275.11 | 0.23857 | 27.41 | 1.11 | 0.32907 | 285.7959 | 0.23356 | 30.65 | 1.22 | 0.35789 | 272.8389 | 0.23967 | 29.75 | 1.19 | 0.34128 | 271.0027 | 0.3452 | 22.39 | 0.8781 | 0.24472 | 259.4322 | 0.44212 | 18.88 | 0.72362 | 0.19022 | 285.9492 | 0.46372 | 20.63 | 0.8602 | 0.20497 | 276.0906 | 0.47293 | 20.17 | 0.84201 | 0.19778 | 281.4963 | 0.63446 | 17.06 | 0.72375 | 0.15608 | 285.9676 | 0.68668 | 17.45 | 0.73954 | 0.15387 | 297.5707 | 0.67187 | 19.68 | 0.82099 | 0.16822 | 305.8274 | 0.76439 | 17.36 | 0.72285 | 0.14744 | 300.2853 | 0.77189 | 18.72 | 0.76421 | 0.15144 | 300.2778 | 0.91484 | 15.81 | 0.64508 | 0.12974 | 295.757 | 0.92234 | 16.96 | 0.67658 | 0.13321 | 291.9525 | 0.92895 | 18.12 | 0.70547 | 0.13666 | 291.983 | 1.1133 | 15.14 | 0.5889 | 0.11424 | 280.3083 | 1.1383 | 14.75 | 0.57436 | 0.10968 | 294.441 | 1.2163 | 14.87 | 0.5638 | 0.10847 | 288.7892 | 1.3414 | 13.47 | 0.5106 | 0.0973 | 286.0463 | 1.5664 | 12.31 | 0.45508 | 0.08615 | 276.1716 | 1.8615 | 10.35 | 0.38222 | 0.0712 | 265.9242 | 1.9015 | 10.74 | 0.38719 | 0.07081 | 270.1414 | 2.0175 | 10.15 | 0.36545 | 0.06726 | 261.8285 | 2.0536 | 9.95 | 0.3584 | 0.06522 | 265.92 | 2.1786 | 9.39 | 0.33809 | 0.06178 | 257.4187 | 2.2196 | 9.74 | 0.34257 | 0.06166 | 257.4223 | 2.5107 | 8.63 | 0.303 | 0.05467 | 278.079 | 2.4046 | 10.06 | 0.37284 | 0.06231 | 274.6683 | 2.7357 | 9.96 | 0.39152 | 0.058 | 253.4276 | 3.0278 | 7.96 | 0.29497 | 0.04767 | 278.0661 | 2.8748 | 9.49 | 0.37289 | 0.05549 | 256.6735 | 3.2499 | 7.46 | 0.27557 | 0.04447 | 268.1412 | 3.1718 | 8.62 | 0.33799 | 0.04935 | 261.8989 | 3.2129 | 8.49 | 0.33325 | 0.04826 | 253.0763 | 3.792 | 7.18 | 0.28179 | 0.04045 | 250.2642 | 4.0451 | 6.74 | 0.26422 | 0.03771 | 260.6665 | 3.953 | 7.68 | 0.30591 | 0.04146 | 269.0892 | 4.0471 | 7.53 | 0.29928 | 0.0412 | 272.0141 | 4.2661 | 7.15 | 0.28418 | 0.03905 | 257.2377 | 5.5054 | 6.1 | 0.24128 | 0.03127 | 252.5137 | 5.5625 | 6.04 | 0.2386 | 0.03074 | 256.0991 | 7.0058 | 5.7 | 0.21775 | 0.02699 | 262.2956 | 7.2129 | 5.56 | 0.21206 | 0.02646 | 252.1237 | 7.3709 | 5.43 | 0.20715 | 0.02553 | 257.529 | 7.2859 | 5.92 | 0.22138 | 0.02708 | 266.1311 | 8.2772 | 5.62 | 0.20491 | 0.02562 | 260.5759 | 9.1934 | 5.08 | 0.18456 | 0.0231 | 251.691 | 9.9948 | 4.99 | 0.17721 | 0.02213 | 272.843 | 10.8027 | 5.23 | 0.19791 | 0.02183 | 266.3762 | 11.0329 | 5.13 | 0.19398 | 0.02188 | 303.9547 | 11.5929 | 6.04 | 0.23182 | 0.02441 | 277.8227 | 14.2236 | 4.97 | 0.18924 | 0.01949 | 279.2346 | 14.4237 | 4.91 | 0.18669 | 0.01943 | 288.4934 | 14.8938 | 5.2 | 0.19563 | 0.02013 | 287.1088 | 15.7739 | 4.95 | 0.18512 | 0.01896 | 280.1265 | 17.6947 | 4.78 | 0.17595 | 0.01802 | 276.544 | 19.055 | 4.41 | 0.16284 | 0.01625 | 273.0507 | 19.175 | 4.38 | 0.16175 | 0.01609
297.619 | 0.0023156 | 154.63 | 6.69 | 8.32 | 322.7408 | 0.0022186 | 353.55 | 14.34 | 13.72 | 331.565 | 0.0021886 | 553.54 | 23.92 | 17.77 | 331.565 | 0.0087632 | 138.17 | 5.97 | 4.29 | 324.7564 | 0.0088563 | 177.43 | 7.23 | 4.84 | 320.6956 | 0.020085 | 135.31 | 5.43 | 2.78 | 299.6105 | 0.055835 | 64.34 | 2.59 | 1.12 | 295.213 | 0.056286 | 69.05 | 2.73 | 1.15 | 270.8333 | 0.085644 | 45.04 | 1.78 | 0.71502 | 267.7998 | 0.11923 | 37.27 | 1.42 | 0.54097 | 266.6667 | 0.11953 | 39.64 | 1.47 | 0.55696 | 281.3379 | 0.15174 | 35.32 | 1.4 | 0.47514 | 294.1349 | 0.14814 | 40.38 | 1.63 | 0.525 | 305.5725 | 0.14514 | 45.51 | 1.83 | 0.57317 | 315.8227 | 0.17995 | 40.15 | 1.6 | 0.48821 | 300.12 | 0.22736 | 31.62 | 1.26 | 0.37608 | 309.6123 | 0.22366 | 34.94 | 1.37 | 0.40443 | 295.5755 | 0.22926 | 33.93 | 1.33 | 0.38596 | 291.8491 | 0.33129 | 25.29 | 0.97047 | 0.27423 | 296.494 | 0.4107 | 23.49 | 0.97498 | 0.23309 | 321.6928 | 0.43531 | 25 | 1.06 | 0.24511 | 310.6019 | 0.44341 | 24.46 | 1.04 | 0.23671 | 312.7737 | 0.59965 | 20.24 | 0.85306 | 0.18291 | 314.5643 | 0.65217 | 20.38 | 0.84865 | 0.1778 | 324.6226 | 0.64156 | 22.67 | 0.92418 | 0.19184 | 333.6299 | 0.73027 | 19.99 | 0.81336 | 0.16801 | 325.309 | 0.73988 | 21.32 | 0.84847 | 0.17083 | 325.3009 | 0.87692 | 18 | 0.71617 | 0.14635 | 318.5076 | 0.88663 | 19.13 | 0.74344 | 0.14896 | 312.8063 | 0.89513 | 20.27 | 0.76881 | 0.15167 | 312.8389 | 1.0723 | 16.93 | 0.64174 | 0.12676 | 300.3304 | 1.0963 | 16.51 | 0.62617 | 0.12177 | 314.0704 | 1.1753 | 16.51 | 0.61008 | 0.11954 | 308.0418 | 1.2953 | 14.96 | 0.55261 | 0.10723 | 303.9242 | 1.5154 | 13.59 | 0.4897 | 0.09437 | 293.4323 | 1.8005 | 11.42 | 0.4114 | 0.07799 | 281.5668 | 1.8415 | 11.79 | 0.41483 | 0.07718 | 286.0321 | 1.9545 | 11.13 | 0.39145 | 0.07329 | 277.2302 | 1.9885 | 10.92 | 0.38401 | 0.07109 | 281.5624 | 2.1106 | 10.3 | 0.36219 | 0.06732 | 286.0207 | 2.0926 | 11.56 | 0.42889 | 0.07226 | 286.0248 | 2.3676 | 10.23 | 0.37923 | 0.06403 | 312.8389 | 2.2576 | 12.16 | 0.47746 | 0.07426 | 305.187 | 2.5837 | 11.8 | 0.47074 | 0.06783 | 285.1061 | 2.8357 | 9.64 | 0.37849 | 0.05684 | 308.9624 | 2.7157 | 11.24 | 0.44822 | 0.06487 | 288.7577 | 3.0458 | 9.02 | 0.35315 | 0.05295 | 297.9347 | 2.9958 | 10.21 | 0.40627 | 0.05766 | 290.9988 | 3.0338 | 10.06 | 0.40073 | 0.05639 | 281.1959 | 3.5769 | 8.52 | 0.33911 | 0.04728 | 278.0713 | 3.814 | 7.99 | 0.31797 | 0.04406 | 286.7331 | 3.751 | 8.96 | 0.35516 | 0.04771 | 295.9981 | 3.843 | 8.77 | 0.34728 | 0.04738 | 299.2155 | 4.052 | 8.33 | 0.32967 | 0.0449 | 280.623 | 5.2483 | 7.02 | 0.27371 | 0.03549 | 275.4694 | 5.3014 | 6.94 | 0.27074 | 0.03489 | 275.799 | 6.7277 | 6.42 | 0.24011 | 0.03003 | 282.4722 | 6.9317 | 6.25 | 0.23371 | 0.02942 | 271.5178 | 7.0788 | 6.11 | 0.22839 | 0.0284 | 275.924 | 7.0188 | 6.61 | 0.24176 | 0.02989 | 283.8732 | 7.9961 | 6.23 | 0.22199 | 0.02807 | 277.9476 | 8.8813 | 5.62 | 0.19993 | 0.02528 | 283.1524 | 9.3855 | 6.01 | 0.22794 | 0.02609 | 303.1589 | 10.2325 | 6.16 | 0.23792 | 0.02526 | 295.9736 | 10.4427 | 6.05 | 0.23316 | 0.02529 | 331.587 | 11.1127 | 6.91 | 0.26212 | 0.02746 | 303.0793 | 13.6233 | 5.67 | 0.21391 | 0.02186 | 304.6196 | 13.8234 | 5.61 | 0.211 | 0.02178 | 312.5346 | 14.3336 | 5.87 | 0.21749 | 0.02236 | 311.0345 | 15.1937 | 5.58 | 0.2057 | 0.02104 | 301.6747 | 17.0744 | 5.34 | 0.19323 | 0.01983 | 297.8166 | 18.3846 | 4.93 | 0.17893 | 0.0179 | 294.0546 | 18.4947 | 4.9 | 0.17775 | 0.01772
322.4206 | 0.0022196 | 176.14 | 7.47 | 9.38 | 347.567 | 0.0021365 | 398.46 | 15.82 | 15.33 | 364.7215 | 0.0020865 | 645.16 | 27.37 | 20.46 | 364.7215 | 0.008356 | 161.05 | 6.83 | 4.94 | 349.7377 | 0.0085302 | 199.97 | 7.93 | 5.4 | 356.3284 | 0.019035 | 160.37 | 6.51 | 3.26 | 324.578 | 0.053514 | 73.31 | 2.89 | 1.26 | 317.9217 | 0.054095 | 77.94 | 3.01 | 1.28 | 291.6667 | 0.082193 | 50.88 | 1.97 | 0.80134 | 285.6531 | 0.11503 | 41.45 | 1.54 | 0.5976 | 300 | 0.11203 | 48.11 | 1.9 | 0.66763 | 312.5977 | 0.14334 | 41.97 | 1.69 | 0.55809 | 323.5484 | 0.14074 | 47.17 | 1.89 | 0.60678 | 333.3519 | 0.13864 | 52.43 | 2.08 | 0.65373 | 342.1413 | 0.17264 | 45.71 | 1.78 | 0.55078 | 325.1301 | 0.21796 | 36.03 | 1.41 | 0.42464 | 333.4286 | 0.21516 | 39.41 | 1.51 | 0.45235 | 318.312 | 0.22036 | 38.29 | 1.47 | 0.43201 | 333.5418 | 0.30858 | 31.42 | 1.3 | 0.33575 | 333.5557 | 0.38619 | 28.41 | 1.2 | 0.27808 | 357.4365 | 0.4125 | 29.62 | 1.25 | 0.28693 | 345.1132 | 0.4198 | 29 | 1.22 | 0.27731 | 344.051 | 0.57103 | 23.59 | 0.9769 | 0.21073 | 343.1611 | 0.62345 | 23.45 | 0.95453 | 0.20256 | 351.6745 | 0.61585 | 25.79 | 1.03 | 0.21619 | 361.4324 | 0.70136 | 22.73 | 0.90173 | 0.1892 | 350.3328 | 0.71237 | 24.02 | 0.93124 | 0.19078 | 350.324 | 0.84431 | 20.27 | 0.786 | 0.16343 | 341.2581 | 0.85561 | 21.38 | 0.80938 | 0.16514 | 333.66 | 0.86552 | 22.5 | 0.83146 | 0.16707 | 333.6948 | 1.0373 | 18.79 | 0.694 | 0.13961 | 320.3524 | 1.0593 | 18.33 | 0.67746 | 0.13417 | 333.6997 | 1.1383 | 18.2 | 0.65595 | 0.13086 | 327.2944 | 1.2553 | 16.49 | 0.59426 | 0.1174 | 321.8021 | 1.4704 | 14.9 | 0.52407 | 0.10278 | 310.693 | 1.7464 | 12.53 | 0.44038 | 0.08494 | 312.852 | 1.7404 | 13.98 | 0.51824 | 0.09037 | 317.8134 | 1.8475 | 13.2 | 0.48876 | 0.08577 | 308.0335 | 1.8785 | 12.95 | 0.47987 | 0.08323 | 312.8471 | 1.9945 | 12.22 | 0.45239 | 0.0788 | 321.7733 | 1.9655 | 13.98 | 0.54896 | 0.08612 | 321.7779 | 2.2246 | 12.37 | 0.48529 | 0.07627 | 347.5988 | 2.1385 | 14.39 | 0.57272 | 0.08671 | 335.7057 | 2.4596 | 13.75 | 0.54551 | 0.07804 | 316.7845 | 2.6807 | 11.42 | 0.45474 | 0.06642 | 339.8586 | 2.5856 | 13.09 | 0.51929 | 0.07461 | 320.8419 | 2.8827 | 10.67 | 0.42392 | 0.0618 | 327.7282 | 2.8517 | 11.89 | 0.47072 | 0.06629 | 320.0987 | 2.8857 | 11.72 | 0.46447 | 0.06485 | 309.3155 | 3.3989 | 9.92 | 0.39332 | 0.0544 | 305.8784 | 3.6239 | 9.31 | 0.36882 | 0.05068 | 312.7998 | 3.5819 | 10.29 | 0.40257 | 0.05419 | 322.907 | 3.6729 | 10.07 | 0.39346 | 0.05379 | 326.4169 | 3.8729 | 9.57 | 0.37342 | 0.05095 | 304.0082 | 5.0302 | 7.97 | 0.3053 | 0.03986 | 298.4252 | 5.0793 | 7.88 | 0.30204 | 0.03919 | 295.499 | 6.4856 | 7.16 | 0.26214 | 0.03316 | 302.6488 | 6.6856 | 6.97 | 0.25502 | 0.03247 | 290.9119 | 6.8247 | 6.81 | 0.2493 | 0.03134 | 294.3189 | 6.7837 | 7.32 | 0.26189 | 0.03278 | 319.3573 | 7.5248 | 7.49 | 0.28517 | 0.03313 | 312.6911 | 8.3561 | 6.76 | 0.25681 | 0.02981 | 314.6138 | 8.8923 | 7.08 | 0.27397 | 0.03021 | 333.4748 | 9.7583 | 7.14 | 0.27552 | 0.0288 | 325.5709 | 9.9565 | 7.01 | 0.27001 | 0.02882 | 359.2192 | 10.7025 | 7.81 | 0.29141 | 0.03058 | 328.3359 | 13.1131 | 6.41 | 0.23779 | 0.02431 | 330.0045 | 13.3032 | 6.33 | 0.23453 | 0.0242 | 336.5757 | 13.8433 | 6.57 | 0.23879 | 0.02465 | 334.9603 | 14.6834 | 6.24 | 0.22573 | 0.02315 | 344.7711 | 16.0639 | 6.53 | 0.2558 | 0.02356 | 340.3618 | 17.2741 | 6.03 | 0.23723 | 0.02131 | 336.0624 | 17.3742 | 5.99 | 0.23573 | 0.0211
347.2222 | 0.0021375 | 198.53 | 8.25 | 10.48 | 397.2195 | 0.0020035 | 493 | 20.95 | 18.63 | 397.878 | 0.0020025 | 740.94 | 30.72 | 23.22 | 397.878 | 0.0080169 | 184.97 | 7.67 | 5.61 | 374.719 | 0.008247 | 223.32 | 8.63 | 5.98 | 391.9612 | 0.018184 | 186.7 | 7.52 | 3.74 | 349.5456 | 0.051523 | 82.64 | 3.19 | 1.41 | 340.6304 | 0.052204 | 87.16 | 3.29 | 1.42 | 312.5 | 0.079191 | 56.95 | 2.15 | 0.89013 | 321.3597 | 0.10793 | 50.25 | 1.98 | 0.71513 | 333.3333 | 0.10593 | 57.12 | 2.29 | 0.78317 | 343.8575 | 0.13643 | 48.98 | 1.96 | 0.6442 | 352.9619 | 0.13463 | 54.29 | 2.15 | 0.69128 | 361.1312 | 0.13313 | 59.64 | 2.32 | 0.73667 | 368.4598 | 0.16634 | 51.49 | 1.96 | 0.61502 | 350.1401 | 0.20985 | 40.61 | 1.55 | 0.47456 | 381.0613 | 0.20125 | 48.84 | 2.02 | 0.55174 | 363.7852 | 0.20585 | 47.5 | 1.97 | 0.52769 | 375.2345 | 0.29097 | 37.96 | 1.6 | 0.40006 | 370.6174 | 0.36648 | 33.62 | 1.41 | 0.32483 | 393.1801 | 0.39389 | 34.49 | 1.43 | 0.33015 | 379.6245 | 0.40049 | 33.78 | 1.4 | 0.31934 | 375.3284 | 0.54722 | 27.1 | 1.1 | 0.23942 | 371.7578 | 0.59914 | 26.66 | 1.06 | 0.22804 | 378.7264 | 0.59384 | 29.03 | 1.12 | 0.24117 | 389.2349 | 0.67665 | 25.57 | 0.98832 | 0.21093 | 375.3566 | 0.68856 | 26.82 | 1.01 | 0.21121 | 375.3472 | 0.81619 | 22.64 | 0.85473 | 0.18093 | 364.0086 | 0.8284 | 23.71 | 0.87448 | 0.18169 | 354.5138 | 0.83931 | 24.8 | 0.89346 | 0.18281 | 354.5508 | 1.0062 | 20.71 | 0.74573 | 0.15274 | 340.3744 | 1.0273 | 20.21 | 0.72827 | 0.14687 | 353.3291 | 1.1063 | 19.95 | 0.70141 | 0.14242 | 346.547 | 1.2193 | 18.08 | 0.63555 | 0.12779 | 357.5579 | 1.3943 | 17.64 | 0.65234 | 0.12011 | 345.2145 | 1.6544 | 14.84 | 0.54864 | 0.09928 | 351.9585 | 1.6384 | 16.89 | 0.66179 | 0.10755 | 357.5401 | 1.7404 | 15.93 | 0.62377 | 0.10202 | 346.5377 | 1.7674 | 15.64 | 0.61298 | 0.09906 | 351.9529 | 1.8775 | 14.75 | 0.57758 | 0.09375 | 357.5259 | 1.8634 | 16.54 | 0.6582 | 0.10055 | 357.531 | 2.1095 | 14.64 | 0.58177 | 0.08902 | 382.3587 | 2.0415 | 16.74 | 0.66229 | 0.09958 | 366.2243 | 2.3556 | 15.78 | 0.6172 | 0.08857 | 348.463 | 2.5536 | 13.29 | 0.52663 | 0.07637 | 370.7549 | 2.4776 | 15.03 | 0.58741 | 0.08467 | 352.9261 | 2.7476 | 12.41 | 0.49059 | 0.07097 | 357.5217 | 2.7306 | 13.64 | 0.53254 | 0.07519 | 349.1986 | 2.7627 | 13.46 | 0.52565 | 0.07359 | 337.435 | 3.2508 | 11.4 | 0.44542 | 0.06175 | 333.6856 | 3.4658 | 10.7 | 0.4177 | 0.05752 | 338.8664 | 3.4388 | 11.69 | 0.44862 | 0.06087 | 349.8159 | 3.5278 | 11.44 | 0.43827 | 0.06038 | 353.6183 | 3.7219 | 10.86 | 0.41586 | 0.05719 | 327.3935 | 4.8422 | 8.97 | 0.3362 | 0.04435 | 321.381 | 4.8872 | 8.87 | 0.33268 | 0.04361 | 315.1989 | 6.2725 | 7.93 | 0.28387 | 0.03636 | 322.8254 | 6.4705 | 7.72 | 0.27603 | 0.03559 | 310.306 | 6.6006 | 7.54 | 0.26993 | 0.03436 | 331.1088 | 6.3895 | 8.81 | 0.33626 | 0.03876 | 354.8415 | 7.1457 | 8.83 | 0.34231 | 0.03839 | 347.4345 | 7.9329 | 7.97 | 0.30828 | 0.03452 | 346.0752 | 8.4861 | 8.21 | 0.31718 | 0.03447 | 363.7907 | 9.3631 | 8.17 | 0.31146 | 0.03246 | 355.1683 | 9.5503 | 8.02 | 0.30525 | 0.03246 | 386.8515 | 10.3523 | 8.74 | 0.31988 | 0.03378 | 353.5925 | 12.6729 | 7.17 | 0.26104 | 0.0268 | 355.3895 | 12.8529 | 7.08 | 0.25743 | 0.02667 | 384.6579 | 13.0329 | 8.03 | 0.31581 | 0.02936 | 382.8118 | 13.843 | 7.61 | 0.29812 | 0.02751 | 387.8675 | 15.2635 | 7.78 | 0.31124 | 0.02742 | 382.907 | 16.3937 | 7.2 | 0.28893 | 0.02483 | 378.0702 | 16.4837 | 7.15 | 0.28717 | 0.02459
372.0238 | 0.0020665 | 221.73 | 9.01 | 11.6 | 446.8719 | 0.0019004 | 593.25 | 25.54 | 22.06 | 431.0345 | 0.0019315 | 840.51 | 33.98 | 26.05 | 431.0345 | 0.0077317 | 209.84 | 8.48 | 6.29 | 399.7002 | 0.0080009 | 247.43 | 9.32 | 6.57 | 427.5941 | 0.017474 | 214.19 | 8.49 | 4.25 | 374.5131 | 0.049803 | 92.31 | 3.47 | 1.56 | 363.3391 | 0.050543 | 96.7 | 3.56 | 1.57 | 333.3333 | 0.07657 | 63.25 | 2.34 | 0.98113 | 357.0663 | 0.10233 | 59.58 | 2.39 | 0.83752 | 366.6667 | 0.10103 | 66.59 | 2.66 | 0.90285 | 375.1172 | 0.13073 | 56.32 | 2.22 | 0.73299 | 382.3754 | 0.12953 | 61.72 | 2.4 | 0.77813 | 388.9105 | 0.12843 | 67.14 | 2.56 | 0.82168 | 421.097 | 0.15614 | 63.66 | 2.62 | 0.74773 | 400.1601 | 0.19665 | 50.26 | 2.07 | 0.57792 | 428.6939 | 0.19054 | 58.85 | 2.47 | 0.65498 | 409.2583 | 0.19465 | 57.29 | 2.41 | 0.6273 | 416.9272 | 0.27696 | 44.87 | 1.88 | 0.46663 | 407.6792 | 0.35048 | 39.1 | 1.61 | 0.37304 | 428.9238 | 0.37848 | 39.57 | 1.6 | 0.37453 | 414.1358 | 0.38449 | 38.78 | 1.57 | 0.36254 | 406.6058 | 0.52712 | 30.75 | 1.21 | 0.26883 | 400.3546 | 0.57843 | 29.99 | 1.16 | 0.25415 | 405.7783 | 0.57483 | 32.39 | 1.22 | 0.26671 | 417.0374 | 0.65534 | 28.52 | 1.07 | 0.23312 | 400.3804 | 0.66775 | 29.71 | 1.09 | 0.23207 | 400.3703 | 0.79148 | 25.08 | 0.92243 | 0.19879 | 386.7592 | 0.80449 | 26.11 | 0.93879 | 0.19859 | 375.3675 | 0.81609 | 27.17 | 0.95485 | 0.19887 | 375.4067 | 0.97813 | 22.69 | 0.79693 | 0.16614 | 360.3964 | 0.99784 | 22.14 | 0.7786 | 0.15982 | 392.5879 | 1.0512 | 23.59 | 0.87071 | 0.16619 | 385.0523 | 1.1583 | 21.38 | 0.78941 | 0.14915 | 402.2526 | 1.3173 | 21.26 | 0.82978 | 0.14258 | 388.3663 | 1.5624 | 17.89 | 0.69852 | 0.1179 | 391.0649 | 1.5574 | 19.96 | 0.79204 | 0.12539 | 397.2668 | 1.6544 | 18.82 | 0.74621 | 0.11887 | 385.0419 | 1.6794 | 18.49 | 0.73381 | 0.11551 | 391.0588 | 1.7844 | 17.43 | 0.69118 | 0.10927 | 393.2785 | 1.7804 | 19.23 | 0.76083 | 0.11547 | 393.2841 | 2.0145 | 17.01 | 0.67241 | 0.10218 | 417.1185 | 1.9614 | 19.19 | 0.74785 | 0.11282 | 396.743 | 2.2675 | 17.91 | 0.68655 | 0.09939 | 380.1414 | 2.4476 | 15.25 | 0.59548 | 0.08662 | 401.6511 | 2.3855 | 17.05 | 0.65328 | 0.09498 | 385.0103 | 2.6356 | 14.24 | 0.5544 | 0.08041 | 387.3151 | 2.6286 | 15.47 | 0.59236 | 0.08434 | 378.2985 | 2.6576 | 15.27 | 0.58489 | 0.08257 | 365.5546 | 3.1247 | 12.94 | 0.49592 | 0.06932 | 361.4927 | 3.3308 | 12.14 | 0.46509 | 0.06456 | 364.9331 | 3.3158 | 13.14 | 0.49358 | 0.06772 | 376.7249 | 3.4038 | 12.85 | 0.48197 | 0.06714 | 380.8197 | 3.5918 | 12.2 | 0.45724 | 0.06358 | 350.7787 | 4.6781 | 10 | 0.36653 | 0.04895 | 344.3368 | 4.7211 | 9.89 | 0.36276 | 0.04815 | 354.5988 | 5.9154 | 9.54 | 0.36407 | 0.04297 | 363.1785 | 6.1094 | 9.28 | 0.35351 | 0.04202 | 349.0943 | 6.2264 | 9.07 | 0.34609 | 0.0406 | 367.8986 | 6.0724 | 10.38 | 0.40344 | 0.04496 | 390.3256 | 6.8345 | 10.23 | 0.39579 | 0.04382 | 382.178 | 7.5857 | 9.23 | 0.35648 | 0.03937 | 377.5366 | 8.1469 | 9.39 | 0.35846 | 0.03886 | 394.1066 | 9.027 | 9.23 | 0.34614 | 0.0362 | 384.7656 | 9.2051 | 9.06 | 0.33928 | 0.03619 | 442.116 | 9.7731 | 10.69 | 0.42252 | 0.04033 | 404.1057 | 11.9426 | 8.76 | 0.34504 | 0.03194 | 406.1594 | 12.1226 | 8.65 | 0.34016 | 0.03176 | 432.7402 | 12.4126 | 9.57 | 0.38389 | 0.03421 | 430.6632 | 13.1827 | 9.06 | 0.36208 | 0.03199 | 430.9639 | 14.6132 | 9.1 | 0.36251 | 0.03137 | 425.4523 | 15.6934 | 8.42 | 0.33678 | 0.02845 | 420.0781 | 15.7734 | 8.37 | 0.3348 | 0.02818
396.8254 | 0.0020045 | 245.7 | 9.77 | 12.75 | 496.5243 | 0.0018194 | 698.46 | 29.8 | 25.57 | 464.191 | 0.0018704 | 943.53 | 37.16 | 28.93 | 464.191 | 0.0074886 | 235.57 | 9.28 | 6.99 | 424.6815 | 0.0077828 | 272.25 | 10 | 7.17 | 463.2269 | 0.016884 | 242.71 | 9.43 | 4.76 | 399.4807 | 0.048302 | 102.3 | 3.76 | 1.71 | 408.7565 | 0.047792 | 116.64 | 4.56 | 1.86 | 375 | 0.072198 | 76.43 | 3 | 1.17 | 392.773 | 0.097693 | 69.38 | 2.77 | 0.96395 | 400 | 0.096863 | 76.51 | 3.01 | 1.03 | 406.377 | 0.12583 | 63.97 | 2.48 | 0.82408 | 411.7889 | 0.12503 | 69.42 | 2.64 | 0.867 | 444.4691 | 0.12083 | 82.88 | 3.4 | 0.99685 | 473.7341 | 0.14833 | 76.54 | 3.19 | 0.88491 | 450.1801 | 0.18654 | 60.5 | 2.53 | 0.68502 | 476.3266 | 0.18204 | 69.38 | 2.89 | 0.76121 | 454.7315 | 0.18564 | 67.61 | 2.82 | 0.73002 | 458.62 | 0.26546 | 52.11 | 2.14 | 0.53501 | 444.7409 | 0.33707 | 44.8 | 1.8 | 0.42244 | 464.6674 | 0.36548 | 44.84 | 1.77 | 0.41988 | 448.6472 | 0.37098 | 43.97 | 1.73 | 0.40674 | 437.8831 | 0.51001 | 34.53 | 1.33 | 0.29887 | 428.9514 | 0.56042 | 33.44 | 1.26 | 0.2808 | 432.8302 | 0.55822 | 35.85 | 1.32 | 0.29273 | 444.8399 | 0.63673 | 31.55 | 1.16 | 0.25572 | 425.4041 | 0.64944 | 32.69 | 1.17 | 0.2533 | 425.3935 | 0.76987 | 27.59 | 0.98919 | 0.21698 | 409.5097 | 0.78328 | 28.58 | 1 | 0.21578 | 417.0751 | 0.77678 | 32.09 | 1.18 | 0.2318 | 417.1185 | 0.93101 | 26.8 | 0.98739 | 0.19361 | 400.4405 | 0.94862 | 26.18 | 0.96599 | 0.18644 | 441.6614 | 0.99622 | 28.38 | 1.1 | 0.19688 | 433.1838 | 1.0972 | 25.73 | 1 | 0.17677 | 446.9473 | 1.2573 | 25.07 | 0.9901 | 0.16578 | 431.5181 | 1.4883 | 21.1 | 0.8341 | 0.13715 | 430.1714 | 1.4903 | 23.17 | 0.91405 | 0.14376 | 436.9935 | 1.5843 | 21.85 | 0.86085 | 0.13622 | 423.5461 | 1.6074 | 21.47 | 0.84706 | 0.13245 | 430.1647 | 1.7084 | 20.24 | 0.79759 | 0.12524 | 429.0311 | 1.7104 | 22.04 | 0.85879 | 0.13078 | 429.0372 | 1.9364 | 19.5 | 0.75892 | 0.1157 | 451.8784 | 1.8934 | 21.74 | 0.83032 | 0.12635 | 427.2617 | 2.1925 | 20.1 | 0.75398 | 0.11045 | 411.8199 | 2.3585 | 17.29 | 0.66201 | 0.09714 | 432.5473 | 2.3075 | 19.14 | 0.71731 | 0.10552 | 417.0945 | 2.5416 | 16.13 | 0.61601 | 0.09009 | 417.1086 | 2.5416 | 17.37 | 0.65054 | 0.09368 | 407.3984 | 2.5686 | 17.15 | 0.64254 | 0.09175 | 393.6742 | 3.0177 | 14.53 | 0.54512 | 0.07708 | 389.2998 | 3.2157 | 13.64 | 0.51128 | 0.07177 | 390.9997 | 3.2087 | 14.65 | 0.5376 | 0.07473 | 403.6338 | 3.2957 | 14.32 | 0.52473 | 0.07405 | 408.0212 | 3.4788 | 13.59 | 0.49772 | 0.0701 | 374.164 | 4.535 | 11.06 | 0.39636 | 0.05366 | 367.2926 | 4.575 | 10.94 | 0.39236 | 0.05278 | 393.9986 | 5.6302 | 11.24 | 0.43639 | 0.04982 | 403.5317 | 5.8203 | 10.92 | 0.42331 | 0.04867 | 387.8825 | 5.9253 | 10.69 | 0.41478 | 0.04706 | 404.6885 | 5.8133 | 12.03 | 0.46624 | 0.05134 | 425.8097 | 6.5764 | 11.69 | 0.4467 | 0.04938 | 416.9215 | 7.2956 | 10.55 | 0.40238 | 0.04435 | 408.998 | 7.8588 | 10.61 | 0.39825 | 0.04334 | 424.4225 | 8.7388 | 10.34 | 0.3798 | 0.04001 | 414.363 | 8.909 | 10.14 | 0.37231 | 0.04 | 497.3805 | 9.3289 | 12.74 | 0.51286 | 0.04706 | 454.6189 | 11.3823 | 10.45 | 0.41919 | 0.03722 | 456.9293 | 11.5523 | 10.31 | 0.41322 | 0.03699 | 480.8224 | 11.9024 | 11.18 | 0.44668 | 0.03917 | 478.5147 | 12.6525 | 10.58 | 0.42105 | 0.03657 | 474.0603 | 14.0929 | 10.46 | 0.41088 | 0.03539 | 467.9975 | 15.1131 | 9.69 | 0.38196 | 0.03214 | 462.0859 | 15.1931 | 9.64 | 0.37979 | 0.03184
446.4286 | 0.0019014 | 295.68 | 12.31 | 15.1 | 546.1768 | 0.0017534 | 808 | 33.84 | 29.14 | 497.3475 | 0.0018184 | 1050 | 40.28 | 31.85 | 497.3475 | 0.0072795 | 262.09 | 10.06 | 7.7 | 449.6628 | 0.0075907 | 297.73 | 10.67 | 7.78 | 498.8597 | 0.016374 | 272.18 | 10.34 | 5.28 | 449.4158 | 0.045811 | 123.14 | 4.79 | 2.03 | 454.1739 | 0.045601 | 137.64 | 5.45 | 2.17 | 416.6667 | 0.068716 | 90.35 | 3.59 | 1.36 | 428.4796 | 0.093862 | 79.62 | 3.13 | 1.09 | 433.3333 | 0.093391 | 86.81 | 3.35 | 1.15 | 437.6368 | 0.12173 | 71.89 | 2.72 | 0.91711 | 470.6159 | 0.11793 | 85.57 | 3.49 | 1.05 | 500.0278 | 0.11502 | 99.51 | 4.14 | 1.18 | 526.3712 | 0.14213 | 90.05 | 3.73 | 1.03 | 500.2001 | 0.17844 | 71.25 | 2.96 | 0.79498 | 523.9592 | 0.17514 | 80.36 | 3.28 | 0.86972 | 500.2046 | 0.17844 | 78.38 | 3.21 | 0.83514 | 500.3127 | 0.25605 | 59.63 | 2.39 | 0.60483 | 481.8027 | 0.32597 | 50.72 | 1.99 | 0.47283 | 500.4111 | 0.35437 | 50.29 | 1.93 | 0.46601 | 483.1585 | 0.35958 | 49.34 | 1.89 | 0.45176 | 469.1605 | 0.4952 | 38.44 | 1.44 | 0.32942 | 457.5481 | 0.54482 | 36.99 | 1.36 | 0.30791 | 459.8821 | 0.54362 | 39.41 | 1.41 | 0.31917 | 472.6423 | 0.62033 | 34.67 | 1.24 | 0.27867 | 450.4279 | 0.63323 | 35.75 | 1.25 | 0.27487 | 450.4166 | 0.75066 | 30.17 | 1.06 | 0.23545 | 455.0108 | 0.74736 | 33.71 | 1.24 | 0.25095 | 469.2094 | 0.73766 | 38.57 | 1.5 | 0.27422 | 469.2584 | 0.88419 | 32.2 | 1.25 | 0.229 | 450.4955 | 0.8998 | 31.48 | 1.22 | 0.22078 | 490.7349 | 0.9528 | 33.41 | 1.31 | 0.22843 | 481.3153 | 1.0482 | 30.3 | 1.19 | 0.20518 | 491.6421 | 1.2073 | 29.05 | 1.14 | 0.18954 | 474.6699 | 1.4283 | 24.47 | 0.9607 | 0.15689 | 469.2779 | 1.4353 | 26.53 | 1.03 | 0.16256 | 476.7202 | 1.5273 | 25 | 0.96992 | 0.15397 | 462.0503 | 1.5473 | 24.58 | 0.95492 | 0.1498 | 469.2706 | 1.6453 | 23.16 | 0.89888 | 0.1416 | 464.7837 | 1.6524 | 24.96 | 0.95312 | 0.14643 | 464.7903 | 1.8704 | 22.07 | 0.84223 | 0.12951 | 486.6383 | 1.8354 | 24.37 | 0.91022 | 0.14013 | 457.7804 | 2.1285 | 22.37 | 0.81978 | 0.12171 | 443.4983 | 2.2825 | 19.4 | 0.72664 | 0.10787 | 463.4436 | 2.2395 | 21.29 | 0.77976 | 0.11625 | 449.1786 | 2.4605 | 18.09 | 0.67583 | 0.09996 | 446.9021 | 2.4655 | 19.33 | 0.70732 | 0.10321 | 436.4982 | 2.4905 | 19.08 | 0.69883 | 0.10111 | 421.7938 | 2.9236 | 16.18 | 0.59322 | 0.08499 | 417.1069 | 3.1157 | 15.19 | 0.55644 | 0.07913 | 417.0664 | 3.1157 | 16.2 | 0.58079 | 0.08188 | 430.5427 | 3.2027 | 15.82 | 0.56666 | 0.08109 | 435.2226 | 3.3807 | 15.02 | 0.5374 | 0.07675 | 420.9345 | 4.2969 | 13.28 | 0.50601 | 0.06332 | 413.2042 | 4.3329 | 13.15 | 0.50122 | 0.06232 | 433.3985 | 5.3961 | 13.02 | 0.50388 | 0.05686 | 443.8849 | 5.5842 | 12.64 | 0.48838 | 0.0555 | 426.6708 | 5.6792 | 12.38 | 0.47888 | 0.05369 | 441.4784 | 5.5972 | 13.75 | 0.52596 | 0.05788 | 461.2939 | 6.3573 | 13.21 | 0.49564 | 0.05505 | 451.6649 | 7.0515 | 11.91 | 0.44653 | 0.04943 | 440.4593 | 7.6127 | 11.88 | 0.43683 | 0.04791 | 485.0543 | 8.2736 | 12.65 | 0.50083 | 0.04783 | 473.5577 | 8.4287 | 12.41 | 0.49116 | 0.0478 | 552.645 | 8.9767 | 14.89 | 0.59585 | 0.05391 | 505.1321 | 10.9321 | 12.2 | 0.48747 | 0.04261 | 507.6993 | 11.0921 | 12.04 | 0.48052 | 0.04232 | 528.9046 | 11.5022 | 12.86 | 0.50576 | 0.0442 | 526.3662 | 12.2223 | 12.16 | 0.47654 | 0.04122 | 517.1567 | 13.6527 | 11.88 | 0.45703 | 0.03947 | 510.5427 | 14.6328 | 11.01 | 0.42509 | 0.03589 | 504.0937 | 14.7029 | 10.95 | 0.42276 | 0.03556
496.0317 | 0.0018204 | 348.14 | 14.62 | 17.5 | 595.8292 | 0.0016993 | 921.35 | 37.7 | 32.75 | 530.504 | 0.0017724 | 1160 | 43.33 | 34.8 | 530.504 | 0.0070974 | 289.33 | 10.82 | 8.41 | 499.6253 | 0.0072666 | 350.49 | 13.1 | 9.02 | 534.4926 | 0.015943 | 302.51 | 11.22 | 5.8 | 499.3508 | 0.04383 | 145.02 | 5.72 | 2.36 | 499.5912 | 0.04382 | 159.57 | 6.29 | 2.48 | 458.3333 | 0.065885 | 104.92 | 4.15 | 1.56 | 464.1862 | 0.09063 | 90.25 | 3.48 | 1.23 | 466.6667 | 0.09043 | 97.48 | 3.68 | 1.28 | 500.1563 | 0.11502 | 88.46 | 3.6 | 1.11 | 529.4429 | 0.11242 | 102.59 | 4.25 | 1.24 | 555.5864 | 0.11042 | 116.9 | 4.82 | 1.36 | 579.0083 | 0.13713 | 104.09 | 4.23 | 1.17 | 550.2201 | 0.17193 | 82.45 | 3.36 | 0.90706 | 571.5919 | 0.16953 | 91.73 | 3.66 | 0.97993 | 545.6778 | 0.17244 | 89.56 | 3.58 | 0.9421 | 542.0054 | 0.24815 | 67.41 | 2.64 | 0.67577 | 518.8644 | 0.31636 | 56.82 | 2.17 | 0.524 | 536.1547 | 0.34487 | 55.9 | 2.09 | 0.51279 | 517.6698 | 0.34967 | 54.87 | 2.05 | 0.49745 | 500.4379 | 0.4823 | 42.45 | 1.55 | 0.36042 | 486.1449 | 0.53111 | 40.63 | 1.45 | 0.33542 | 486.9339 | 0.53071 | 43.06 | 1.5 | 0.34597 | 500.4448 | 0.60592 | 37.87 | 1.32 | 0.30192 | 500.4755 | 0.60592 | 42.08 | 1.54 | 0.31885 | 500.4629 | 0.71835 | 35.51 | 1.3 | 0.27311 | 511.8872 | 0.71185 | 40.43 | 1.56 | 0.29607 | 521.3438 | 0.70674 | 45.36 | 1.78 | 0.31771 | 521.3982 | 0.84717 | 37.87 | 1.49 | 0.26528 | 500.5506 | 0.86098 | 37.05 | 1.46 | 0.25606 | 539.8084 | 0.91758 | 38.66 | 1.51 | 0.26062 | 529.4469 | 1.0092 | 35.07 | 1.37 | 0.2342 | 536.3368 | 1.1662 | 33.18 | 1.28 | 0.21375 | 517.8217 | 1.3793 | 27.96 | 1.08 | 0.17703 | 508.3844 | 1.3893 | 30 | 1.14 | 0.18171 | 516.4468 | 1.4783 | 28.27 | 1.07 | 0.17203 | 500.5545 | 1.4973 | 27.8 | 1.06 | 0.16749 | 508.3765 | 1.5933 | 26.19 | 0.99616 | 0.15826 | 500.5363 | 1.6023 | 27.97 | 1.04 | 0.16235 | 500.5434 | 1.8144 | 24.73 | 0.9229 | 0.14356 | 521.3982 | 1.7854 | 27.07 | 0.98793 | 0.15411 | 488.2991 | 2.0714 | 24.71 | 0.88411 | 0.13315 | 475.1768 | 2.2165 | 21.58 | 0.78964 | 0.1188 | 494.3398 | 2.1805 | 23.51 | 0.8408 | 0.12714 | 481.2628 | 2.3905 | 20.11 | 0.73409 | 0.10999 | 476.6955 | 2.3995 | 21.35 | 0.76286 | 0.11288 | 465.5981 | 2.4235 | 21.08 | 0.75393 | 0.11063 | 449.9134 | 2.8426 | 17.88 | 0.64034 | 0.09304 | 444.9141 | 3.0286 | 16.78 | 0.60068 | 0.08663 | 469.1996 | 2.9606 | 19.43 | 0.73916 | 0.09651 | 484.3605 | 3.0466 | 18.96 | 0.72027 | 0.09548 | 489.6254 | 3.2176 | 17.99 | 0.68272 | 0.09033 | 467.705 | 4.1078 | 15.62 | 0.6044 | 0.07327 | 459.1157 | 4.1399 | 15.46 | 0.59894 | 0.07213 | 472.7983 | 5.2031 | 14.87 | 0.56794 | 0.06406 | 484.2381 | 5.3891 | 14.43 | 0.55008 | 0.06247 | 465.4591 | 5.4751 | 14.14 | 0.53975 | 0.06047 | 478.2682 | 5.4151 | 15.53 | 0.5833 | 0.06453 | 496.778 | 6.1712 | 14.78 | 0.54295 | 0.06081 | 486.4084 | 6.8424 | 13.33 | 0.48923 | 0.0546 | 503.3821 | 7.2155 | 14.53 | 0.57543 | 0.05727 | 545.686 | 7.9145 | 15.07 | 0.60704 | 0.05582 | 532.7524 | 8.0586 | 14.79 | 0.59554 | 0.05578 | 607.9095 | 8.6926 | 17.11 | 0.67362 | 0.06084 | 555.6454 | 10.5719 | 14.03 | 0.55164 | 0.04808 | 558.4692 | 10.722 | 13.84 | 0.54377 | 0.04774 | 576.9869 | 11.162 | 14.59 | 0.56198 | 0.0493 | 574.2176 | 11.8721 | 13.79 | 0.52933 | 0.04592 | 560.2531 | 13.2825 | 13.33 | 0.50136 | 0.04359 | 553.0879 | 14.2326 | 12.37 | 0.46655 | 0.03967 | 546.1015 | 14.2927 | 12.3 | 0.46407 | 0.03931
545.6349 | 0.0017543 | 402.78 | 16.79 | 19.96 | 645.4816 | 0.0016543 | 1040 | 41.41 | 36.4 | 563.6605 | 0.0017334 | 1270 | 46.33 | 37.78 | 563.6605 | 0.0069394 | 317.23 | 11.57 | 9.14 | 562.0784 | 0.0069464 | 419.43 | 16.41 | 10.59 | 570.1254 | 0.015563 | 333.62 | 12.08 | 6.33 | 549.2859 | 0.042239 | 167.8 | 6.58 | 2.69 | 545.0086 | 0.042359 | 182.32 | 7.08 | 2.79 | 500 | 0.063544 | 120.06 | 4.68 | 1.77 | 499.8929 | 0.087889 | 101.23 | 3.81 | 1.36 | 533.3333 | 0.085678 | 119.76 | 4.86 | 1.54 | 562.6758 | 0.10992 | 105.9 | 4.37 | 1.3 | 588.2699 | 0.10812 | 120.37 | 4.95 | 1.43 | 611.1451 | 0.10672 | 134.97 | 5.46 | 1.55 | 631.6454 | 0.13312 | 118.6 | 4.7 | 1.31 | 600.2401 | 0.16663 | 94.03 | 3.74 | 1.02 | 619.2245 | 0.16483 | 103.47 | 4.02 | 1.09 | 591.1509 | 0.16753 | 101.1 | 3.94 | 1.05 | 583.6981 | 0.24145 | 75.42 | 2.87 | 0.74758 | 555.9262 | 0.30826 | 63.1 | 2.35 | 0.57581 | 571.8983 | 0.33667 | 61.65 | 2.24 | 0.56008 | 552.1811 | 0.34107 | 60.55 | 2.2 | 0.54369 | 531.7153 | 0.47099 | 46.56 | 1.65 | 0.39177 | 514.7416 | 0.51901 | 44.37 | 1.55 | 0.36327 | 541.0377 | 0.509 | 50.61 | 1.85 | 0.40046 | 556.0498 | 0.58161 | 44.48 | 1.62 | 0.34914 | 563.0349 | 0.57891 | 50.36 | 1.94 | 0.37502 | 563.0208 | 0.68643 | 42.49 | 1.63 | 0.32121 | 568.7635 | 0.68383 | 47.46 | 1.85 | 0.34214 | 573.4782 | 0.68183 | 52.43 | 2.04 | 0.36198 | 573.538 | 0.81726 | 43.76 | 1.7 | 0.30221 | 550.6057 | 0.82966 | 42.86 | 1.67 | 0.29203 | 588.8819 | 0.88877 | 44.09 | 1.7 | 0.2933 | 577.5784 | 0.97689 | 40.01 | 1.54 | 0.26368 | 581.0316 | 1.1322 | 37.44 | 1.42 | 0.23829 | 560.9735 | 1.3383 | 31.57 | 1.2 | 0.19747 | 547.4909 | 1.3503 | 33.58 | 1.25 | 0.20114 | 556.1735 | 1.4373 | 31.63 | 1.18 | 0.19035 | 539.0586 | 1.4543 | 31.13 | 1.16 | 0.18544 | 547.4824 | 1.5483 | 29.31 | 1.09 | 0.17516 | 536.2889 | 1.5603 | 31.07 | 1.13 | 0.17849 | 536.2966 | 1.7664 | 27.47 | 1 | 0.15781 | 556.1581 | 1.7423 | 29.85 | 1.06 | 0.16826 | 549.3365 | 1.9784 | 29.55 | 1.12 | 0.15644 | 506.8552 | 2.1594 | 23.82 | 0.85117 | 0.12988 | 556.1323 | 2.0844 | 28.11 | 1.06 | 0.14932 | 513.347 | 2.3295 | 22.19 | 0.79098 | 0.12016 | 536.2825 | 2.2914 | 25.53 | 0.96577 | 0.13258 | 523.7979 | 2.3115 | 25.22 | 0.95534 | 0.13003 | 506.1526 | 2.7085 | 21.42 | 0.81275 | 0.10949 | 500.5283 | 2.8846 | 20.1 | 0.76265 | 0.10194 | 521.3329 | 2.8386 | 22.81 | 0.8808 | 0.1115 | 538.1784 | 2.9236 | 22.25 | 0.8575 | 0.11021 | 544.0282 | 3.0886 | 21.1 | 0.8125 | 0.10422 | 514.4755 | 3.9538 | 18.05 | 0.69572 | 0.08343 | 505.0273 | 3.9828 | 17.88 | 0.68972 | 0.08216 | 512.1982 | 5.04 | 16.78 | 0.62935 | 0.07138 | 524.5912 | 5.224 | 16.28 | 0.60916 | 0.06955 | 504.2473 | 5.304 | 15.96 | 0.5981 | 0.06737 | 515.0581 | 5.261 | 17.37 | 0.63868 | 0.07129 | 567.7463 | 5.8721 | 18.04 | 0.71235 | 0.07255 | 555.8953 | 6.5072 | 16.27 | 0.64219 | 0.06513 | 566.3049 | 6.9093 | 17.31 | 0.69691 | 0.06682 | 606.3178 | 7.6323 | 17.59 | 0.7043 | 0.06393 | 591.9472 | 7.7664 | 17.27 | 0.6912 | 0.06389 | 663.174 | 8.4594 | 19.39 | 0.74735 | 0.06782 | 606.1586 | 10.2718 | 15.91 | 0.61262 | 0.0536 | 609.2391 | 10.4118 | 15.7 | 0.60389 | 0.05321 | 625.0691 | 10.8819 | 16.37 | 0.61584 | 0.05442 | 622.0691 | 11.5719 | 15.46 | 0.5799 | 0.05065 | 603.3495 | 12.9723 | 14.83 | 0.54412 | 0.04774 | 595.6332 | 13.8925 | 13.77 | 0.50657 | 0.04349 | 588.1093 | 13.9525 | 13.69 | 0.50396 | 0.0431
595.2381 | 0.0017003 | 459.31 | 18.85 | 22.44 | 695.1341 | 0.0016163 | 1160 | 45.01 | 40.06 | 596.817 | 0.0016983 | 1380 | 49.27 | 40.79 | 596.817 | 0.0067993 | 345.74 | 12.31 | 9.86 | 624.5316 | 0.0066953 | 491.24 | 19.39 | 12.19 | 641.3911 | 0.014943 | 397.88 | 15.16 | 7.41 | 599.221 | 0.040928 | 191.38 | 7.39 | 3.02 | 590.426 | 0.041138 | 205.8 | 7.83 | 3.11 | 541.6667 | 0.061593 | 135.73 | 5.19 | 1.97 | 571.3061 | 0.083497 | 124.12 | 5.01 | 1.64 | 600 | 0.082046 | 143.15 | 5.89 | 1.81 | 625.1954 | 0.10592 | 124.08 | 5.08 | 1.5 | 647.0969 | 0.10472 | 138.8 | 5.6 | 1.62 | 666.7037 | 0.10372 | 153.6 | 6.07 | 1.74 | 684.2826 | 0.12972 | 133.53 | 5.16 | 1.46 | 650.2601 | 0.16213 | 105.96 | 4.11 | 1.14 | 666.8572 | 0.16083 | 115.51 | 4.37 | 1.2 | 636.6241 | 0.16333 | 112.95 | 4.28 | 1.16 | 625.3909 | 0.23574 | 83.64 | 3.1 | 0.82003 | 592.9879 | 0.30115 | 69.54 | 2.52 | 0.62809 | 607.642 | 0.32956 | 67.54 | 2.39 | 0.60776 | 586.6924 | 0.33356 | 66.36 | 2.35 | 0.59036 | 562.9926 | 0.46109 | 50.77 | 1.76 | 0.42343 | 571.9351 | 0.4986 | 52.08 | 1.89 | 0.41977 | 608.6674 | 0.48769 | 60.45 | 2.31 | 0.4698 | 625.556 | 0.5578 | 53.09 | 2.03 | 0.40916 | 625.5943 | 0.5578 | 58.99 | 2.29 | 0.4321 | 625.5787 | 0.66132 | 49.77 | 1.93 | 0.37009 | 625.6399 | 0.66132 | 54.75 | 2.12 | 0.38886 | 625.6126 | 0.66132 | 59.73 | 2.29 | 0.4068 | 625.6778 | 0.79275 | 49.85 | 1.91 | 0.3396 | 600.6607 | 0.80395 | 48.86 | 1.88 | 0.3285 | 637.9554 | 0.86466 | 49.68 | 1.87 | 0.32632 | 625.7099 | 0.94997 | 45.1 | 1.7 | 0.29348 | 625.7263 | 1.1042 | 41.83 | 1.55 | 0.26307 | 604.1253 | 1.3032 | 35.28 | 1.31 | 0.21814 | 586.5974 | 1.3162 | 37.26 | 1.35 | 0.22079 | 595.9002 | 1.4023 | 35.08 | 1.27 | 0.20886 | 577.5628 | 1.4173 | 34.54 | 1.26 | 0.20359 | 586.5882 | 1.5093 | 32.52 | 1.18 | 0.19225 | 572.0415 | 1.5233 | 34.25 | 1.22 | 0.1948 | 572.0497 | 1.7243 | 30.28 | 1.08 | 0.17221 | 625.6778 | 1.6713 | 35.6 | 1.34 | 0.19693 | 610.3739 | 1.9054 | 34.6 | 1.33 | 0.18012 | 570.2121 | 2.0654 | 28.47 | 1.08 | 0.15241 | 617.9248 | 2.0074 | 32.91 | 1.26 | 0.17185 | 577.5154 | 2.2304 | 26.49 | 0.99844 | 0.14083 | 595.8694 | 2.2054 | 29.89 | 1.15 | 0.15263 | 581.9976 | 2.2244 | 29.55 | 1.13 | 0.14979 | 562.3917 | 2.6025 | 25.11 | 0.96657 | 0.12627 | 556.1426 | 2.7705 | 23.57 | 0.9072 | 0.11758 | 573.4662 | 2.7395 | 26.33 | 1.01 | 0.12675 | 591.9962 | 2.8245 | 25.66 | 0.98432 | 0.12517 | 598.431 | 2.9845 | 24.33 | 0.93239 | 0.11832 | 561.246 | 3.8267 | 20.57 | 0.78197 | 0.09375 | 550.9389 | 3.8527 | 20.38 | 0.77549 | 0.09236 | 551.5981 | 4.9019 | 18.75 | 0.68857 | 0.07879 | 564.9444 | 5.0849 | 18.18 | 0.66608 | 0.07671 | 543.0356 | 5.158 | 17.83 | 0.65438 | 0.07436 | 588.6378 | 5.0119 | 21.19 | 0.83675 | 0.08503 | 638.7146 | 5.644 | 21.44 | 0.8602 | 0.08448 | 625.3822 | 6.2511 | 19.34 | 0.77578 | 0.07583 | 629.2276 | 6.6692 | 20.2 | 0.808 | 0.0765 | 666.9496 | 7.4052 | 20.2 | 0.79519 | 0.07211 | 651.1419 | 7.5323 | 19.83 | 0.78067 | 0.07208 | 718.4384 | 8.2663 | 21.74 | 0.81774 | 0.07482 | 656.6718 | 10.0216 | 17.85 | 0.67097 | 0.05916 | 660.009 | 10.1617 | 17.6 | 0.66142 | 0.05871 | 673.1514 | 10.6418 | 18.19 | 0.66767 | 0.05957 | 669.9206 | 11.3218 | 17.17 | 0.62855 | 0.05539 | 646.4458 | 12.7022 | 16.35 | 0.5855 | 0.0519 | 638.1784 | 13.6023 | 15.19 | 0.54531 | 0.04732 | 630.1171 | 13.6523 | 15.11 | 0.5426 | 0.04691
644.8413 | 0.0016553 | 517.52 | 20.83 | 24.94 | 744.7865 | 0.0015843 | 1280 | 48.48 | 43.73 | 663.13 | 0.0016403 | 1620 | 59.78 | 46.84 | 663.13 | 0.0065662 | 404.36 | 14.93 | 11.33 | 686.9848 | 0.0064952 | 565.52 | 22.14 | 13.8 | 712.6568 | 0.014463 | 464.53 | 17.9 | 8.49 | 649.1561 | 0.039838 | 215.65 | 8.16 | 3.36 | 635.8434 | 0.040108 | 229.93 | 8.56 | 3.44 | 583.3333 | 0.059932 | 151.87 | 5.68 | 2.18 | 642.7194 | 0.080155 | 148.09 | 6.06 | 1.92 | 666.6667 | 0.079214 | 167.47 | 6.83 | 2.08 | 687.7149 | 0.10272 | 142.88 | 5.74 | 1.7 | 705.9239 | 0.10192 | 157.78 | 6.21 | 1.82 | 722.2623 | 0.10122 | 172.74 | 6.65 | 1.93 | 736.9197 | 0.12682 | 148.82 | 5.6 | 1.6 | 700.2801 | 0.15843 | 118.2 | 4.46 | 1.25 | 714.4899 | 0.15743 | 127.83 | 4.71 | 1.32 | 682.0972 | 0.15973 | 125.1 | 4.62 | 1.27 | 667.0836 | 0.23074 | 92.04 | 3.32 | 0.89293 | 630.0497 | 0.29495 | 76.12 | 2.69 | 0.68075 | 643.3856 | 0.32326 | 73.55 | 2.54 | 0.65575 | 621.2038 | 0.32706 | 72.3 | 2.5 | 0.63738 | 625.5474 | 0.44438 | 59.44 | 2.15 | 0.48742 | 643.427 | 0.47869 | 62.11 | 2.37 | 0.49148 | 676.2971 | 0.47108 | 70.68 | 2.73 | 0.53999 | 695.0623 | 0.53919 | 62.03 | 2.39 | 0.46983 | 688.1537 | 0.54089 | 67.91 | 2.62 | 0.48975 | 688.1365 | 0.64131 | 57.3 | 2.21 | 0.41945 | 682.5162 | 0.64301 | 62.27 | 2.37 | 0.43599 | 677.747 | 0.64441 | 67.24 | 2.53 | 0.45198 | 677.8176 | 0.77244 | 56.12 | 2.11 | 0.37729 | 650.7158 | 0.78254 | 55.04 | 2.07 | 0.36533 | 687.0289 | 0.84445 | 55.42 | 2.04 | 0.35956 | 673.8415 | 0.92736 | 50.32 | 1.85 | 0.3235 | 670.421 | 1.0792 | 46.32 | 1.67 | 0.28803 | 647.2771 | 1.2732 | 39.09 | 1.41 | 0.23898 | 625.7039 | 1.2872 | 41.02 | 1.46 | 0.2406 | 635.6269 | 1.3712 | 38.62 | 1.37 | 0.22752 | 616.067 | 1.3863 | 38.04 | 1.35 | 0.22191 | 625.6941 | 1.4763 | 35.8 | 1.27 | 0.20948 | 643.5467 | 1.4623 | 40.82 | 1.53 | 0.22783 | 643.5559 | 1.6563 | 36.08 | 1.36 | 0.20136 | 695.1976 | 1.6163 | 41.57 | 1.58 | 0.2259 | 671.4113 | 1.8473 | 39.83 | 1.52 | 0.20407 | 633.569 | 1.9914 | 33.31 | 1.28 | 0.17528 | 679.7172 | 1.9473 | 37.87 | 1.44 | 0.19462 | 641.6838 | 2.1514 | 30.97 | 1.18 | 0.16178 | 655.4564 | 2.1374 | 34.41 | 1.31 | 0.17291 | 640.1974 | 2.1534 | 34.03 | 1.3 | 0.1698 | 618.6309 | 2.5165 | 28.94 | 1.11 | 0.1433 | 611.7569 | 2.6785 | 27.17 | 1.04 | 0.13344 | 625.5995 | 2.6585 | 29.96 | 1.14 | 0.14219 | 645.814 | 2.7435 | 29.19 | 1.1 | 0.14028 | 652.8338 | 2.8995 | 27.66 | 1.05 | 0.13256 | 608.0165 | 3.7207 | 23.17 | 0.86424 | 0.10418 | 596.8505 | 3.7447 | 22.96 | 0.85735 | 0.10269 | 630.3978 | 4.6808 | 22.85 | 0.89997 | 0.09383 | 645.6507 | 4.8618 | 22.13 | 0.86912 | 0.09122 | 620.6121 | 4.9238 | 21.72 | 0.85535 | 0.08854 | 662.2175 | 4.8238 | 25.18 | 1.01 | 0.09896 | 709.6829 | 5.4659 | 24.97 | 0.99482 | 0.09649 | 694.8691 | 6.051 | 22.53 | 0.8975 | 0.08663 | 692.1504 | 6.4771 | 23.18 | 0.91171 | 0.08624 | 727.5814 | 7.2211 | 22.88 | 0.88113 | 0.08033 | 710.3366 | 7.3412 | 22.47 | 0.86531 | 0.08031 | 773.7029 | 8.1052 | 24.14 | 0.88525 | 0.08183 | 707.185 | 9.8065 | 19.82 | 0.72706 | 0.06473 | 710.779 | 9.9466 | 19.55 | 0.71673 | 0.06423 | 721.2336 | 10.4417 | 20.05 | 0.71771 | 0.06473 | 717.772 | 11.1117 | 18.92 | 0.67552 | 0.06015 | 689.5422 | 12.4721 | 17.91 | 0.62563 | 0.05607 | 680.7236 | 13.3522 | 16.65 | 0.58291 | 0.05116 | 672.1249 | 13.4022 | 16.56 | 0.5801 | 0.05072
694.4444 | 0.0016173 | 577.21 | 22.74 | 27.46 | 794.4389 | 0.0015573 | 1400 | 51.86 | 47.4 | 746.0212 | 0.0015843 | 1920 | 74.05 | 54.44 | 746.0212 | 0.0063401 | 480.25 | 18.5 | 13.18 | 749.4379 | 0.0063321 | 641.89 | 24.72 | 15.42 | 783.9225 | 0.014082 | 533.19 | 20.41 | 9.57 | 699.0912 | 0.038927 | 240.54 | 8.9 | 3.7 | 726.6782 | 0.038477 | 279.84 | 11.12 | 4.09 | 666.6667 | 0.057291 | 185.33 | 7.41 | 2.61 | 714.1327 | 0.077563 | 172.96 | 7.02 | 2.2 | 733.3333 | 0.076963 | 192.58 | 7.71 | 2.36 | 750.2344 | 0.10012 | 162.21 | 6.36 | 1.9 | 764.7509 | 0.099577 | 177.24 | 6.8 | 2.01 | 777.821 | 0.099116 | 192.32 | 7.21 | 2.12 | 789.5568 | 0.12442 | 164.42 | 6.03 | 1.75 | 750.3001 | 0.15523 | 130.7 | 4.8 | 1.37 | 762.1225 | 0.15463 | 140.4 | 5.04 | 1.43 | 727.5704 | 0.15663 | 137.49 | 4.95 | 1.38 | 708.7763 | 0.22654 | 100.62 | 3.54 | 0.96613 | 667.1114 | 0.28965 | 82.83 | 2.85 | 0.73367 | 714.8729 | 0.31275 | 85.88 | 3.09 | 0.75234 | 690.2264 | 0.31605 | 84.5 | 3.04 | 0.73212 | 703.7408 | 0.42817 | 70.67 | 2.67 | 0.5682 | 714.9189 | 0.46318 | 72.52 | 2.79 | 0.56385 | 743.9269 | 0.45788 | 81.23 | 3.11 | 0.6106 | 764.5685 | 0.52448 | 71.25 | 2.73 | 0.5308 | 750.7132 | 0.52718 | 77.09 | 2.92 | 0.54767 | 750.6944 | 0.6251 | 65.04 | 2.47 | 0.46905 | 739.3926 | 0.6278 | 69.98 | 2.62 | 0.48334 | 729.8813 | 0.63011 | 74.93 | 2.75 | 0.49737 | 729.9575 | 0.75543 | 62.53 | 2.3 | 0.41516 | 700.7708 | 0.76463 | 61.38 | 2.26 | 0.40238 | 736.1024 | 0.82734 | 61.28 | 2.2 | 0.39293 | 721.973 | 0.90815 | 55.66 | 2 | 0.35366 | 715.1158 | 1.0582 | 50.91 | 1.8 | 0.3131 | 690.4289 | 1.2472 | 42.98 | 1.52 | 0.25993 | 703.9169 | 1.2402 | 48.78 | 1.82 | 0.28055 | 715.0802 | 1.3222 | 45.9 | 1.71 | 0.26512 | 693.0754 | 1.3342 | 45.25 | 1.69 | 0.25888 | 703.9059 | 1.4222 | 42.57 | 1.59 | 0.24423 | 715.0518 | 1.4152 | 47.64 | 1.81 | 0.26117 | 715.0621 | 1.6023 | 42.1 | 1.6 | 0.23078 | 764.7173 | 1.5723 | 47.72 | 1.81 | 0.25502 | 732.4487 | 1.7993 | 45.21 | 1.7 | 0.22814 | 696.9259 | 1.9323 | 38.3 | 1.46 | 0.19836 | 741.5097 | 1.8973 | 42.97 | 1.61 | 0.21751 | 705.8522 | 2.0893 | 35.59 | 1.35 | 0.1829 | 715.0433 | 2.0813 | 39.05 | 1.47 | 0.19331 | 698.3972 | 2.0963 | 38.64 | 1.46 | 0.18995 | 674.8701 | 2.4464 | 32.9 | 1.24 | 0.16048 | 667.3711 | 2.6034 | 30.88 | 1.17 | 0.14945 | 677.7328 | 2.5914 | 33.69 | 1.25 | 0.15774 | 699.6319 | 2.6754 | 32.81 | 1.22 | 0.1555 | 707.2367 | 2.8295 | 31.09 | 1.15 | 0.14689 | 654.787 | 3.6316 | 25.84 | 0.94319 | 0.1147 | 642.762 | 3.6536 | 25.61 | 0.93595 | 0.1131 | 709.1975 | 4.5137 | 27.12 | 1.08 | 0.10903 | 726.3571 | 4.6937 | 26.23 | 1.05 | 0.10585 | 698.1886 | 4.7478 | 25.78 | 1.03 | 0.10287 | 735.7973 | 4.6767 | 29.31 | 1.17 | 0.11297 | 780.6512 | 5.3248 | 28.61 | 1.12 | 0.10854 | 764.356 | 5.8919 | 25.81 | 1.01 | 0.09746 | 755.0731 | 6.321 | 26.24 | 1.01 | 0.09602 | 788.2132 | 7.069 | 25.63 | 0.96296 | 0.08855 | 769.5313 | 7.1831 | 25.17 | 0.94597 | 0.08855 | 828.9674 | 7.9692 | 26.58 | 0.95022 | 0.08882 | 757.6982 | 9.6284 | 21.84 | 0.78115 | 0.0703 | 761.5489 | 9.7645 | 21.54 | 0.77007 | 0.06975 | 769.3158 | 10.2716 | 21.95 | 0.76613 | 0.06988 | 765.6235 | 10.9216 | 20.7 | 0.72097 | 0.06489 | 732.6386 | 12.272 | 19.5 | 0.66462 | 0.06024 | 723.2688 | 13.1321 | 18.13 | 0.61945 | 0.055 | 714.1327 | 13.1721 | 18.04 | 0.61656 | 0.05454
793.6508 | 0.0015572 | 700.31 | 29.09 | 32.5 | 844.0914 | 0.0015332 | 1530 | 55.15 | 51.06 | 828.9125 | 0.0015403 | 2240 | 86.72 | 62.04 | 828.9125 | 0.006167 | 558.55 | 21.66 | 15.02 | 811.8911 | 0.006199 | 720.06 | 27.16 | 17.04 | 855.1881 | 0.013782 | 603.53 | 22.75 | 10.66 | 798.9614 | 0.037486 | 291.87 | 11.51 | 4.38 | 817.5129 | 0.037266 | 331.61 | 13.34 | 4.74 | 750 | 0.05531 | 220.16 | 8.91 | 3.03 | 785.546 | 0.075502 | 198.58 | 7.91 | 2.48 | 800 | 0.075142 | 218.36 | 8.53 | 2.63 | 812.754 | 0.097976 | 182.01 | 6.96 | 2.1 | 823.5779 | 0.097645 | 197.13 | 7.37 | 2.21 | 833.3796 | 0.097355 | 212.28 | 7.75 | 2.31 | 842.1939 | 0.12242 | 180.31 | 6.44 | 1.9 | 800.3201 | 0.15252 | 143.44 | 5.13 | 1.48 | 809.7552 | 0.15212 | 153.18 | 5.36 | 1.54 | 773.0435 | 0.15403 | 150.12 | 5.26 | 1.49 | 750.469 | 0.22274 | 109.35 | 3.75 | 1.04 | 741.2349 | 0.28064 | 96.58 | 3.46 | 0.83999 | 804.232 | 0.30265 | 101.82 | 3.82 | 0.8735 | 776.5047 | 0.30555 | 100.27 | 3.78 | 0.8512 | 781.9342 | 0.41566 | 82.3 | 3.14 | 0.64931 | 786.4108 | 0.45087 | 83.25 | 3.18 | 0.63649 | 811.5566 | 0.44717 | 92.07 | 3.47 | 0.68133 | 834.0747 | 0.51258 | 80.7 | 3.04 | 0.5918 | 813.2726 | 0.51588 | 86.49 | 3.21 | 0.60567 | 813.2523 | 0.61179 | 72.97 | 2.71 | 0.51871 | 796.2689 | 0.6152 | 77.87 | 2.84 | 0.53077 | 782.0157 | 0.6181 | 82.79 | 2.97 | 0.54284 | 782.0973 | 0.74102 | 69.09 | 2.48 | 0.45309 | 750.8259 | 0.74932 | 67.85 | 2.44 | 0.43955 | 785.1759 | 0.81263 | 67.26 | 2.36 | 0.42635 | 770.1045 | 0.89174 | 61.11 | 2.15 | 0.38388 | 804.5052 | 1.0242 | 60.33 | 2.24 | 0.36337 | 776.7325 | 1.2062 | 50.97 | 1.89 | 0.302 | 782.1299 | 1.2032 | 56.81 | 2.15 | 0.3207 | 794.5336 | 1.2832 | 53.43 | 2.02 | 0.30287 | 770.0838 | 1.2942 | 52.71 | 2 | 0.29605 | 782.1177 | 1.3802 | 49.57 | 1.87 | 0.27914 | 786.557 | 1.3782 | 54.66 | 2.07 | 0.29463 | 786.5683 | 1.5602 | 48.3 | 1.83 | 0.2603 | 834.2371 | 1.5372 | 54.03 | 2.02 | 0.28414 | 793.4861 | 1.7603 | 50.72 | 1.87 | 0.25227 | 760.2828 | 1.8843 | 43.44 | 1.63 | 0.22154 | 803.3022 | 1.8563 | 48.19 | 1.78 | 0.24043 | 770.0205 | 2.0383 | 40.34 | 1.51 | 0.20408 | 774.6303 | 2.0353 | 43.82 | 1.62 | 0.21377 | 756.5969 | 2.0483 | 43.38 | 1.6 | 0.21017 | 731.1093 | 2.3894 | 36.95 | 1.37 | 0.17774 | 722.9854 | 2.5414 | 34.69 | 1.28 | 0.16555 | 729.8661 | 2.5344 | 37.52 | 1.36 | 0.17336 | 753.4497 | 2.6194 | 36.51 | 1.33 | 0.17076 | 761.6395 | 2.7704 | 34.59 | 1.25 | 0.16126 | 748.328 | 3.4905 | 31.34 | 1.22 | 0.13588 | 734.5852 | 3.5086 | 31.09 | 1.22 | 0.13407 | 787.9972 | 4.3847 | 31.52 | 1.25 | 0.12427 | 807.0634 | 4.5647 | 30.47 | 1.21 | 0.1205 | 775.7651 | 4.6107 | 29.97 | 1.19 | 0.11725 | 809.377 | 4.5617 | 33.55 | 1.31 | 0.12699 | 851.6195 | 5.2118 | 32.33 | 1.24 | 0.12058 | 833.8429 | 5.7638 | 29.18 | 1.12 | 0.10829 | 817.9959 | 6.1929 | 29.38 | 1.1 | 0.10579 | 848.845 | 6.943 | 28.43 | 1.04 | 0.09676 | 828.726 | 7.052 | 27.92 | 1.02 | 0.09678 | 884.2319 | 7.8541 | 29.05 | 1.01 | 0.09579 | 808.2114 | 9.4764 | 23.9 | 0.83344 | 0.07586 | 812.3188 | 9.6094 | 23.57 | 0.82164 | 0.07526 | 817.3981 | 10.1215 | 23.87 | 0.81308 | 0.07502 | 813.475 | 10.7715 | 22.51 | 0.76504 | 0.06963 | 775.735 | 12.1019 | 21.11 | 0.70255 | 0.06441 | 765.8141 | 12.942 | 19.63 | 0.65501 | 0.05884 | 756.1405 | 12.982 | 19.54 | 0.65205 | 0.05836
892.8571 | 0.0015132 | 827.55 | 34.64 | 37.53 | 893.7438 | 0.0015132 | 1660 | 58.34 | 54.71 | 911.8037 | 0.0015062 | 2560 | 98.32 | 69.6 | 911.8037 | 0.0060309 | 638.85 | 24.56 | 16.85 | 874.3442 | 0.0060879 | 799.78 | 29.5 | 18.65 | 926.4538 | 0.013532 | 675.3 | 24.96 | 11.73 | 898.8315 | 0.036426 | 344.92 | 13.77 | 5.07 | 908.3477 | 0.036336 | 384.89 | 15.34 | 5.39 | 833.3333 | 0.053789 | 256.1 | 10.27 | 3.46 | 856.9592 | 0.073851 | 224.83 | 8.75 | 2.76 | 866.6667 | 0.073651 | 244.72 | 9.32 | 2.9 | 875.2735 | 0.096215 | 202.2 | 7.53 | 2.3 | 882.4048 | 0.096025 | 217.37 | 7.91 | 2.4 | 888.9383 | 0.095864 | 232.57 | 8.27 | 2.5 | 894.831 | 0.12062 | 196.44 | 6.83 | 2.04 | 850.3401 | 0.15022 | 156.39 | 5.46 | 1.6 | 857.3878 | 0.14992 | 166.17 | 5.67 | 1.66 | 818.5167 | 0.15162 | 162.95 | 5.57 | 1.6 | 833.8545 | 0.21663 | 127.2 | 4.53 | 1.19 | 833.8893 | 0.27204 | 114.33 | 4.27 | 0.97304 | 893.5912 | 0.29494 | 118.23 | 4.48 | 0.99439 | 862.783 | 0.29734 | 116.54 | 4.43 | 0.97022 | 860.1276 | 0.40586 | 94.23 | 3.57 | 0.73032 | 857.9027 | 0.44107 | 94.25 | 3.54 | 0.70906 | 879.1863 | 0.43846 | 103.14 | 3.81 | 0.75191 | 903.581 | 0.50287 | 90.36 | 3.33 | 0.65262 | 875.832 | 0.50657 | 96.08 | 3.49 | 0.66355 | 875.8101 | 0.60069 | 81.05 | 2.94 | 0.56827 | 853.1453 | 0.60449 | 85.91 | 3.06 | 0.57815 | 834.1501 | 0.60789 | 90.78 | 3.18 | 0.5883 | 834.2371 | 0.72871 | 75.76 | 2.65 | 0.49102 | 800.881 | 0.73632 | 74.45 | 2.61 | 0.47675 | 883.3229 | 0.78912 | 79.5 | 2.93 | 0.4931 | 866.3676 | 0.86533 | 72.27 | 2.67 | 0.44431 | 893.8947 | 0.99815 | 70.02 | 2.63 | 0.41354 | 863.0362 | 1.1742 | 59.21 | 2.22 | 0.34408 | 860.3429 | 1.1752 | 65.05 | 2.45 | 0.36083 | 873.987 | 1.2532 | 61.16 | 2.3 | 0.34058 | 847.0922 | 1.2632 | 60.38 | 2.27 | 0.33323 | 860.3294 | 1.3472 | 56.76 | 2.13 | 0.31404 | 858.0622 | 1.3482 | 61.85 | 2.3 | 0.32806 | 858.0745 | 1.5262 | 54.66 | 2.04 | 0.28981 | 903.7568 | 1.5082 | 60.46 | 2.21 | 0.31318 | 854.5235 | 1.7283 | 56.34 | 2.03 | 0.27637 | 823.6397 | 1.8453 | 48.7 | 1.79 | 0.24473 | 865.0947 | 1.8233 | 53.52 | 1.93 | 0.26331 | 834.1889 | 1.9973 | 45.2 | 1.66 | 0.22526 | 834.2172 | 1.9973 | 48.68 | 1.76 | 0.23421 | 814.7967 | 2.0093 | 48.21 | 1.74 | 0.23039 | 787.3484 | 2.3414 | 41.1 | 1.49 | 0.19503 | 778.5996 | 2.4894 | 38.59 | 1.4 | 0.18168 | 834.1327 | 2.4464 | 45.4 | 1.76 | 0.20464 | 861.0854 | 2.5314 | 44.13 | 1.71 | 0.20129 | 870.4451 | 2.6784 | 41.79 | 1.62 | 0.18998 | 841.8689 | 3.3855 | 37.05 | 1.47 | 0.15708 | 826.4083 | 3.4015 | 36.77 | 1.46 | 0.15509 | 866.7969 | 4.2836 | 36.05 | 1.4 | 0.13949 | 887.7698 | 4.4626 | 34.81 | 1.35 | 0.13511 | 853.3416 | 4.5036 | 34.28 | 1.34 | 0.13161 | 882.9567 | 4.4686 | 37.9 | 1.45 | 0.14097 | 922.5878 | 5.1197 | 36.13 | 1.35 | 0.13255 | 903.3298 | 5.6598 | 32.61 | 1.22 | 0.11906 | 880.9187 | 6.0869 | 32.57 | 1.19 | 0.11553 | 909.4767 | 6.8369 | 31.27 | 1.12 | 0.10493 | 887.9207 | 6.942 | 30.73 | 1.1 | 0.10497 | 939.4964 | 7.755 | 31.57 | 1.07 | 0.10272 | 858.7246 | 9.3453 | 25.98 | 0.88408 | 0.0814 | 863.0887 | 9.4763 | 25.62 | 0.8716 | 0.08075 | 865.4803 | 9.9894 | 25.82 | 0.85866 | 0.08014 | 861.3264 | 10.6314 | 24.34 | 0.80782 | 0.07435 | 861.9278 | 11.8117 | 24.39 | 0.842 | 0.0727 | 850.9045 | 12.6318 | 22.7 | 0.78578 | 0.0665 | 840.1561 | 12.6618 | 22.6 | 0.7826 | 0.06597
992.0635 | 0.0014802 | 958.08 | 39.68 | 42.51 | 993.0487 | 0.0014802 | 1920 | 69.57 | 61.95 | 994.695 | 0.0014802 | 2890 | 109.12 | 77.09 | 994.695 | 0.0059238 | 720.77 | 27.26 | 18.67 | 936.7974 | 0.0059959 | 880.85 | 31.74 | 20.25 | 997.7195 | 0.013332 | 748.26 | 27.06 | 12.8 | 998.7017 | 0.035625 | 399.34 | 15.8 | 5.74 | 999.1825 | 0.035625 | 439.38 | 17.19 | 6.04 | 916.6667 | 0.052598 | 292.96 | 11.54 | 3.88 | 928.3725 | 0.072511 | 251.63 | 9.54 | 3.04 | 933.3333 | 0.072421 | 271.56 | 10.08 | 3.17 | 937.7931 | 0.094734 | 222.74 | 8.08 | 2.5 | 941.2318 | 0.094664 | 237.94 | 8.44 | 2.6 | 944.4969 | 0.094594 | 253.16 | 8.78 | 2.68 | 947.4682 | 0.11912 | 212.8 | 7.22 | 2.19 | 900.3601 | 0.14822 | 169.53 | 5.77 | 1.71 | 952.6531 | 0.14642 | 192.63 | 6.8 | 1.88 | 909.463 | 0.14792 | 189.13 | 6.7 | 1.82 | 938.0863 | 0.21073 | 150.14 | 5.58 | 1.37 | 926.5436 | 0.26544 | 132.57 | 5 | 1.11 | 982.9503 | 0.28894 | 135.02 | 5.07 | 1.11 | 949.0613 | 0.29104 | 133.2 | 5.02 | 1.09 | 938.321 | 0.39795 | 106.43 | 3.97 | 0.81092 | 929.3946 | 0.43296 | 105.46 | 3.88 | 0.78134 | 946.816 | 0.43126 | 114.41 | 4.13 | 0.82217 | 973.0872 | 0.49497 | 100.18 | 3.61 | 0.7131 | 938.3915 | 0.49877 | 105.84 | 3.75 | 0.7212 | 938.368 | 0.59148 | 89.28 | 3.17 | 0.61762 | 910.0216 | 0.59549 | 94.08 | 3.28 | 0.62538 | 938.4189 | 0.59148 | 107.14 | 3.93 | 0.67887 | 938.5167 | 0.7091 | 89.4 | 3.28 | 0.56658 | 900.9911 | 0.7155 | 87.96 | 3.24 | 0.55101 | 981.4698 | 0.77131 | 92.07 | 3.43 | 0.55942 | 962.6307 | 0.84532 | 83.74 | 3.12 | 0.50439 | 983.2842 | 0.97803 | 79.95 | 2.98 | 0.46339 | 949.3398 | 1.1492 | 67.65 | 2.53 | 0.38594 | 938.5559 | 1.1522 | 73.48 | 2.72 | 0.40079 | 953.4403 | 1.2292 | 69.06 | 2.55 | 0.3781 | 924.1005 | 1.2382 | 68.22 | 2.53 | 0.37027 | 938.5412 | 1.3212 | 64.11 | 2.37 | 0.34879 | 929.5674 | 1.3242 | 69.19 | 2.53 | 0.36136 | 929.5807 | 1.4992 | 61.14 | 2.23 | 0.31919 | 973.2766 | 1.4842 | 67.02 | 2.4 | 0.34206 | 976.5983 | 1.6772 | 67.86 | 2.61 | 0.32429 | 886.9966 | 1.8123 | 54.07 | 1.95 | 0.26787 | 988.6796 | 1.7712 | 64.44 | 2.47 | 0.30879 | 898.3573 | 1.9633 | 50.15 | 1.8 | 0.24638 | 953.3911 | 1.9383 | 58.65 | 2.25 | 0.27489 | 931.1962 | 1.9473 | 58.12 | 2.24 | 0.27068 | 899.8268 | 2.2663 | 49.61 | 1.92 | 0.22954 | 889.8282 | 2.4093 | 46.6 | 1.8 | 0.2139 | 938.3993 | 2.3813 | 53.52 | 2.1 | 0.23578 | 968.7211 | 2.4663 | 51.98 | 2.04 | 0.23162 | 979.2508 | 2.6113 | 49.2 | 1.93 | 0.2185 | 935.4099 | 3.3054 | 42.91 | 1.68 | 0.17817 | 918.2315 | 3.3195 | 42.61 | 1.67 | 0.17603 | 945.5967 | 4.2026 | 40.67 | 1.55 | 0.15463 | 968.4761 | 4.3826 | 39.25 | 1.49 | 0.14961 | 930.9181 | 4.4176 | 38.67 | 1.47 | 0.1459 | 956.5365 | 4.3926 | 42.32 | 1.58 | 0.15487 | 993.5561 | 5.0437 | 39.99 | 1.46 | 0.14444 | 972.8167 | 5.5737 | 36.1 | 1.31 | 0.12977 | 943.8414 | 5.9988 | 35.82 | 1.28 | 0.12522 | 970.1085 | 6.7479 | 34.16 | 1.19 | 0.11305 | 947.1154 | 6.8489 | 33.57 | 1.17 | 0.11312 | 994.7609 | 7.671 | 34.11 | 1.13 | 0.1096 | 909.2379 | 9.2322 | 28.09 | 0.93321 | 0.08692 | 913.8587 | 9.3622 | 27.71 | 0.92006 | 0.08622 | 961.6448 | 9.7793 | 29.79 | 1.03 | 0.09031 | 957.0294 | 10.4113 | 28.07 | 0.96479 | 0.08372 | 969.6688 | 11.5415 | 28.58 | 1.03 | 0.08296 | 957.2676 | 12.3316 | 26.63 | 0.96248 | 0.07597 | 945.1756 | 12.3616 | 26.51 | 0.95905 | 0.07541
1091.2698 | 0.0014552 | 1090 | 44.34 | 47.42 | 1117.1797 | 0.0014502 | 2260 | 84.65 | 70.86 | 1077.5862 | 0.0014582 | 3220 | 119.27 | 84.5 | 1077.5862 | 0.0058378 | 804.04 | 29.8 | 20.47 | 999.2506 | 0.0059188 | 963.07 | 33.89 | 21.84 | 1140.2509 | 0.013022 | 897.04 | 34.35 | 14.91 | 1098.5719 | 0.035015 | 454.85 | 17.66 | 6.41 | 1090.0173 | 0.035065 | 494.85 | 18.92 | 6.67 | 1000 | 0.051657 | 330.57 | 12.72 | 4.3 | 999.7858 | 0.0714 | 278.87 | 10.3 | 3.32 | 1000 | 0.0714 | 298.83 | 10.8 | 3.44 | 1000.3126 | 0.093493 | 243.57 | 8.61 | 2.7 | 1000.0588 | 0.093493 | 258.78 | 8.94 | 2.79 | 1000.0556 | 0.093493 | 274.01 | 9.27 | 2.87 | 1052.7424 | 0.11672 | 246.06 | 8.63 | 2.48 | 1000.4002 | 0.14492 | 196.28 | 6.91 | 1.94 | 1071.7348 | 0.14312 | 226.5 | 8.33 | 2.16 | 1023.1458 | 0.14432 | 222.68 | 8.22 | 2.09 | 1042.3181 | 0.20643 | 173.65 | 6.5 | 1.55 | 1019.198 | 0.26043 | 151.22 | 5.65 | 1.24 | 1072.3094 | 0.28424 | 152.12 | 5.62 | 1.23 | 1035.3396 | 0.28604 | 150.19 | 5.57 | 1.21 | 1016.5145 | 0.39165 | 118.85 | 4.34 | 0.89088 | 1000.8865 | 0.42646 | 116.87 | 4.21 | 0.85314 | 1014.4457 | 0.42536 | 125.86 | 4.44 | 0.89195 | 1042.5934 | 0.48836 | 110.15 | 3.88 | 0.77313 | 1000.9509 | 0.49216 | 115.73 | 4.01 | 0.77851 | 1000.9259 | 0.58368 | 97.62 | 3.38 | 0.66669 | 1023.7743 | 0.58118 | 110.75 | 4.04 | 0.71915 | 1042.6876 | 0.57918 | 123.89 | 4.59 | 0.76855 | 1042.7964 | 0.69439 | 103.37 | 3.83 | 0.6414 | 1001.1012 | 0.6998 | 101.82 | 3.79 | 0.62469 | 1079.6168 | 0.7576 | 104.9 | 3.88 | 0.62501 | 1058.8937 | 0.82991 | 95.45 | 3.54 | 0.56387 | 1072.6736 | 0.96212 | 90.06 | 3.3 | 0.51274 | 1035.6434 | 1.1291 | 76.26 | 2.8 | 0.42744 | 1016.7689 | 1.1332 | 82.06 | 2.98 | 0.44044 | 1032.8937 | 1.2102 | 77.1 | 2.8 | 0.41532 | 1001.1089 | 1.2172 | 76.21 | 2.77 | 0.40706 | 1016.753 | 1.3002 | 71.59 | 2.6 | 0.38328 | 1001.0726 | 1.3042 | 76.66 | 2.74 | 0.39444 | 1001.0869 | 1.4762 | 67.73 | 2.42 | 0.34838 | 1112.3161 | 1.4482 | 80.39 | 3.06 | 0.39914 | 1098.673 | 1.6412 | 79.68 | 3.1 | 0.37158 | 1013.7104 | 1.7622 | 65.04 | 2.49 | 0.31379 | 1112.2646 | 1.7332 | 75.63 | 2.94 | 0.35364 | 1026.694 | 1.9102 | 60.28 | 2.3 | 0.28825 | 1072.565 | 1.8952 | 68.88 | 2.68 | 0.31507 | 1047.5958 | 1.9032 | 68.31 | 2.66 | 0.31052 | 1012.3051 | 2.2113 | 58.37 | 2.28 | 0.26375 | 1001.0567 | 2.3503 | 54.84 | 2.15 | 0.24585 | 1042.6659 | 2.3323 | 61.84 | 2.41 | 0.26661 | 1076.3567 | 2.4183 | 60 | 2.33 | 0.2616 | 1088.0564 | 2.5613 | 56.79 | 2.21 | 0.24668 | 1028.9509 | 3.2444 | 48.9 | 1.89 | 0.19908 | 1010.0546 | 3.2554 | 48.57 | 1.88 | 0.19679 | 1024.3964 | 4.1375 | 45.37 | 1.69 | 0.16964 | 1049.1824 | 4.3175 | 43.76 | 1.62 | 0.16398 | 1008.4946 | 4.3485 | 43.15 | 1.6 | 0.16007 | 1030.1162 | 4.3315 | 46.82 | 1.7 | 0.16865 | 1064.5244 | 4.9816 | 43.9 | 1.56 | 0.15622 | 1042.3036 | 5.5037 | 39.64 | 1.41 | 0.1404 | 1006.7642 | 5.9238 | 39.11 | 1.36 | 0.13484 | 1030.7403 | 6.6728 | 37.08 | 1.26 | 0.1211 | 1006.3102 | 6.7699 | 36.45 | 1.24 | 0.12122 | 1105.2899 | 7.5349 | 39.27 | 1.35 | 0.12321 | 1010.2643 | 9.0491 | 32.38 | 1.11 | 0.09786 | 1015.3985 | 9.1751 | 31.94 | 1.1 | 0.09706 | 1081.8504 | 9.5841 | 34.86 | 1.25 | 0.10283 | 1076.6581 | 10.2012 | 32.83 | 1.18 | 0.09525 | 1077.4097 | 11.3414 | 32.87 | 1.2 | 0.09306 | 1063.6306 | 12.1115 | 30.64 | 1.12 | 0.0853 | 1050.1951 | 12.1315 | 30.52 | 1.11 | 0.0847
1190.4762 | 0.0014362 | 1230 | 48.71 | 52.26 | 1241.3108 | 0.0014272 | 2600 | 97.9 | 79.59 | 1160.4775 | 0.0014412 | 3560 | 128.88 | 91.81 | 1160.4775 | 0.0057687 | 888.43 | 32.2 | 22.25 | 1124.1569 | 0.0057967 | 1130 | 41.47 | 24.98 | 1282.7822 | 0.012811 | 1050 | 40.58 | 16.96 | 1198.442 | 0.034544 | 511.22 | 19.4 | 7.06 | 1180.852 | 0.034614 | 551.12 | 20.54 | 7.3 | 1083.3333 | 0.050907 | 368.8 | 13.83 | 4.72 | 1071.199 | 0.070499 | 306.51 | 11.03 | 3.6 | 1066.6667 | 0.070549 | 326.45 | 11.49 | 3.71 | 1062.8321 | 0.092442 | 264.66 | 9.12 | 2.9 | 1058.8858 | 0.092502 | 279.86 | 9.44 | 2.98 | 1111.1728 | 0.091732 | 316.35 | 11.05 | 3.24 | 1184.3352 | 0.11441 | 288.47 | 10.52 | 2.83 | 1125.4502 | 0.14192 | 230.46 | 8.44 | 2.22 | 1190.8164 | 0.14072 | 261.04 | 9.66 | 2.43 | 1136.8287 | 0.14172 | 256.96 | 9.55 | 2.36 | 1146.5499 | 0.20303 | 197.59 | 7.33 | 1.73 | 1111.8523 | 0.25643 | 170.19 | 6.26 | 1.37 | 1161.6685 | 0.28053 | 169.48 | 6.14 | 1.35 | 1121.6179 | 0.28214 | 167.44 | 6.08 | 1.32 | 1094.7079 | 0.38645 | 131.45 | 4.69 | 0.97004 | 1072.3784 | 0.42095 | 128.44 | 4.52 | 0.92433 | 1082.0754 | 0.42035 | 137.45 | 4.74 | 0.96115 | 1112.0996 | 0.48286 | 120.25 | 4.13 | 0.83261 | 1126.0698 | 0.48186 | 135.87 | 4.92 | 0.89182 | 1126.0416 | 0.57157 | 114.6 | 4.15 | 0.76369 | 1137.527 | 0.57057 | 127.78 | 4.7 | 0.81159 | 1146.9564 | 0.56987 | 140.95 | 5.19 | 0.85702 | 1147.076 | 0.68318 | 117.61 | 4.33 | 0.71521 | 1101.2113 | 0.68769 | 115.95 | 4.28 | 0.69751 | 1177.7638 | 0.74699 | 117.93 | 4.3 | 0.68971 | 1155.1568 | 0.8179 | 107.35 | 3.92 | 0.62258 | 1162.0631 | 0.94951 | 100.31 | 3.61 | 0.56148 | 1121.947 | 1.1141 | 85 | 3.07 | 0.46849 | 1094.9819 | 1.1181 | 90.77 | 3.23 | 0.47972 | 1112.3471 | 1.1941 | 85.25 | 3.03 | 0.45216 | 1078.1173 | 1.2012 | 84.32 | 3 | 0.44351 | 1094.9647 | 1.2822 | 79.18 | 2.81 | 0.41743 | 1144.0829 | 1.2732 | 91.88 | 3.49 | 0.45973 | 1144.0993 | 1.4422 | 81.17 | 3.08 | 0.406 | 1251.3556 | 1.4232 | 94.04 | 3.62 | 0.45505 | 1220.7478 | 1.6152 | 91.72 | 3.54 | 0.41803 | 1140.4242 | 1.7262 | 76.28 | 2.96 | 0.35901 | 1235.8495 | 1.7062 | 87.03 | 3.35 | 0.39767 | 1155.0308 | 1.8732 | 70.65 | 2.73 | 0.32943 | 1191.7389 | 1.8642 | 79.31 | 3.06 | 0.35456 | 1163.9953 | 1.8702 | 78.7 | 3.04 | 0.34973 | 1124.7835 | 2.1713 | 67.33 | 2.61 | 0.29749 | 1112.2852 | 2.3063 | 63.26 | 2.45 | 0.27738 | 1146.9325 | 2.2953 | 70.32 | 2.69 | 0.29702 | 1183.9924 | 2.3823 | 68.18 | 2.6 | 0.29112 | 1196.862 | 2.5233 | 64.5 | 2.46 | 0.27441 | 1122.4919 | 3.1964 | 54.99 | 2.07 | 0.21973 | 1101.8778 | 3.2054 | 54.64 | 2.06 | 0.21731 | 1103.1961 | 4.0845 | 50.14 | 1.82 | 0.18449 | 1129.8888 | 4.2655 | 48.33 | 1.75 | 0.17819 | 1086.0711 | 4.2925 | 47.69 | 1.73 | 0.1741 | 1103.6959 | 4.2805 | 51.37 | 1.82 | 0.18228 | 1135.4927 | 4.9296 | 47.86 | 1.66 | 0.16788 | 1111.7905 | 5.4447 | 43.23 | 1.5 | 0.15091 | 1069.687 | 5.8607 | 42.44 | 1.44 | 0.14438 | 1091.3721 | 6.6088 | 40.04 | 1.33 | 0.12909 | 1065.5049 | 6.7028 | 39.36 | 1.3 | 0.12925 | 1243.4512 | 7.4128 | 45.83 | 1.64 | 0.13988 | 1136.5473 | 8.88 | 37.85 | 1.36 | 0.1113 | 1142.3233 | 9.004 | 37.33 | 1.34 | 0.11038 | 1202.056 | 9.443 | 40.01 | 1.45 | 0.1151 | 1196.2867 | 10.0511 | 37.67 | 1.36 | 0.10654 | 1185.1507 | 11.1913 | 37.22 | 1.34 | 0.10296 | 1169.9937 | 11.9413 | 34.72 | 1.26 | 0.09447 | 1155.2146 | 11.9613 | 34.58 | 1.25 | 0.09384
1289.6825 | 0.0014212 | 1360 | 52.83 | 57.01 | 1365.4419 | 0.0014112 | 2940 | 109.88 | 88.12 | 1243.3687 | 0.0014272 | 3900 | 138.03 | 99.01 | 1243.3687 | 0.0057127 | 973.74 | 34.48 | 24 | 1249.0632 | 0.0057097 | 1300 | 48.1 | 28.06 | 1425.3136 | 0.012661 | 1200 | 46.12 | 18.96 | 1298.3122 | 0.034174 | 568.27 | 21.04 | 7.71 | 1271.6868 | 0.034264 | 608.04 | 22.09 | 7.92 | 1166.6667 | 0.050296 | 407.54 | 14.89 | 5.13 | 1142.6123 | 0.069739 | 334.47 | 11.72 | 3.87 | 1133.3333 | 0.069829 | 354.38 | 12.16 | 3.98 | 1125.3517 | 0.091552 | 285.97 | 9.61 | 3.09 | 1176.5398 | 0.090911 | 322.62 | 11.22 | 3.36 | 1250.0694 | 0.090141 | 370.25 | 13.43 | 3.7 | 1315.928 | 0.11281 | 331.61 | 12.17 | 3.18 | 1250.5002 | 0.13972 | 265.26 | 9.78 | 2.5 | 1309.8981 | 0.13892 | 296.1 | 10.87 | 2.7 | 1250.5116 | 0.13972 | 291.79 | 10.75 | 2.63 | 1250.7817 | 0.20052 | 221.88 | 8.1 | 1.9 | 1204.5067 | 0.25333 | 189.42 | 6.83 | 1.49 | 1251.0276 | 0.27753 | 187.04 | 6.62 | 1.47 | 1207.8962 | 0.27893 | 184.92 | 6.57 | 1.44 | 1172.9013 | 0.38234 | 144.2 | 5.03 | 1.05 | 1143.8703 | 0.41645 | 140.15 | 4.81 | 0.99481 | 1217.3348 | 0.41265 | 160.99 | 5.79 | 1.1 | 1251.1121 | 0.47435 | 140.74 | 5.05 | 0.94971 | 1251.1886 | 0.47435 | 156.38 | 5.71 | 1 | 1251.1573 | 0.56266 | 131.89 | 4.82 | 0.85888 | 1251.2797 | 0.56266 | 145.08 | 5.3 | 0.90242 | 1251.2252 | 0.56266 | 158.27 | 5.74 | 0.94406 | 1251.3556 | 0.67458 | 132.05 | 4.79 | 0.78783 | 1201.3215 | 0.67848 | 130.31 | 4.74 | 0.76927 | 1275.9108 | 0.73878 | 131.13 | 4.69 | 0.75338 | 1251.4199 | 0.80849 | 119.4 | 4.27 | 0.68041 | 1251.4526 | 0.93951 | 110.69 | 3.9 | 0.60953 | 1208.2506 | 1.1011 | 93.85 | 3.31 | 0.50901 | 1251.4078 | 1.0961 | 108.48 | 4.09 | 0.55692 | 1271.2538 | 1.1711 | 101.83 | 3.83 | 0.52452 | 1232.1341 | 1.1761 | 100.82 | 3.8 | 0.51522 | 1251.3883 | 1.2571 | 94.63 | 3.56 | 0.48457 | 1287.0933 | 1.2521 | 107.4 | 4.12 | 0.5236 | 1287.1117 | 1.4182 | 94.88 | 3.64 | 0.46236 | 1390.3952 | 1.4061 | 107.91 | 4.11 | 0.50964 | 1342.8226 | 1.5962 | 103.93 | 3.94 | 0.46353 | 1267.138 | 1.7002 | 87.73 | 3.37 | 0.40335 | 1359.4345 | 1.6862 | 98.59 | 3.73 | 0.44077 | 1283.3676 | 1.8462 | 81.2 | 3.11 | 0.36977 | 1310.9128 | 1.8412 | 89.9 | 3.41 | 0.39328 | 1280.3948 | 1.8462 | 89.25 | 3.39 | 0.38821 | 1237.2618 | 2.1402 | 76.42 | 2.91 | 0.33066 | 1223.5137 | 2.2733 | 71.83 | 2.74 | 0.30838 | 1251.1991 | 2.2672 | 78.92 | 2.96 | 0.32693 | 1291.6281 | 2.3543 | 76.46 | 2.86 | 0.32013 | 1305.6677 | 2.4943 | 72.32 | 2.7 | 0.30164 | 1216.0329 | 3.1583 | 61.16 | 2.25 | 0.24008 | 1193.7009 | 3.1664 | 60.8 | 2.24 | 0.23756 | 1181.9958 | 4.0415 | 54.97 | 1.94 | 0.19917 | 1210.5951 | 4.2225 | 52.95 | 1.86 | 0.19221 | 1163.6476 | 4.2465 | 52.28 | 1.85 | 0.18796 | 1177.2756 | 4.2395 | 55.98 | 1.93 | 0.19577 | 1206.461 | 4.8865 | 51.85 | 1.75 | 0.17941 | 1181.2774 | 5.3946 | 46.85 | 1.58 | 0.16131 | 1132.6097 | 5.8077 | 45.8 | 1.52 | 0.15382 | 1212.6357 | 6.5067 | 46.02 | 1.57 | 0.14484 | 1183.8943 | 6.5958 | 45.26 | 1.55 | 0.14509 | 1381.6124 | 7.3267 | 52.48 | 1.89 | 0.15613 | 1262.8304 | 8.7589 | 43.41 | 1.57 | 0.12444 | 1269.2481 | 8.8799 | 42.81 | 1.55 | 0.12341 | 1322.2616 | 9.339 | 45.23 | 1.63 | 0.1271 | 1315.9154 | 9.944 | 42.57 | 1.53 | 0.11759 | 1292.8917 | 11.0812 | 41.62 | 1.48 | 0.11267 | 1276.3568 | 11.8212 | 38.84 | 1.39 | 0.10346 | 1260.2342 | 11.8412 | 38.7 | 1.38 | 0.1028
1388.8889 | 0.0014091 | 1500 | 56.73 | 61.67 | 1489.573 | 0.0014001 | 3290 | 120.91 | 96.44 | 1326.2599 | 0.0014162 | 4240 | 146.77 | 106.1 | 1326.2599 | 0.0056676 | 1060 | 36.67 | 25.72 | 1373.9695 | 0.0056456 | 1470 | 54.08 | 31.06 | 1567.8449 | 0.012561 | 1360 | 51.15 | 20.9 | 1398.1824 | 0.033894 | 625.87 | 22.58 | 8.34 | 1362.5216 | 0.033984 | 665.49 | 23.56 | 8.53 | 1250 | 0.049806 | 446.71 | 15.91 | 5.54 | 1214.0256 | 0.069108 | 362.71 | 12.4 | 4.14 | 1200 | 0.069228 | 382.58 | 12.81 | 4.24 | 1250.3907 | 0.09014 | 329.14 | 11.4 | 3.48 | 1323.6073 | 0.0895 | 376.96 | 13.61 | 3.82 | 1388.9661 | 0.08901 | 424.98 | 15.52 | 4.14 | 1447.5208 | 0.11171 | 375.27 | 13.66 | 3.51 | 1375.5502 | 0.13811 | 300.54 | 10.98 | 2.77 | 1428.9797 | 0.13761 | 331.55 | 11.97 | 2.96 | 1364.1944 | 0.13832 | 327.05 | 11.86 | 2.89 | 1355.0136 | 0.19852 | 246.45 | 8.82 | 2.08 | 1297.1611 | 0.25083 | 208.87 | 7.37 | 1.62 | 1340.3867 | 0.27523 | 204.78 | 7.09 | 1.58 | 1294.1745 | 0.27633 | 202.58 | 7.03 | 1.55 | 1251.0947 | 0.37884 | 157.08 | 5.35 | 1.13 | 1286.8541 | 0.40955 | 163.89 | 5.87 | 1.13 | 1352.5943 | 0.40714 | 184.91 | 6.71 | 1.23 | 1390.1246 | 0.46835 | 161.53 | 5.85 | 1.06 | 1376.3075 | 0.46885 | 177.16 | 6.43 | 1.11 | 1376.2731 | 0.55626 | 149.41 | 5.42 | 0.95202 | 1365.0324 | 0.55676 | 162.6 | 5.86 | 0.99148 | 1355.4939 | 0.55716 | 175.78 | 6.25 | 1.03 | 1355.6353 | 0.66797 | 146.65 | 5.22 | 0.85915 | 1301.4316 | 0.67117 | 144.84 | 5.17 | 0.83985 | 1374.0578 | 0.73228 | 144.46 | 5.05 | 0.81596 | 1347.6829 | 0.80109 | 131.59 | 4.61 | 0.73728 | 1430.2315 | 0.92509 | 131.73 | 4.91 | 0.70341 | 1380.8579 | 1.0831 | 111.81 | 4.18 | 0.58829 | 1407.8338 | 1.0811 | 126.49 | 4.82 | 0.63207 | 1430.1605 | 1.1561 | 118.68 | 4.51 | 0.5949 | 1386.1508 | 1.1591 | 117.61 | 4.48 | 0.58508 | 1407.8118 | 1.2401 | 110.34 | 4.2 | 0.54992 | 1430.1037 | 1.2381 | 123.15 | 4.69 | 0.58587 | 1430.1241 | 1.4021 | 108.79 | 4.14 | 0.51731 | 1529.4347 | 1.3931 | 121.92 | 4.57 | 0.56282 | 1464.8974 | 1.5812 | 116.28 | 4.31 | 0.50803 | 1393.8518 | 1.6822 | 99.32 | 3.75 | 0.44672 | 1483.0194 | 1.6722 | 110.27 | 4.08 | 0.4829 | 1411.7043 | 1.8262 | 91.88 | 3.46 | 0.40919 | 1430.0866 | 1.8242 | 100.6 | 3.73 | 0.43116 | 1396.7944 | 1.8282 | 99.93 | 3.71 | 0.42589 | 1349.7402 | 2.1172 | 85.63 | 3.19 | 0.36319 | 1334.7422 | 2.2492 | 80.5 | 3 | 0.33881 | 1355.4657 | 2.2452 | 87.61 | 3.2 | 0.35629 | 1399.2638 | 2.3332 | 84.82 | 3.09 | 0.34858 | 1414.4733 | 2.4722 | 80.21 | 2.92 | 0.32834 | 1309.5739 | 3.1283 | 67.4 | 2.42 | 0.26011 | 1285.5241 | 3.1353 | 67.02 | 2.41 | 0.25749 | 1260.7956 | 4.0064 | 59.84 | 2.06 | 0.21365 | 1291.3015 | 4.1884 | 57.61 | 1.98 | 0.20603 | 1241.2242 | 4.2084 | 56.92 | 1.96 | 0.20164 | 1250.8554 | 4.2044 | 60.62 | 2.04 | 0.20908 | 1277.4292 | 4.8505 | 55.88 | 1.84 | 0.1908 | 1250.7644 | 5.3536 | 50.49 | 1.66 | 0.17159 | 1258.4552 | 5.7236 | 52.6 | 1.8 | 0.17242 | 1364.2151 | 6.4166 | 53.6 | 1.9 | 0.16406 | 1331.8811 | 6.5007 | 52.75 | 1.88 | 0.16443 | 1519.7736 | 7.2667 | 59.2 | 2.11 | 0.17193 | 1389.1134 | 8.6718 | 49.03 | 1.76 | 0.13727 | 1396.173 | 8.7918 | 48.36 | 1.73 | 0.13613 | 1442.4672 | 9.2639 | 50.5 | 1.79 | 0.13881 | 1435.5441 | 9.8639 | 47.52 | 1.68 | 0.12837 | 1400.6327 | 11.0011 | 46.06 | 1.61 | 0.12216 | 1382.7198 | 11.7311 | 43.01 | 1.51 | 0.11226 | 1365.2537 | 11.7412 | 42.86 | 1.5 | 0.11157
1488.0952 | 0.0014001 | 1640 | 60.46 | 66.25 | 1613.7041 | 0.0013911 | 3640 | 131.18 | 104.55 | 1492.0424 | 0.0013991 | 4940 | 177.38 | 119.94 | 1492.0424 | 0.0056006 | 1230 | 44.32 | 29.09 | 1498.8758 | 0.0055986 | 1650 | 59.56 | 34 | 1710.3763 | 0.012491 | 1510 | 55.8 | 22.79 | 1498.0525 | 0.033673 | 683.9 | 24.05 | 8.96 | 1453.3563 | 0.033764 | 723.36 | 24.96 | 9.12 | 1333.3333 | 0.049406 | 486.23 | 16.87 | 5.94 | 1285.4388 | 0.068588 | 391.18 | 13.04 | 4.41 | 1333.3333 | 0.068278 | 439.62 | 15.15 | 4.75 | 1406.6896 | 0.088899 | 383.9 | 13.79 | 3.95 | 1470.6747 | 0.088509 | 432.03 | 15.7 | 4.27 | 1527.8627 | 0.088219 | 480.29 | 17.39 | 4.57 | 1579.1136 | 0.11081 | 419.33 | 15.02 | 3.84 | 1500.6002 | 0.13701 | 336.17 | 12.09 | 3.04 | 1548.0614 | 0.13661 | 367.31 | 13.01 | 3.22 | 1477.8773 | 0.13711 | 362.65 | 12.89 | 3.14 | 1459.2454 | 0.19702 | 271.23 | 9.5 | 2.24 | 1389.8154 | 0.24892 | 228.48 | 7.88 | 1.74 | 1429.7459 | 0.27333 | 222.65 | 7.53 | 1.69 | 1380.4528 | 0.27433 | 220.38 | 7.47 | 1.66 | 1407.4815 | 0.37374 | 183.14 | 6.5 | 1.28 | 1429.8379 | 0.40474 | 187.97 | 6.79 | 1.27 | 1487.8537 | 0.40324 | 209.11 | 7.54 | 1.36 | 1529.137 | 0.46414 | 182.56 | 6.56 | 1.18 | 1501.4264 | 0.46484 | 198.16 | 7.08 | 1.22 | 1501.3888 | 0.55145 | 167.11 | 5.97 | 1.04 | 1478.7851 | 0.55225 | 180.28 | 6.37 | 1.08 | 1459.7627 | 0.55296 | 193.44 | 6.74 | 1.11 | 1459.9149 | 0.66287 | 161.39 | 5.62 | 0.9291 | 1401.5417 | 0.66557 | 159.5 | 5.57 | 0.90917 | 1570.3518 | 0.72327 | 171.41 | 6.33 | 0.93772 | 1540.2091 | 0.79078 | 156.22 | 5.78 | 0.84803 | 1609.0105 | 0.91588 | 153.03 | 5.76 | 0.79417 | 1553.4651 | 1.0711 | 130.01 | 4.91 | 0.66507 | 1564.2598 | 1.0711 | 144.72 | 5.46 | 0.70503 | 1589.0672 | 1.1451 | 135.72 | 5.12 | 0.66319 | 1540.1676 | 1.1481 | 134.6 | 5.09 | 0.65295 | 1564.2353 | 1.2281 | 126.23 | 4.76 | 0.61338 | 1573.1141 | 1.2271 | 139.06 | 5.2 | 0.64646 | 1573.1365 | 1.3901 | 122.83 | 4.59 | 0.57078 | 1668.4742 | 1.3841 | 136.03 | 4.99 | 0.61457 | 1586.9722 | 1.5711 | 128.71 | 4.65 | 0.55148 | 1520.5657 | 1.6682 | 111.03 | 4.1 | 0.48907 | 1606.6044 | 1.6612 | 122.04 | 4.41 | 0.52404 | 1540.0411 | 1.8122 | 102.65 | 3.78 | 0.44765 | 1549.2605 | 1.8112 | 111.39 | 4.03 | 0.46818 | 1513.1939 | 1.8152 | 110.69 | 4.01 | 0.46274 | 1462.2185 | 2.1002 | 94.93 | 3.45 | 0.39505 | 1445.9707 | 2.2302 | 89.25 | 3.25 | 0.36861 | 1459.7322 | 2.2282 | 96.38 | 3.43 | 0.3851 | 1506.8994 | 2.3172 | 93.26 | 3.31 | 0.37645 | 1523.279 | 2.4562 | 88.17 | 3.13 | 0.35449 | 1403.1149 | 3.1053 | 73.69 | 2.58 | 0.27979 | 1377.3472 | 3.1113 | 73.3 | 2.57 | 0.27709 | 1339.5953 | 3.9774 | 64.75 | 2.17 | 0.22793 | 1372.0078 | 4.1604 | 62.31 | 2.09 | 0.21965 | 1318.8007 | 4.1774 | 61.59 | 2.07 | 0.21513 | 1324.4351 | 4.1754 | 65.3 | 2.15 | 0.22222 | 1419.3658 | 4.7955 | 64.01 | 2.17 | 0.21313 | 1389.7382 | 5.2905 | 57.86 | 1.96 | 0.19176 | 1415.7622 | 5.6506 | 61.22 | 2.17 | 0.19508 | 1515.7946 | 6.3556 | 61.28 | 2.19 | 0.18272 | 1479.8679 | 6.4356 | 60.33 | 2.16 | 0.18323 | 1657.9349 | 7.2256 | 65.96 | 2.32 | 0.1873 | 1515.3964 | 8.6098 | 54.71 | 1.93 | 0.14978 | 1523.0978 | 8.7278 | 53.96 | 1.91 | 0.14853 | 1562.6728 | 9.2098 | 55.81 | 1.94 | 0.15024 | 1555.1727 | 9.8068 | 52.51 | 1.82 | 0.13888 | 1508.3736 | 10.941 | 50.53 | 1.73 | 0.13144 | 1489.0829 | 11.6511 | 47.2 | 1.62 | 0.12086 | 1470.2732 | 11.6711 | 47.05 | 1.62 | 0.12016
1587.3016 | 0.0013931 | 1780 | 64.02 | 70.73 | 1737.8352 | 0.0013851 | 3990 | 140.81 | 112.45 | 1657.8249 | 0.0013891 | 5640 | 203.94 | 133.31 | 1657.8249 | 0.0055575 | 1410 | 50.96 | 32.34 | 1623.7822 | 0.0055655 | 1820 | 64.65 | 36.85 | 1852.9076 | 0.012441 | 1670 | 60.13 | 24.62 | 1597.9227 | 0.033493 | 742.28 | 25.45 | 9.57 | 1544.1911 | 0.033583 | 781.58 | 26.3 | 9.71 | 1416.6667 | 0.049085 | 526.04 | 17.8 | 6.33 | 1428.2654 | 0.067777 | 448.7 | 15.39 | 4.93 | 1500 | 0.067467 | 511.83 | 18.29 | 5.38 | 1562.9884 | 0.088059 | 439.3 | 15.87 | 4.4 | 1617.7422 | 0.087838 | 487.62 | 17.57 | 4.7 | 1666.7593 | 0.087668 | 536.02 | 19.1 | 4.99 | 1710.7064 | 0.11021 | 463.66 | 16.28 | 4.16 | 1625.6503 | 0.13611 | 372.07 | 13.12 | 3.29 | 1667.143 | 0.13591 | 403.28 | 13.97 | 3.46 | 1591.5602 | 0.13631 | 398.49 | 13.86 | 3.39 | 1563.4772 | 0.19582 | 296.18 | 10.13 | 2.41 | 1482.4698 | 0.24732 | 248.24 | 8.36 | 1.87 | 1608.4641 | 0.27053 | 258.71 | 9.1 | 1.91 | 1553.0094 | 0.27133 | 256.32 | 9.04 | 1.88 | 1563.8684 | 0.37023 | 209.49 | 7.5 | 1.42 | 1572.8216 | 0.40134 | 212.29 | 7.61 | 1.4 | 1623.1131 | 0.40044 | 233.51 | 8.29 | 1.49 | 1668.1495 | 0.46124 | 203.75 | 7.22 | 1.28 | 1626.5452 | 0.46194 | 219.32 | 7.69 | 1.32 | 1626.5045 | 0.54805 | 184.94 | 6.48 | 1.13 | 1592.5378 | 0.54885 | 198.09 | 6.85 | 1.16 | 1668.3002 | 0.54715 | 229.09 | 8.42 | 1.28 | 1668.4742 | 0.65596 | 191.12 | 7.02 | 1.06 | 1601.7619 | 0.65776 | 189.14 | 6.97 | 1.04 | 1766.6457 | 0.71786 | 198.62 | 7.41 | 1.05 | 1732.7352 | 0.78447 | 181.12 | 6.77 | 0.95469 | 1787.7894 | 0.91018 | 174.5 | 6.51 | 0.88176 | 1726.0723 | 1.0641 | 148.37 | 5.55 | 0.73929 | 1720.6858 | 1.0641 | 163.09 | 6.05 | 0.77579 | 1747.9739 | 1.1381 | 152.89 | 5.66 | 0.72936 | 1694.1843 | 1.1401 | 151.74 | 5.64 | 0.71881 | 1720.6589 | 1.2201 | 142.25 | 5.28 | 0.67491 | 1716.1244 | 1.2201 | 155.08 | 5.67 | 0.70537 | 1716.149 | 1.3821 | 136.98 | 5.01 | 0.62277 | 1807.5137 | 1.3791 | 150.23 | 5.38 | 0.66491 | 1709.047 | 1.5631 | 141.22 | 4.98 | 0.5939 | 1647.2795 | 1.6581 | 122.82 | 4.43 | 0.53037 | 1730.1893 | 1.6531 | 133.87 | 4.71 | 0.56417 | 1668.3778 | 1.8022 | 113.5 | 4.08 | 0.48514 | 1668.4344 | 1.8022 | 122.24 | 4.31 | 0.50433 | 1629.5934 | 1.8052 | 121.52 | 4.29 | 0.49875 | 1574.6969 | 2.0872 | 104.29 | 3.7 | 0.42622 | 1557.1993 | 2.2162 | 98.08 | 3.48 | 0.39779 | 1563.9988 | 2.2152 | 105.2 | 3.65 | 0.41332 | 1614.5351 | 2.3042 | 101.74 | 3.53 | 0.40375 | 1632.0846 | 2.4432 | 96.17 | 3.33 | 0.38009 | 1496.6559 | 3.0863 | 80.02 | 2.73 | 0.29913 | 1469.1704 | 3.0913 | 79.62 | 2.72 | 0.29636 | 1418.395 | 3.9544 | 69.7 | 2.28 | 0.242 | 1452.7142 | 4.1374 | 67.03 | 2.19 | 0.23306 | 1396.3772 | 4.1524 | 66.3 | 2.17 | 0.22843 | 1471.5945 | 4.1324 | 74.74 | 2.53 | 0.24795 | 1596.7866 | 4.7494 | 74.28 | 2.61 | 0.24019 | 1563.4554 | 5.2365 | 67.18 | 2.36 | 0.21622 | 1573.0691 | 5.6015 | 69.93 | 2.5 | 0.21705 | 1667.374 | 6.3155 | 69.02 | 2.45 | 0.20081 | 1627.8547 | 6.3916 | 67.97 | 2.42 | 0.20148 | 1796.0961 | 7.1986 | 72.76 | 2.51 | 0.20223 | 1641.6795 | 8.5657 | 60.42 | 2.09 | 0.16196 | 1650.0226 | 8.6827 | 59.59 | 2.07 | 0.16061 | 1682.8784 | 9.1708 | 61.14 | 2.08 | 0.16137 | 1674.8014 | 9.7658 | 57.52 | 1.96 | 0.14913 | 1616.1146 | 10.8909 | 55.02 | 1.84 | 0.14051 | 1595.446 | 11.601 | 51.41 | 1.73 | 0.12928 | 1575.2927 | 11.611 | 51.26 | 1.72 | 0.12856
1686.5079 | 0.0013871 | 1920 | 67.43 | 75.12 | 1861.9662 | 0.0013811 | 4350 | 149.91 | 120.15 | 1823.6074 | 0.0013821 | 6350 | 227.73 | 146.23 | 1823.6074 | 0.0055315 | 1590 | 56.9 | 35.48 | 1748.6885 | 0.0055415 | 2000 | 69.43 | 39.64 | 1995.439 | 0.012411 | 1830 | 64.2 | 26.4 | 1697.7929 | 0.033363 | 800.91 | 26.78 | 10.16 | 1635.0259 | 0.033443 | 840.07 | 27.59 | 10.29 | 1500 | 0.048825 | 566.08 | 18.69 | 6.72 | 1606.7985 | 0.067096 | 521.38 | 18.52 | 5.57 | 1666.6667 | 0.066936 | 584.77 | 21.02 | 5.99 | 1719.2873 | 0.087508 | 495.13 | 17.74 | 4.84 | 1764.8097 | 0.087388 | 543.57 | 19.28 | 5.13 | 1805.6559 | 0.087288 | 592.05 | 20.69 | 5.4 | 1842.2992 | 0.10981 | 508.2 | 17.47 | 4.48 | 1750.7003 | 0.13551 | 408.16 | 14.09 | 3.55 | 1786.2246 | 0.13541 | 439.42 | 14.88 | 3.71 | 1705.2431 | 0.13571 | 434.53 | 14.77 | 3.63 | 1667.709 | 0.19502 | 321.27 | 10.74 | 2.57 | 1667.7785 | 0.24522 | 288.05 | 10.08 | 2.1 | 1787.1823 | 0.26892 | 295.05 | 10.45 | 2.12 | 1725.566 | 0.26932 | 292.59 | 10.4 | 2.09 | 1720.2552 | 0.36793 | 236.05 | 8.39 | 1.57 | 1715.8054 | 0.39903 | 236.79 | 8.37 | 1.53 | 1758.3726 | 0.39853 | 258.05 | 8.99 | 1.61 | 1807.1619 | 0.45914 | 225.05 | 7.82 | 1.39 | 1751.6641 | 0.45984 | 240.59 | 8.26 | 1.42 | 1751.6202 | 0.54565 | 202.87 | 6.96 | 1.22 | 1820.0432 | 0.54465 | 233.95 | 8.53 | 1.33 | 1876.8377 | 0.54394 | 265.04 | 9.84 | 1.43 | 1877.0335 | 0.65215 | 221.1 | 8.2 | 1.2 | 1801.9822 | 0.65326 | 219.05 | 8.16 | 1.17 | 1962.9397 | 0.71486 | 225.99 | 8.36 | 1.17 | 1925.2614 | 0.78086 | 206.17 | 7.64 | 1.06 | 1966.5683 | 0.90697 | 196.08 | 7.19 | 0.96628 | 1898.6796 | 1.0591 | 166.84 | 6.14 | 0.811 | 1877.1118 | 1.0601 | 181.55 | 6.59 | 0.84436 | 1906.8807 | 1.1341 | 170.15 | 6.17 | 0.79346 | 1848.2011 | 1.1351 | 168.97 | 6.14 | 0.78267 | 1877.0824 | 1.2151 | 158.35 | 5.75 | 0.73454 | 1859.1348 | 1.2161 | 171.17 | 6.11 | 0.76262 | 1859.1614 | 1.3771 | 151.19 | 5.4 | 0.67328 | 1946.5532 | 1.3751 | 164.47 | 5.74 | 0.71386 | 1831.1217 | 1.5581 | 153.79 | 5.29 | 0.63529 | 1773.9933 | 1.6511 | 134.67 | 4.73 | 0.57065 | 1853.7743 | 1.6481 | 145.75 | 5 | 0.60332 | 1796.7146 | 1.7951 | 124.4 | 4.36 | 0.52168 | 1787.6083 | 1.7961 | 133.14 | 4.58 | 0.53962 | 1745.9929 | 1.7981 | 132.41 | 4.56 | 0.53393 | 1687.1752 | 2.0782 | 113.71 | 3.93 | 0.45671 | 1668.4278 | 2.2052 | 106.95 | 3.7 | 0.42633 | 1668.2654 | 2.2052 | 114.07 | 3.86 | 0.44097 | 1722.1708 | 2.2952 | 110.27 | 3.73 | 0.43046 | 1740.8902 | 2.4342 | 104.21 | 3.52 | 0.40514 | 1590.1969 | 3.0713 | 86.39 | 2.87 | 0.31812 | 1560.9935 | 3.0763 | 85.98 | 2.86 | 0.31529 | 1575.9945 | 3.9193 | 79.66 | 2.68 | 0.2695 | 1614.1268 | 4.1034 | 76.55 | 2.57 | 0.25924 | 1551.5302 | 4.1154 | 75.79 | 2.55 | 0.25443 | 1655.5439 | 4.0973 | 86.66 | 3.04 | 0.27908 | 1774.2073 | 4.7214 | 84.64 | 2.99 | 0.2663 | 1737.1727 | 5.2034 | 76.57 | 2.71 | 0.23985 | 1730.376 | 5.5705 | 78.71 | 2.79 | 0.23833 | 1818.9535 | 6.2895 | 76.79 | 2.69 | 0.21835 | 1775.8415 | 6.3625 | 75.66 | 2.65 | 0.21918 | 1934.2574 | 7.1815 | 79.58 | 2.69 | 0.21674 | 1767.9625 | 8.5357 | 66.15 | 2.25 | 0.17382 | 1776.9474 | 8.6527 | 65.25 | 2.22 | 0.17238 | 1803.084 | 9.1447 | 66.49 | 2.21 | 0.17223 | 1794.4301 | 9.7387 | 62.54 | 2.08 | 0.15912 | 1723.8556 | 10.8609 | 59.53 | 1.95 | 0.14937 | 1701.809 | 11.5609 | 55.65 | 1.83 | 0.1375 | 1680.3122 | 11.571 | 55.49 | 1.82 | 0.13677
1785.7143 | 0.0013831 | 2060 | 70.71 | 79.42 | 1986.0973 | 0.0013781 | 4700 | 158.53 | 127.65 | 1989.3899 | 0.0013781 | 7060 | 249.44 | 158.7 | 1989.3899 | 0.0055154 | 1760 | 62.33 | 38.51 | 1998.5011 | 0.0055154 | 2350 | 85.84 | 44.99 | 2137.9704 | 0.012401 | 1990 | 68.03 | 28.13 | 1797.663 | 0.033263 | 859.75 | 28.07 | 10.74 | 1816.6954 | 0.033253 | 957.64 | 32.25 | 11.41 | 1666.6667 | 0.048445 | 646.7 | 21.92 | 7.47 | 1785.3317 | 0.066686 | 594.65 | 21.24 | 6.18 | 1833.3333 | 0.066606 | 658.17 | 23.46 | 6.57 | 1875.5861 | 0.087157 | 551.26 | 19.45 | 5.27 | 1911.8772 | 0.087097 | 599.75 | 20.86 | 5.54 | 1944.5525 | 0.087047 | 648.28 | 22.18 | 5.8 | 1973.892 | 0.10961 | 552.87 | 18.58 | 4.78 | 1875.7503 | 0.13511 | 444.39 | 15 | 3.79 | 1905.3063 | 0.13501 | 475.67 | 15.75 | 3.95 | 1818.9259 | 0.13521 | 470.71 | 15.64 | 3.87 | 1876.1726 | 0.19382 | 371.69 | 12.9 | 2.89 | 1853.0872 | 0.24392 | 328.14 | 11.57 | 2.33 | 1965.9006 | 0.26792 | 331.58 | 11.66 | 2.32 | 1898.1226 | 0.26822 | 329.06 | 11.61 | 2.29 | 1876.6421 | 0.36653 | 262.75 | 9.2 | 1.7 | 1858.7892 | 0.39753 | 261.41 | 9.07 | 1.65 | 1893.632 | 0.39723 | 282.69 | 9.65 | 1.73 | 1946.1744 | 0.45783 | 246.43 | 8.39 | 1.49 | 2001.9018 | 0.45753 | 283.33 | 10.24 | 1.62 | 2001.8517 | 0.54284 | 238.9 | 8.63 | 1.39 | 2047.5486 | 0.54254 | 270.02 | 9.94 | 1.49 | 2085.3753 | 0.54234 | 301.13 | 11.08 | 1.58 | 2085.5927 | 0.65025 | 251.21 | 9.25 | 1.32 | 2002.2024 | 0.65085 | 249.12 | 9.2 | 1.3 | 2159.2337 | 0.71355 | 253.44 | 9.22 | 1.28 | 2117.7875 | 0.77916 | 231.31 | 8.43 | 1.16 | 2145.3473 | 0.90537 | 217.72 | 7.82 | 1.05 | 2071.2868 | 1.0571 | 185.38 | 6.67 | 0.88027 | 2033.5377 | 1.0571 | 200.08 | 7.09 | 0.91082 | 2065.7874 | 1.1321 | 187.45 | 6.64 | 0.85556 | 2002.2178 | 1.1331 | 186.26 | 6.61 | 0.8446 | 2033.5059 | 1.2121 | 174.5 | 6.19 | 0.79234 | 2002.1452 | 1.2131 | 187.32 | 6.53 | 0.81825 | 2002.1738 | 1.3741 | 165.45 | 5.76 | 0.72237 | 2085.5927 | 1.3721 | 178.74 | 6.09 | 0.76148 | 1953.1965 | 1.5551 | 166.38 | 5.58 | 0.67569 | 1900.7071 | 1.6461 | 146.56 | 5.02 | 0.60992 | 1977.3592 | 1.6441 | 157.66 | 5.28 | 0.64152 | 1925.0513 | 1.7911 | 135.34 | 4.63 | 0.55728 | 1906.7822 | 1.7911 | 144.07 | 4.83 | 0.57407 | 1862.3925 | 1.7931 | 143.33 | 4.82 | 0.56829 | 1799.6536 | 2.0712 | 123.16 | 4.15 | 0.48652 | 1779.6563 | 2.1972 | 115.85 | 3.91 | 0.45424 | 1772.532 | 2.1982 | 122.98 | 4.06 | 0.46805 | 1829.8065 | 2.2892 | 118.82 | 3.92 | 0.4566 | 1849.6959 | 2.4272 | 112.28 | 3.7 | 0.42965 | 1683.7379 | 3.0603 | 92.79 | 3.01 | 0.33676 | 1652.8167 | 3.0633 | 92.37 | 3 | 0.33387 | 1772.9938 | 3.8913 | 92.21 | 3.22 | 0.30269 | 1815.8927 | 4.0783 | 88.53 | 3.08 | 0.2908 | 1745.4715 | 4.0853 | 87.75 | 3.06 | 0.28582 | 1839.4932 | 4.0763 | 98.65 | 3.48 | 0.30907 | 1951.628 | 4.7054 | 95.04 | 3.34 | 0.29148 | 1910.89 | 5.1844 | 86.01 | 3.02 | 0.26264 | 1887.6829 | 5.5504 | 87.52 | 3.05 | 0.25893 | 1970.533 | 6.2744 | 84.6 | 2.9 | 0.23535 | 1923.8282 | 6.3455 | 83.37 | 2.87 | 0.23636 | 2072.4186 | 7.1735 | 86.41 | 2.86 | 0.23084 | 1894.2455 | 8.5166 | 71.9 | 2.39 | 0.18538 | 1903.8722 | 8.6326 | 70.92 | 2.36 | 0.18383 | 1923.2896 | 9.1287 | 71.86 | 2.34 | 0.18282 | 1914.0588 | 9.7217 | 67.58 | 2.2 | 0.16886 | 1939.3375 | 10.8208 | 68.57 | 2.33 | 0.1665 | 1914.5352 | 11.5208 | 64.14 | 2.19 | 0.15341 | 1890.3512 | 11.5209 | 63.98 | 2.18 | 0.15265
1984.127 | 0.0013781 | 2350 | 81.95 | 87.75 | 2234.3595 | 0.0013761 | 5410 | 188.49 | 142.09 | 2155.1724 | 0.0013761 | 7770 | 269.51 | 170.75 | 2155.1724 | 0.0055084 | 1940 | 67.34 | 41.45 | 2248.3138 | 0.0055074 | 2710 | 99.67 | 50.07 | 2280.5017 | 0.012401 | 2150 | 71.67 | 29.81 | 1997.4034 | 0.033143 | 977.82 | 32.7 | 11.87 | 2043.7824 | 0.033133 | 1110 | 38.46 | 12.75 | 1875 | 0.048164 | 748.17 | 26.23 | 8.38 | 1963.8649 | 0.066445 | 668.28 | 23.67 | 6.77 | 2000 | 0.066415 | 731.87 | 25.68 | 7.14 | 2031.885 | 0.086947 | 607.56 | 21.03 | 5.68 | 2058.9446 | 0.086927 | 656.08 | 22.34 | 5.94 | 2083.4491 | 0.086907 | 704.63 | 23.58 | 6.18 | 2105.4848 | 0.10941 | 597.62 | 19.64 | 5.08 | 2000.8003 | 0.13481 | 480.7 | 15.86 | 4.03 | 2143.4696 | 0.13461 | 548.38 | 18.82 | 4.41 | 2046.2917 | 0.13471 | 543.32 | 18.72 | 4.32 | 2084.6362 | 0.19331 | 422.34 | 14.76 | 3.19 | 2038.396 | 0.24322 | 368.39 | 12.9 | 2.55 | 2144.6188 | 0.26742 | 368.2 | 12.77 | 2.52 | 2070.6792 | 0.26762 | 365.65 | 12.72 | 2.48 | 2033.0289 | 0.36563 | 289.53 | 9.95 | 1.84 | 2001.773 | 0.39653 | 286.1 | 9.72 | 1.77 | 2164.1508 | 0.39603 | 332.13 | 11.92 | 1.96 | 2224.1993 | 0.45673 | 289.31 | 10.36 | 1.69 | 2252.1395 | 0.45673 | 326.23 | 11.9 | 1.8 | 2252.0832 | 0.54194 | 275.05 | 10.04 | 1.54 | 2275.054 | 0.54194 | 306.18 | 11.18 | 1.64 | 2293.9128 | 0.54194 | 337.3 | 12.21 | 1.73 | 2294.152 | 0.64974 | 281.38 | 10.18 | 1.44 | 2202.4227 | 0.64985 | 279.27 | 10.15 | 1.42 | 2355.5276 | 0.71335 | 280.92 | 10.01 | 1.38 | 2310.3136 | 0.77875 | 256.48 | 9.15 | 1.25 | 2324.1262 | 0.90496 | 239.38 | 8.4 | 1.13 | 2243.894 | 1.0561 | 203.94 | 7.17 | 0.94722 | 2189.9637 | 1.0561 | 218.63 | 7.57 | 0.97525 | 2224.6941 | 1.1311 | 204.78 | 7.08 | 0.91574 | 2156.2346 | 1.1311 | 203.58 | 7.05 | 0.90465 | 2189.9295 | 1.2111 | 190.68 | 6.6 | 0.84837 | 2145.1555 | 1.2111 | 203.5 | 6.92 | 0.87232 | 2145.1862 | 1.3721 | 179.73 | 6.11 | 0.77009 | 2224.6322 | 1.3721 | 193.03 | 6.41 | 0.8078 | 2075.2713 | 1.5521 | 179 | 5.86 | 0.7151 | 2027.4209 | 1.6431 | 158.47 | 5.3 | 0.6482 | 2100.9442 | 1.6421 | 169.59 | 5.54 | 0.67878 | 2053.3881 | 1.7881 | 146.3 | 4.88 | 0.59197 | 2025.9561 | 1.7881 | 155.02 | 5.08 | 0.6077 | 1978.792 | 1.7891 | 154.28 | 5.06 | 0.60186 | 1912.1319 | 2.0662 | 132.64 | 4.36 | 0.51566 | 1890.8848 | 2.1922 | 124.78 | 4.11 | 0.48153 | 1876.7986 | 2.1932 | 131.91 | 4.26 | 0.49457 | 1937.4421 | 2.2842 | 127.4 | 4.1 | 0.48219 | 1958.5015 | 2.4232 | 120.36 | 3.87 | 0.45362 | 1870.8199 | 3.0452 | 105.63 | 3.52 | 0.373 | 1836.463 | 3.0472 | 105.2 | 3.51 | 0.37003 | 1969.9931 | 3.8773 | 104.83 | 3.68 | 0.33458 | 2017.6585 | 4.0663 | 100.57 | 3.52 | 0.32108 | 1939.4127 | 4.0693 | 99.77 | 3.5 | 0.31598 | 2023.4425 | 4.0653 | 110.69 | 3.87 | 0.33795 | 2129.0487 | 4.6983 | 105.46 | 3.65 | 0.31578 | 2084.6073 | 5.1744 | 95.47 | 3.31 | 0.28465 | 2044.9898 | 5.5404 | 96.36 | 3.3 | 0.27888 | 2122.1124 | 6.2674 | 92.41 | 3.11 | 0.25184 | 2071.815 | 6.3365 | 91.1 | 3.07 | 0.25301 | 2210.5798 | 7.1705 | 93.24 | 3.02 | 0.24455 | 2020.5286 | 8.5056 | 77.66 | 2.52 | 0.19663 | 2030.797 | 8.6216 | 76.6 | 2.49 | 0.19499 | 2163.7008 | 9.1176 | 82.6 | 2.79 | 0.20321 | 2153.3161 | 9.7096 | 77.67 | 2.62 | 0.18763 | 2154.8195 | 10.8107 | 77.64 | 2.66 | 0.18286 | 2127.2613 | 11.5108 | 72.65 | 2.5 | 0.16861 | 2100.3903 | 11.5108 | 72.49 | 2.49 | 0.16784
2232.1429 | 0.0013761 | 2700 | 96.85 | 97.71 | 2482.6216 | 0.0013771 | 6120 | 214.35 | 155.83 | 2320.9549 | 0.0013761 | 8480 | 288.22 | 182.4 | 2320.9549 | 0.0055084 | 2120 | 72.02 | 44.28 | 2498.1264 | 0.0055124 | 3070 | 111.82 | 54.91 | 2423.0331 | 0.012401 | 2300 | 75.13 | 31.44 | 2247.0788 | 0.033092 | 1130 | 38.86 | 13.23 | 2270.8693 | 0.033092 | 1250 | 43.82 | 14.03 | 2083.3333 | 0.048024 | 850.07 | 29.95 | 9.25 | 2142.3981 | 0.066325 | 742.11 | 25.89 | 7.34 | 2166.6667 | 0.066315 | 805.72 | 27.74 | 7.68 | 2188.1838 | 0.086856 | 663.96 | 22.5 | 6.08 | 2206.0121 | 0.086856 | 712.49 | 23.73 | 6.32 | 2222.3457 | 0.086846 | 761.05 | 24.9 | 6.56 | 2368.6704 | 0.10941 | 687.22 | 23.39 | 5.65 | 2250.9004 | 0.13461 | 553.47 | 18.91 | 4.49 | 2381.6328 | 0.13461 | 621.19 | 21.46 | 4.84 | 2273.6574 | 0.13461 | 616.11 | 21.37 | 4.76 | 2293.0999 | 0.19311 | 473.08 | 16.42 | 3.48 | 2223.7047 | 0.24292 | 408.72 | 14.11 | 2.76 | 2323.337 | 0.26732 | 404.87 | 13.78 | 2.71 | 2243.2358 | 0.26732 | 402.3 | 13.74 | 2.67 | 2189.4157 | 0.36532 | 316.35 | 10.65 | 1.97 | 2287.7406 | 0.39583 | 335.58 | 11.98 | 2 | 2434.6697 | 0.39603 | 381.64 | 13.83 | 2.18 | 2500.556 | 0.45693 | 331.96 | 11.99 | 1.87 | 2500.6256 | 0.45693 | 368.83 | 13.35 | 1.98 | 2500.563 | 0.54223 | 310.95 | 11.25 | 1.69 | 2500.5119 | 0.54223 | 342.03 | 12.28 | 1.78 | 2500.5735 | 0.54223 | 373.13 | 13.22 | 1.86 | 2500.4171 | 0.65004 | 311.22 | 11.03 | 1.55 | 2402.6429 | 0.64984 | 309.44 | 11.01 | 1.53 | 2500.5889 | 0.71374 | 301.21 | 10.41 | 1.45 | 2500.5294 | 0.77915 | 281.34 | 9.81 | 1.34 | 2500.581 | 0.90546 | 260.75 | 8.93 | 1.2 | 2416.5013 | 1.0561 | 222.5 | 7.64 | 1.01 | 2346.3897 | 1.0561 | 237.2 | 8.01 | 1.04 | 2383.6008 | 1.1311 | 222.12 | 7.49 | 0.97409 | 2310.2514 | 1.1311 | 220.92 | 7.47 | 0.96292 | 2346.353 | 1.2111 | 206.87 | 6.98 | 0.90272 | 2288.1659 | 1.2111 | 219.68 | 7.29 | 0.92489 | 2288.1986 | 1.3711 | 194.02 | 6.43 | 0.81649 | 2363.6718 | 1.3721 | 207.33 | 6.73 | 0.85289 | 2197.3461 | 1.5511 | 191.64 | 6.13 | 0.75358 | 2154.1347 | 1.6421 | 170.41 | 5.56 | 0.68553 | 2224.5291 | 1.6411 | 181.53 | 5.8 | 0.71515 | 2181.7248 | 1.7861 | 157.27 | 5.12 | 0.62579 | 2145.13 | 1.7871 | 165.99 | 5.31 | 0.64055 | 2095.1915 | 1.7871 | 165.24 | 5.29 | 0.63464 | 2024.6103 | 2.0632 | 142.14 | 4.56 | 0.54415 | 2002.1133 | 2.1882 | 133.74 | 4.3 | 0.50822 | 2085.3318 | 2.1872 | 149.82 | 4.95 | 0.54598 | 2152.7135 | 2.2792 | 144.58 | 4.77 | 0.53174 | 2176.1128 | 2.4182 | 136.56 | 4.5 | 0.50005 | 2104.6724 | 3.0362 | 121.76 | 4.19 | 0.41643 | 2066.0208 | 3.0372 | 121.32 | 4.18 | 0.4134 | 2166.9924 | 3.8713 | 117.49 | 4.09 | 0.36524 | 2219.4244 | 4.0623 | 112.63 | 3.91 | 0.35016 | 2133.354 | 4.0623 | 111.82 | 3.9 | 0.34499 | 2207.3918 | 4.0623 | 122.75 | 4.23 | 0.36578 | 2306.4695 | 4.6973 | 115.9 | 3.94 | 0.33924 | 2258.3245 | 5.1723 | 104.94 | 3.57 | 0.30591 | 2202.2967 | 5.5364 | 105.21 | 3.53 | 0.29821 | 2273.6919 | 6.2664 | 100.24 | 3.3 | 0.26783 | 2219.8018 | 6.3334 | 98.84 | 3.26 | 0.26918 | 2486.9023 | 7.1794 | 106.91 | 3.58 | 0.27088 | 2273.0946 | 8.5025 | 89.18 | 3 | 0.21828 | 2284.6467 | 8.6175 | 87.97 | 2.96 | 0.21647 | 2404.112 | 9.1256 | 93.35 | 3.18 | 0.22263 | 2392.5735 | 9.7186 | 87.76 | 2.99 | 0.2055 | 2370.3014 | 10.8207 | 86.7 | 2.95 | 0.19851 | 2339.9874 | 11.5207 | 81.17 | 2.77 | 0.18317 | 2310.4293 | 11.5107 | 81.01 | 2.77 | 0.18239
2480.1587 | 0.0013771 | 3060 | 109.79 | 107.19 | 2502.4826 | 0.0013771 | 6170 | 214.53 | 156.81 | 2500 | 0.0013781 | 9250 | 308.69 | 194.59 | 2500 | 0.0055143 | 2310 | 77.13 | 47.25 | 2500.6245 | 0.0055124 | 3070 | 111.82 | 54.95 | 2500 | 0.012411 | 2390 | 76.14 | 32.3 | 2496.7542 | 0.033112 | 1270 | 44.18 | 14.51 | 2497.9562 | 0.033112 | 1400 | 48.6 | 15.26 | 2291.6667 | 0.047993 | 952.16 | 33.27 | 10.09 | 2320.9312 | 0.066305 | 816.02 | 27.93 | 7.89 | 2333.3333 | 0.066305 | 879.63 | 29.66 | 8.21 | 2344.4827 | 0.086846 | 720.39 | 23.88 | 6.47 | 2353.0796 | 0.086846 | 768.92 | 25.05 | 6.7 | 2500.1389 | 0.086896 | 873.89 | 29.59 | 7.28 | 2500.7896 | 0.10941 | 732.11 | 24.24 | 5.92 | 2500.5002 | 0.13471 | 626.15 | 21.54 | 4.93 | 2500.7145 | 0.13471 | 657.52 | 22.07 | 5.05 | 2500.5684 | 0.13471 | 688.77 | 23.72 | 5.18 | 2500.3127 | 0.19321 | 523.57 | 17.91 | 3.75 | 2409.0134 | 0.24301 | 449.07 | 15.23 | 2.96 | 2500.6255 | 0.26752 | 441.21 | 14.72 | 2.89 | 2415.7924 | 0.26742 | 438.97 | 14.69 | 2.86 | 2500.6255 | 0.36552 | 369.72 | 13.06 | 2.21 | 2500.5004 | 0.39612 | 372.42 | 13.07 | 2.17 | 2500.4058 | 0.39612 | 393.69 | 13.93 | 2.23 | [30 empty] | 2500.5506 | 0.65014 | 324.19 | 11.2 | 1.59 | [15 empty] | 2500.561 | 1.0561 | 231.54 | 7.75 | 1.04 | 2500.4693 | 1.0561 | 255.49 | 8.42 | 1.1 | 2500.5562 | 1.1311 | 234.87 | 7.7 | 1.02 | 2464.2681 | 1.1311 | 238.25 | 7.86 | 1.02 | 2500.4302 | 1.2121 | 222.82 | 7.34 | 0.95471 | 2431.1763 | 1.2111 | 235.87 | 7.64 | 0.97604 | 2431.211 | 1.3721 | 208.32 | 6.74 | 0.86162 | 2500.4866 | 1.3721 | 221.39 | 7.01 | 0.89611 | 2441.4957 | 1.5521 | 216.91 | 7.09 | 0.82787 | 2280.8485 | 1.6411 | 182.35 | 5.81 | 0.72195 | 2471.699 | 1.6421 | 205.41 | 6.71 | 0.78534 | 2310.0616 | 1.7861 | 168.24 | 5.35 | 0.65877 | 2383.4777 | 1.7871 | 187.94 | 6.15 | 0.70398 | 2327.9906 | 1.7861 | 187.19 | 6.14 | 0.69801 | 2249.567 | 2.0601 | 161.16 | 5.3 | 0.59927 | 2224.5704 | 2.1851 | 151.67 | 4.99 | 0.55988 | 2345.9982 | 2.1851 | 172.24 | 5.88 | 0.60735 | 2421.8027 | 2.2791 | 166.09 | 5.66 | 0.59083 | 2448.1269 | 2.4191 | 156.83 | 5.34 | 0.55539 | 2338.5249 | 3.0352 | 137.9 | 4.77 | 0.45791 | 2295.5787 | 3.0342 | 137.46 | 4.77 | 0.45483 | 2363.9917 | 3.8712 | 130.15 | 4.47 | 0.39472 | 2421.1903 | 4.0642 | 124.7 | 4.27 | 0.3781 | 2327.2953 | 4.0623 | 123.89 | 4.25 | 0.37289 | 2391.3411 | 4.0632 | 134.82 | 4.57 | 0.39262 | 2483.8902 | 4.7003 | 126.33 | 4.2 | 0.3619 | 2432.0418 | 5.1753 | 114.42 | 3.81 | 0.32645 | 2359.6036 | 5.5374 | 114.07 | 3.75 | 0.31694 | 2425.2713 | 6.2694 | 108.06 | 3.48 | 0.28336 | 2367.7886 | 6.3354 | 106.58 | 3.44 | 0.28488 | 2500.4974 | 7.1804 | 107.58 | 3.58 | 0.27213 | 2500.5051 | 8.5145 | 99.56 | 3.34 | 0.23686 | 2500.4696 | 8.6285 | 97.64 | 3.26 | 0.2339 | 2500.5169 | 9.1335 | 97.66 | 3.24 | 0.23017 | 2500.5264 | 9.7285 | 92.31 | 3.05 | 0.21329 | 2500.4956 | 10.8406 | 92.17 | 3.05 | 0.20765 | 2500.5105 | 11.5307 | 87.59 | 2.92 | 0.19375 | 2500.5146 | 11.5307 | 88.71 | 2.97 | 0.19504
2500 | 0.0013771 | 3090 | 109.92 | 107.93 | [25 empty] | 2500.749 | 0.033112 | 1280 | 44.18 | 14.53 | 2500.6813 | 0.033112 | 1400 | 48.6 | 15.27 | 2500 | 0.048023 | 1050 | 36.29 | 10.89 | 2499.4644 | 0.066344 | 889.92 | 29.84 | 8.42 | 2500 | 0.066344 | 953.53 | 31.46 | 8.73 | 2500.7815 | 0.086896 | 776.71 | 25.19 | 6.84 | 2500.7353 | 0.086916 | 825.48 | 26.31 | 7.06 | 2500.6945 | 0.086896 | 874.04 | 29.59 | 7.28 | [25 empty] | 2500.5559 | 0.24311 | 468.97 | 15.49 | 3.06 | [5 empty] | 2500.6902 | 0.26752 | 456.97 | 14.91 | 2.94 | [80 empty] | 2500.4621 | 1.1311 | 242.33 | 7.88 | 1.03 | [5 empty] | 2500.5363 | 1.2121 | 243.72 | 7.72 | 1 | 2500.572 | 1.3721 | 215.24 | 6.82 | 0.88305 | [5 empty] | 2500.4578 | 1.5521 | 223.02 | 7.15 | 0.84531 | 2500.5702 | 1.6431 | 203.05 | 6.51 | 0.78302 | 2500.4943 | 1.6421 | 208.19 | 6.72 | 0.79331 | 2500.5133 | 1.7881 | 184.52 | 5.83 | 0.70623 | 2500.5065 | 1.7881 | 198.71 | 6.34 | 0.73408 | 2500.4947 | 1.7881 | 203.45 | 6.55 | 0.74316 | 2500.5062 | 2.0611 | 182.39 | 6.09 | 0.658 | 2500.5283 | 2.1861 | 173.92 | 5.9 | 0.62094 | 2500.5213 | 2.1871 | 185.53 | 6.18 | 0.64229 | 2500.4844 | 2.2801 | 172.38 | 5.73 | 0.60754 | 2500.4624 | 2.4201 | 160.73 | 5.36 | 0.56571 | 2500.5379 | 3.0372 | 149.09 | 5.03 | 0.48556 | 2500.528 | 3.0372 | 151.88 | 5.19 | 0.49029 | 2500.4728 | 3.8742 | 138.92 | 4.64 | 0.41451 | 2500.5246 | 4.0662 | 129.44 | 4.32 | 0.38879 | 2500.5236 | 4.0662 | 134.66 | 4.52 | 0.39694 | 2500.5335 | 4.0662 | 141.98 | 4.68 | 0.40811 | 2500.4968 | 4.7013 | 127.31 | 4.21 | 0.36398 | 2500.4864 | 5.1773 | 118.15 | 3.85 | 0.33436 | 2500.4877 | 5.5423 | 121.99 | 3.91 | 0.33325 | 2500.5154 | 6.2734 | 111.94 | 3.52 | 0.29089 | 2500.5032 | 6.3414 | 113.51 | 3.57 | 0.29858
[40 empty] | 2500.8333 | 0.048023 | 1050 | 36.29 | 10.89 | 2500.1785 | 0.066344 | 890.35 | 29.84 | 8.42 | 2500.6667 | 0.066344 | 953.76 | 31.46 | 8.73

## germanium (hidden)
h-1_energy | h-1_let | h-1_range | h-1_z_straggling | h-1_xy_straggling | h-2_energy | h-2_let | h-2_range | h-2_z_straggling | h-2_xy_straggling | h-3_energy | h-3_let | h-3_range | h-3_z_straggling | h-3_xy_straggling | he-3_energy | he-3_let | he-3_range | he-3_z_straggling | he-3_xy_straggling | he-4_energy | he-4_let | he-4_range | he-4_z_straggling | he-4_xy_straggling | li-7_energy | li-7_let | li-7_range | li-7_z_straggling | li-7_xy_straggling | b-10_energy | b-10_let | b-10_range | b-10_z_straggling | b-10_xy_straggling | b-11_energy | b-11_let | b-11_range | b-11_z_straggling | b-11_xy_straggling | c-12_energy | c-12_let | c-12_range | c-12_z_straggling | c-12_xy_straggling | n-14_energy | n-14_let | n-14_range | n-14_z_straggling | n-14_xy_straggling | n-15_energy | n-15_let | n-15_range | n-15_z_straggling | n-15_xy_straggling | o-16_energy | o-16_let | o-16_range | o-16_z_straggling | o-16_xy_straggling | o-17_energy | o-17_let | o-17_range | o-17_z_straggling | o-17_xy_straggling | o-18_energy | o-18_let | o-18_range | o-18_z_straggling | o-18_xy_straggling | f-19_energy | f-19_let | f-19_range | f-19_z_straggling | f-19_xy_straggling | ne-20_energy | ne-20_let | ne-20_range | ne-20_z_straggling | ne-20_xy_straggling | ne-21_energy | ne-21_let | ne-21_range | ne-21_z_straggling | ne-21_xy_straggling | ne-22_energy | ne-22_let | ne-22_range | ne-22_z_straggling | ne-22_xy_straggling | mg-24_energy | mg-24_let | mg-24_range | mg-24_z_straggling | mg-24_xy_straggling | al-27_energy | al-27_let | al-27_range | al-27_z_straggling | al-27_xy_straggling | si-28_energy | si-28_let | si-28_range | si-28_z_straggling | si-28_xy_straggling | si-29_energy | si-29_let | si-29_range | si-29_z_straggling | si-29_xy_straggling | s-32_energy | s-32_let | s-32_range | s-32_z_straggling | s-32_xy_straggling | cl-35_energy | cl-35_let | cl-35_range | cl-35_z_straggling | cl-35_xy_straggling | cl-37_energy | cl-37_let | cl-37_range | cl-37_z_straggling | cl-37_xy_straggling | ar-36_energy | ar-36_let | ar-36_range | ar-36_z_straggling | ar-36_xy_straggling | ar-40_energy | ar-40_let | ar-40_range | ar-40_z_straggling | ar-40_xy_straggling | ca-40_energy | ca-40_let | ca-40_range | ca-40_z_straggling | ca-40_xy_straggling | ca-44_energy | ca-44_let | ca-44_range | ca-44_z_straggling | ca-44_xy_straggling | ca-48_energy | ca-48_let | ca-48_range | ca-48_z_straggling | ca-48_xy_straggling | ti-48_energy | ti-48_let | ti-48_range | ti-48_z_straggling | ti-48_xy_straggling | ti-50_energy | ti-50_let | ti-50_range | ti-50_z_straggling | ti-50_xy_straggling | v-51_energy | v-51_let | v-51_range | v-51_z_straggling | v-51_xy_straggling | cr-52_energy | cr-52_let | cr-52_range | cr-52_z_straggling | cr-52_xy_straggling | fe-56_energy | fe-56_let | fe-56_range | fe-56_z_straggling | fe-56_xy_straggling | ni-58_energy | ni-58_let | ni-58_range | ni-58_z_straggling | ni-58_xy_straggling | ni-64_energy | ni-64_let | ni-64_range | ni-64_z_straggling | ni-64_xy_straggling | cu-63_energy | cu-63_let | cu-63_range | cu-63_z_straggling | cu-63_xy_straggling | cu-65_energy | cu-65_let | cu-65_range | cu-65_z_straggling | cu-65_xy_straggling | zn-64_energy | zn-64_let | zn-64_range | zn-64_z_straggling | zn-64_xy_straggling | zn-70_energy | zn-70_let | zn-70_range | zn-70_z_straggling | zn-70_xy_straggling | ge-70_energy | ge-70_let | ge-70_range | ge-70_z_straggling | ge-70_xy_straggling | ge-72_energy | ge-72_let | ge-72_range | ge-72_z_straggling | ge-72_xy_straggling | se-82_energy | se-82_let | se-82_range | se-82_z_straggling | se-82_xy_straggling | br-79_energy | br-79_let | br-79_range | br-79_z_straggling | br-79_xy_straggling | br-81_energy | br-81_let | br-81_range | br-81_z_straggling | br-81_xy_straggling | kr-78_energy | kr-78_let | kr-78_range | kr-78_z_straggling | kr-78_xy_straggling | kr-84_energy | kr-84_let | kr-84_range | kr-84_z_straggling | kr-84_xy_straggling | kr-86_energy | kr-86_let | kr-86_range | kr-86_z_straggling | kr-86_xy_straggling | y-89_energy | y-89_let | y-89_range | y-89_z_straggling | y-89_xy_straggling | zr-90_energy | zr-90_let | zr-90_range | zr-90_z_straggling | zr-90_xy_straggling | zr-96_energy | zr-96_let | zr-96_range | zr-96_z_straggling | zr-96_xy_straggling | nb-93_energy | nb-93_let | nb-93_range | nb-93_z_straggling | nb-93_xy_straggling | mo-92_energy | mo-92_let | mo-92_range | mo-92_z_straggling | mo-92_xy_straggling | ag-107_energy | ag-107_let | ag-107_range | ag-107_z_straggling | ag-107_xy_straggling | ag-109_energy | ag-109_let | ag-109_range | ag-109_z_straggling | ag-109_xy_straggling | i-127_energy | i-127_let | i-127_range | i-127_z_straggling | i-127_xy_straggling | xe-124_energy | xe-124_let | xe-124_range | xe-124_z_straggling | xe-124_xy_straggling | xe-129_energy | xe-129_let | xe-129_range | xe-129_z_straggling | xe-129_xy_straggling | xe-136_energy | xe-136_let | xe-136_range | xe-136_z_straggling | xe-136_xy_straggling | pr-141_energy | pr-141_let | pr-141_range | pr-141_z_straggling | pr-141_xy_straggling | sm-144_energy | sm-144_let | sm-144_range | sm-144_z_straggling | sm-144_xy_straggling | tb-159_energy | tb-159_let | tb-159_range | tb-159_z_straggling | tb-159_xy_straggling | ho-165_energy | ho-165_let | ho-165_range | ho-165_z_straggling | ho-165_xy_straggling | tm-169_energy | tm-169_let | tm-169_range | tm-169_z_straggling | tm-169_xy_straggling | ta-181_energy | ta-181_let | ta-181_range | ta-181_z_straggling | ta-181_xy_straggling | pt-198_energy | pt-198_let | pt-198_range | pt-198_z_straggling | pt-198_xy_straggling | au-197_energy | au-197_let | au-197_range | au-197_z_straggling | au-197_xy_straggling | pb-208_energy | pb-208_let | pb-208_range | pb-208_z_straggling | pb-208_xy_straggling | bi-209_energy | bi-209_let | bi-209_range | bi-209_z_straggling | bi-209_xy_straggling | th-232_energy | th-232_let | th-232_range | th-232_z_straggling | th-232_xy_straggling | u-235_energy | u-235_let | u-235_range | u-235_z_straggling | u-235_xy_straggling | u-238_energy | u-238_let | u-238_range | u-238_z_straggling | u-238_xy_straggling
0.10913 | 0.2443 | 0.0007815 | 0.0001469 | 0.0001724 | 0.11172 | 0.24348 | 0.00169 | 0.0002424 | 0.0003056 | 0.10776 | 0.24496 | 0.0025 | 0.0003166 | 0.0004106 | 0.10776 | 0.64439 | 0.00114 | 0.0002089 | 0.0002415 | 0.099925 | 0.63488 | 0.00146 | 0.0002517 | 0.0002961 | 0.11403 | 0.96676 | 0.00209 | 0.0003342 | 0.0003985 | 0.10986 | 1.8639 | 0.00151 | 0.0002394 | 0.0002815 | 0.109 | 1.8593 | 0.00166 | 0.0002547 | 0.0003018 | 0.1 | 2.1173 | 0.00146 | 0.0002499 | 0.0002869 | 0.099979 | 2.4857 | 0.00148 | 0.0002549 | 0.0002916 | 0.1 | 2.4861 | 0.0016 | 0.0002666 | 0.0003071 | 0.10003 | 2.7331 | 0.0016 | 0.0002857 | 0.0003239 | 0.10001 | 2.7336 | 0.00171 | 0.0002971 | 0.0003389 | 0.10001 | 2.734 | 0.00182 | 0.0003081 | 0.0003536 | 0.10527 | 3.1583 | 0.00174 | 0.0002994 | 0.000339 | 0.10004 | 3.0809 | 0.00173 | 0.0003222 | 0.0003585 | 0.10717 | 3.1817 | 0.0019 | 0.0003368 | 0.0003795 | 0.10231 | 3.1151 | 0.00194 | 0.0003438 | 0.0003871 | 0.10423 | 3.6503 | 0.00198 | 0.0003922 | 0.0004298 | 0.10192 | 3.7113 | 0.00203 | 0.0003795 | 0.0004199 | 0.10723 | 4.4738 | 0.00183 | 0.0003186 | 0.0003564 | 0.10353 | 4.3971 | 0.00186 | 0.0003232 | 0.0003612 | 0.10165 | 4.5715 | 0.00187 | 0.0003301 | 0.0003653 | 0.10009 | 4.8007 | 0.00189 | 0.000326 | 0.0003614 | 0.10144 | 4.8358 | 0.00202 | 0.0003377 | 0.000377 | 0.10426 | 4.6785 | 0.00199 | 0.0003346 | 0.0003713 | 0.1001 | 4.5779 | 0.00215 | 0.0003517 | 0.0003918 | 0.10009 | 5.5603 | 0.0019 | 0.0003369 | 0.0003682 | 0.10238 | 5.6335 | 0.00213 | 0.0003577 | 0.0003953 | 0.10427 | 5.6939 | 0.00236 | 0.0003772 | 0.0004212 | 0.10428 | 5.6628 | 0.00233 | 0.0003906 | 0.0004306 | 0.10011 | 5.531 | 0.00236 | 0.0003956 | 0.0004352 | 0.10796 | 6.4813 | 0.00237 | 0.0003906 | 0.0004328 | 0.10589 | 6.6188 | 0.00237 | 0.0004106 | 0.0004501 | 0.10727 | 6.1964 | 0.00266 | 0.0004693 | 0.0005115 | 0.10356 | 4.4438 | 0.00336 | 0.0006502 | 0.0006876 | 0.10168 | 4.3651 | 0.00367 | 0.0006814 | 0.0007247 | 0.10329 | 6.0785 | 0.00277 | 0.0004958 | 0.0005336 | 0.10011 | 5.9558 | 0.0028 | 0.0004999 | 0.0005371 | 0.10168 | 6.8337 | 0.00244 | 0.0004192 | 0.0004508 | 0.10011 | 6.775 | 0.00265 | 0.0004375 | 0.0004735 | 0.10011 | 6.6339 | 0.0029 | 0.0005393 | 0.000575 | 0.11123 | 7.1846 | 0.0032 | 0.000561 | 0.0006088 | 0.10987 | 7.5139 | 0.00312 | 0.00049 | 0.0005341 | 0.10137 | 6.7794 | 0.00287 | 0.0004848 | 0.0005166 | 0.11123 | 7.1699 | 0.00315 | 0.0005052 | 0.0005474 | 0.10267 | 6.9232 | 0.00278 | 0.000474 | 0.0005036 | 0.10726 | 7.1122 | 0.00309 | 0.0004992 | 0.0005377 | 0.10476 | 7.0153 | 0.00311 | 0.0005015 | 0.0005394 | 0.10123 | 7.7826 | 0.00282 | 0.000457 | 0.0004848 | 0.10011 | 7.4486 | 0.00291 | 0.0004856 | 0.0005111 | 0.10427 | 7.6501 | 0.0032 | 0.0005083 | 0.0005423 | 0.10764 | 7.3041 | 0.00319 | 0.0005149 | 0.0005464 | 0.10881 | 8.361 | 0.00297 | 0.0004813 | 0.0005116 | 0.1029 | 7.968 | 0.0033 | 0.0005419 | 0.0005648 | 0.10101 | 7.862 | 0.00331 | 0.0005432 | 0.0005653 | 0.10244 | 7.861 | 0.00356 | 0.0005528 | 0.0005693 | 0.10492 | 9.47 | 0.00303 | 0.0004555 | 0.0004755 | 0.10085 | 9.285 | 0.00305 | 0.0004566 | 0.0004756 | 0.10301 | 9.394 | 0.00327 | 0.0004722 | 0.0004969 | 0.10645 | 9.133 | 0.00362 | 0.0005517 | 0.0005749 | 0.10423 | 9.351 | 0.00345 | 0.0005339 | 0.0005513 | 0.10068 | 9.674 | 0.00326 | 0.0004631 | 0.0004734 | 0.10307 | 10.771 | 0.00325 | 0.0004499 | 0.0004644 | 0.10063 | 10.256 | 0.00327 | 0.0004588 | 0.0004677 | 0.11053 | 11.068 | 0.00379 | 0.00052 | 0.0005397 | 0.10103 | 12.11 | 0.00318 | 0.0004137 | 0.0004229 | 0.10154 | 9.821 | 0.00357 | 0.0004846 | 0.0004816 | 0.10819 | 12.289 | 0.00343 | 0.0004321 | 0.0004423 | 0.10767 | 13.114 | 0.0033 | 0.0004138 | 0.0004248 | 0.10774 | 12.881 | 0.00355 | 0.0004385 | 0.0004465 | 0.10636 | 13.011 | 0.00341 | 0.0004218 | 0.0004281 | 0.10502 | 12.989 | 0.00341 | 0.0004206 | 0.0004268
0.11905 | 0.24087 | 0.0008539 | 0.0001525 | 0.0001819 | 0.12413 | 0.23924 | 0.00187 | 0.0002526 | 0.0003241 | 0.11605 | 0.24212 | 0.00269 | 0.0003248 | 0.0004265 | 0.11605 | 0.65308 | 0.00121 | 0.0002126 | 0.0002483 | 0.11242 | 0.64957 | 0.0016 | 0.0002585 | 0.0003087 | 0.12828 | 1.0057 | 0.00227 | 0.000342 | 0.0004133 | 0.11984 | 1.919 | 0.00161 | 0.0002436 | 0.0002893 | 0.11809 | 1.9105 | 0.00176 | 0.0002587 | 0.0003094 | 0.10833 | 2.186 | 0.00155 | 0.0002538 | 0.0002943 | 0.10712 | 2.5553 | 0.00155 | 0.0002583 | 0.0002979 | 0.10667 | 2.5507 | 0.00167 | 0.0002698 | 0.0003132 | 0.10628 | 2.8195 | 0.00167 | 0.0002888 | 0.0003298 | 0.10589 | 2.814 | 0.00177 | 0.0003002 | 0.0003447 | 0.11112 | 2.8832 | 0.00194 | 0.0003141 | 0.0003646 | 0.11843 | 3.3625 | 0.00188 | 0.0003056 | 0.0003506 | 0.11255 | 3.2532 | 0.00187 | 0.0003296 | 0.0003715 | 0.11908 | 3.3386 | 0.00204 | 0.0003434 | 0.0003914 | 0.11368 | 3.2698 | 0.00208 | 0.0003506 | 0.0003994 | 0.11465 | 3.863 | 0.0021 | 0.0003982 | 0.0004409 | 0.11119 | 3.9036 | 0.00215 | 0.0003858 | 0.0004312 | 0.11617 | 4.6559 | 0.00193 | 0.0003235 | 0.0003652 | 0.11216 | 4.5761 | 0.00196 | 0.0003282 | 0.0003703 | 0.10947 | 4.7633 | 0.00196 | 0.0003354 | 0.0003747 | 0.10724 | 4.9751 | 0.00198 | 0.0003311 | 0.0003704 | 0.10821 | 4.9996 | 0.00211 | 0.0003426 | 0.0003857 | 0.11121 | 4.8508 | 0.00208 | 0.0003402 | 0.0003809 | 0.11261 | 4.8884 | 0.00234 | 0.000363 | 0.0004106 | 0.1126 | 5.9322 | 0.00206 | 0.000346 | 0.0003836 | 0.11375 | 5.969 | 0.00229 | 0.0003661 | 0.00041 | 0.1147 | 5.9987 | 0.00252 | 0.000385 | 0.0004351 | 0.11471 | 5.9874 | 0.00248 | 0.0003995 | 0.000446 | 0.11012 | 5.8479 | 0.00252 | 0.0004049 | 0.0004512 | 0.11778 | 6.8363 | 0.00251 | 0.0003977 | 0.0004457 | 0.11552 | 6.9764 | 0.0025 | 0.0004178 | 0.000463 | 0.11621 | 6.555 | 0.0028 | 0.0004776 | 0.0005263 | 0.11219 | 4.8386 | 0.00355 | 0.0006657 | 0.0007143 | 0.1095 | 4.7198 | 0.00387 | 0.0006968 | 0.0007515 | 0.11123 | 6.3872 | 0.00291 | 0.0005052 | 0.0005496 | 0.10781 | 6.2571 | 0.00294 | 0.0005096 | 0.0005536 | 0.1095 | 7.1511 | 0.00257 | 0.0004274 | 0.0004647 | 0.11441 | 7.3517 | 0.0029 | 0.0004534 | 0.0004999 | 0.11441 | 7.3353 | 0.00316 | 0.0005563 | 0.0006044 | 0.12514 | 7.8404 | 0.00343 | 0.0005751 | 0.0006342 | 0.12207 | 8.039 | 0.00335 | 0.0005036 | 0.0005576 | 0.11404 | 7.2771 | 0.00312 | 0.0005024 | 0.0005452 | 0.12358 | 7.6456 | 0.00339 | 0.0005204 | 0.0005729 | 0.1155 | 7.4344 | 0.00302 | 0.0004915 | 0.0005316 | 0.11917 | 7.5878 | 0.00334 | 0.0005151 | 0.0005638 | 0.1164 | 7.4781 | 0.00336 | 0.0005178 | 0.000566 | 0.11248 | 8.3103 | 0.00304 | 0.0004722 | 0.0005094 | 0.11123 | 7.9629 | 0.00314 | 0.0005022 | 0.0005381 | 0.11469 | 8.1239 | 0.00343 | 0.0005235 | 0.0005675 | 0.1184 | 7.7523 | 0.00343 | 0.0005317 | 0.0005734 | 0.11969 | 8.8918 | 0.00318 | 0.0004951 | 0.0005346 | 0.11225 | 8.504 | 0.00352 | 0.0005581 | 0.0005914 | 0.11019 | 8.3883 | 0.00353 | 0.0005597 | 0.0005923 | 0.11032 | 8.266 | 0.00378 | 0.0005704 | 0.0005966 | 0.11299 | 9.859 | 0.00321 | 0.0004689 | 0.000496 | 0.10861 | 9.652 | 0.00324 | 0.0004705 | 0.0004965 | 0.11037 | 9.744 | 0.00346 | 0.0004854 | 0.000517 | 0.11355 | 9.471 | 0.00381 | 0.0005662 | 0.0005973 | 0.11118 | 9.668 | 0.00364 | 0.0005486 | 0.0005734 | 0.10697 | 9.918 | 0.00344 | 0.0004777 | 0.0004941 | 0.10914 | 11.064 | 0.00342 | 0.0004622 | 0.0004824 | 0.10655 | 10.512 | 0.00344 | 0.0004726 | 0.0004872 | 0.12435 | 11.856 | 0.00418 | 0.0005496 | 0.0005826 | 0.11365 | 12.6 | 0.00354 | 0.0004423 | 0.0004607 | 0.11423 | 10.322 | 0.00402 | 0.0005244 | 0.0005327 | 0.12021 | 12.784 | 0.0038 | 0.0004598 | 0.000479 | 0.11963 | 13.61 | 0.00364 | 0.0004392 | 0.0004587 | 0.11852 | 13.284 | 0.00389 | 0.0004654 | 0.0004815 | 0.117 | 13.264 | 0.00376 | 0.0004491 | 0.0004625 | 0.11552 | 13.231 | 0.00376 | 0.000448 | 0.0004612
0.12897 | 0.23744 | 0.0009276 | 0.0001579 | 0.0001913 | 0.13654 | 0.2349 | 0.00206 | 0.0002625 | 0.0003425 | 0.12434 | 0.23919 | 0.00288 | 0.0003328 | 0.0004423 | 0.12434 | 0.66027 | 0.00128 | 0.000216 | 0.0002548 | 0.12491 | 0.6608 | 0.00174 | 0.0002647 | 0.0003204 | 0.14253 | 1.0393 | 0.00245 | 0.0003489 | 0.0004267 | 0.12983 | 1.9693 | 0.0017 | 0.0002474 | 0.0002966 | 0.12717 | 1.9567 | 0.00185 | 0.0002624 | 0.0003165 | 0.11667 | 2.249 | 0.00163 | 0.0002574 | 0.0003011 | 0.11426 | 2.619 | 0.00162 | 0.0002614 | 0.0003037 | 0.11333 | 2.6115 | 0.00174 | 0.0002729 | 0.0003189 | 0.11254 | 2.901 | 0.00173 | 0.0002917 | 0.0003354 | 0.11765 | 2.9653 | 0.0019 | 0.0003059 | 0.0003553 | 0.12501 | 3.0522 | 0.0021 | 0.0003207 | 0.0003768 | 0.13159 | 3.5504 | 0.00201 | 0.000311 | 0.0003607 | 0.12505 | 3.4133 | 0.002 | 0.0003359 | 0.0003831 | 0.13099 | 3.4871 | 0.00218 | 0.0003492 | 0.0004022 | 0.12505 | 3.4142 | 0.00222 | 0.0003566 | 0.0004105 | 0.12508 | 4.0644 | 0.00221 | 0.0004034 | 0.0004508 | 0.12045 | 4.0886 | 0.00226 | 0.0003913 | 0.0004414 | 0.1251 | 4.8298 | 0.00202 | 0.0003279 | 0.0003733 | 0.12079 | 4.7468 | 0.00205 | 0.0003328 | 0.0003787 | 0.11729 | 4.9519 | 0.00206 | 0.0003402 | 0.0003834 | 0.11439 | 5.1453 | 0.00207 | 0.0003358 | 0.0003787 | 0.12173 | 5.3183 | 0.00229 | 0.0003517 | 0.0004014 | 0.12511 | 5.1946 | 0.00226 | 0.0003504 | 0.0003982 | 0.12512 | 5.1974 | 0.00252 | 0.0003726 | 0.0004272 | 0.12512 | 6.2839 | 0.00221 | 0.0003536 | 0.0003972 | 0.12513 | 6.2869 | 0.00244 | 0.0003733 | 0.000423 | 0.12512 | 6.2895 | 0.00267 | 0.0003919 | 0.0004477 | 0.12514 | 6.2992 | 0.00263 | 0.0004072 | 0.0004599 | 0.12013 | 6.1532 | 0.00267 | 0.0004129 | 0.0004655 | 0.12759 | 7.1742 | 0.00264 | 0.000404 | 0.0004572 | 0.12514 | 7.3141 | 0.00262 | 0.000424 | 0.0004746 | 0.12515 | 6.9058 | 0.00293 | 0.0004849 | 0.0005396 | 0.12083 | 5.2398 | 0.00372 | 0.0006787 | 0.0007377 | 0.12514 | 5.4473 | 0.00422 | 0.0007219 | 0.0007962 | 0.12713 | 6.9933 | 0.00318 | 0.0005216 | 0.0005776 | 0.12321 | 6.8472 | 0.00322 | 0.0005265 | 0.0005824 | 0.12514 | 7.7597 | 0.00281 | 0.0004418 | 0.0004891 | 0.12871 | 7.898 | 0.00314 | 0.0004664 | 0.0005224 | 0.12871 | 8.002 | 0.00339 | 0.0005699 | 0.000629 | 0.13904 | 8.4635 | 0.00365 | 0.0005867 | 0.0006557 | 0.13428 | 8.5429 | 0.00357 | 0.0005153 | 0.0005782 | 0.12671 | 7.7616 | 0.00336 | 0.0005172 | 0.0005702 | 0.13594 | 8.1072 | 0.00362 | 0.0005335 | 0.0005955 | 0.12834 | 7.9526 | 0.00326 | 0.0005062 | 0.0005562 | 0.13109 | 8.0689 | 0.00357 | 0.0005287 | 0.0005869 | 0.12804 | 7.9475 | 0.00359 | 0.0005317 | 0.0005896 | 0.12373 | 8.8186 | 0.00325 | 0.0004851 | 0.0005313 | 0.12235 | 8.4531 | 0.00336 | 0.0005164 | 0.000562 | 0.12512 | 8.5772 | 0.00364 | 0.0005367 | 0.00059 | 0.12916 | 8.201 | 0.00366 | 0.0005464 | 0.0005977 | 0.13057 | 9.4053 | 0.00337 | 0.0005071 | 0.0005551 | 0.1216 | 9.0362 | 0.00372 | 0.0005721 | 0.0006151 | 0.11937 | 8.9119 | 0.00374 | 0.000574 | 0.0006164 | 0.1182 | 8.677 | 0.00399 | 0.0005861 | 0.0006217 | 0.12106 | 10.256 | 0.00339 | 0.0004811 | 0.0005151 | 0.11636 | 10.029 | 0.00342 | 0.0004831 | 0.0005161 | 0.11773 | 10.103 | 0.00364 | 0.0004974 | 0.0005359 | 0.12065 | 9.809 | 0.004 | 0.0005794 | 0.0006182 | 0.11813 | 9.986 | 0.00382 | 0.0005622 | 0.0005942 | 0.11326 | 10.173 | 0.00362 | 0.0004913 | 0.0005138 | 0.12126 | 11.676 | 0.00373 | 0.0004853 | 0.0005158 | 0.11839 | 11.047 | 0.00378 | 0.0004984 | 0.0005237 | 0.13816 | 12.661 | 0.00455 | 0.0005746 | 0.0006207 | 0.12628 | 13.137 | 0.0039 | 0.0004676 | 0.0004955 | 0.12692 | 10.919 | 0.00444 | 0.000559 | 0.0005797 | 0.13223 | 13.347 | 0.00415 | 0.0004845 | 0.0005131 | 0.13159 | 14.15 | 0.00397 | 0.0004618 | 0.0004902 | 0.12929 | 13.758 | 0.00423 | 0.0004897 | 0.0005145 | 0.12764 | 13.601 | 0.0041 | 0.0004742 | 0.0004953 | 0.12602 | 13.547 | 0.0041 | 0.0004733 | 0.0004942
0.13889 | 0.23402 | 0.001 | 0.0001633 | 0.0002008 | 0.14896 | 0.23077 | 0.00226 | 0.0002722 | 0.0003607 | 0.13263 | 0.23636 | 0.00307 | 0.0003407 | 0.0004579 | 0.13263 | 0.66618 | 0.00135 | 0.0002192 | 0.000261 | 0.1374 | 0.66925 | 0.00188 | 0.0002705 | 0.0003315 | 0.15678 | 1.068 | 0.00262 | 0.0003551 | 0.000439 | 0.13982 | 2.0136 | 0.00179 | 0.0002509 | 0.0003034 | 0.13625 | 1.9991 | 0.00195 | 0.0002658 | 0.0003232 | 0.125 | 2.309 | 0.00171 | 0.0002607 | 0.0003074 | 0.1214 | 2.6788 | 0.00169 | 0.0002642 | 0.0003092 | 0.12 | 2.6674 | 0.00181 | 0.0002757 | 0.0003244 | 0.12504 | 3.0524 | 0.00185 | 0.0002971 | 0.0003454 | 0.13236 | 3.1345 | 0.00205 | 0.0003121 | 0.0003669 | 0.1389 | 3.2037 | 0.00224 | 0.0003263 | 0.0003875 | 0.14475 | 3.7217 | 0.00214 | 0.0003156 | 0.0003697 | 0.13756 | 3.564 | 0.00213 | 0.0003414 | 0.0003934 | 0.1429 | 3.6261 | 0.0023 | 0.0003543 | 0.0004119 | 0.13642 | 3.5511 | 0.00235 | 0.0003619 | 0.0004206 | 0.1355 | 4.2555 | 0.00232 | 0.000408 | 0.0004596 | 0.12972 | 4.2672 | 0.00237 | 0.0003962 | 0.0004507 | 0.13404 | 4.9972 | 0.00212 | 0.0003319 | 0.0003808 | 0.12942 | 4.9121 | 0.00215 | 0.0003369 | 0.0003864 | 0.12511 | 5.1352 | 0.00215 | 0.0003446 | 0.0003914 | 0.12869 | 5.4755 | 0.00224 | 0.0003444 | 0.0003938 | 0.13526 | 5.625 | 0.00245 | 0.0003594 | 0.0004152 | 0.13901 | 5.5336 | 0.00243 | 0.000359 | 0.0004134 | 0.13763 | 5.5032 | 0.00269 | 0.0003808 | 0.0004419 | 0.13763 | 6.6168 | 0.00235 | 0.0003603 | 0.0004092 | 0.1365 | 6.5905 | 0.00258 | 0.0003796 | 0.0004346 | 0.13555 | 6.5679 | 0.00281 | 0.000398 | 0.000459 | 0.13556 | 6.5988 | 0.00277 | 0.000414 | 0.0004723 | 0.13014 | 6.4454 | 0.00281 | 0.00042 | 0.0004785 | 0.13741 | 7.4969 | 0.00276 | 0.0004095 | 0.0004677 | 0.13477 | 7.6327 | 0.00275 | 0.0004296 | 0.0004851 | 0.14302 | 7.5813 | 0.00318 | 0.0004977 | 0.0005627 | 0.13809 | 6.047 | 0.00404 | 0.0007 | 0.0007766 | 0.14078 | 6.1772 | 0.00452 | 0.0007409 | 0.000832 | 0.14302 | 7.579 | 0.00343 | 0.0005348 | 0.0006012 | 0.13862 | 7.4201 | 0.00347 | 0.0005403 | 0.0006068 | 0.14078 | 8.3333 | 0.00304 | 0.0004537 | 0.0005099 | 0.14301 | 8.4178 | 0.00336 | 0.0004773 | 0.0005421 | 0.14301 | 8.6338 | 0.00361 | 0.0005811 | 0.0006499 | 0.15294 | 9.0544 | 0.00386 | 0.0005963 | 0.0006743 | 0.14649 | 9.0243 | 0.00378 | 0.0005253 | 0.0005966 | 0.13939 | 8.232 | 0.00359 | 0.00053 | 0.0005922 | 0.1483 | 8.5556 | 0.00384 | 0.0005448 | 0.0006157 | 0.14117 | 8.4738 | 0.00348 | 0.0005188 | 0.0005778 | 0.14301 | 8.553 | 0.00378 | 0.0005405 | 0.0006076 | 0.13968 | 8.419 | 0.00382 | 0.0005438 | 0.0006107 | 0.13497 | 9.3068 | 0.00345 | 0.0004963 | 0.0005508 | 0.13347 | 8.9194 | 0.00357 | 0.0005288 | 0.0005833 | 0.13555 | 9.0087 | 0.00385 | 0.0005483 | 0.0006103 | 0.13993 | 8.648 | 0.00387 | 0.0005591 | 0.0006196 | 0.14145 | 9.9012 | 0.00356 | 0.0005175 | 0.0005735 | 0.13096 | 9.5613 | 0.00391 | 0.0005843 | 0.0006365 | 0.12855 | 9.4293 | 0.00394 | 0.0005865 | 0.0006382 | 0.12608 | 9.093 | 0.0042 | 0.0006001 | 0.0006448 | 0.12913 | 10.661 | 0.00357 | 0.0004921 | 0.0005328 | 0.12412 | 10.414 | 0.0036 | 0.0004945 | 0.0005343 | 0.12509 | 10.469 | 0.00382 | 0.0005083 | 0.0005535 | 0.12774 | 10.145 | 0.00418 | 0.0005916 | 0.0006378 | 0.12508 | 10.305 | 0.004 | 0.0005747 | 0.0006138 | 0.12585 | 10.71 | 0.00397 | 0.0005169 | 0.0005506 | 0.13642 | 12.476 | 0.00411 | 0.0005105 | 0.0005533 | 0.13319 | 11.753 | 0.00418 | 0.0005269 | 0.0005649 | 0.15198 | 13.478 | 0.0049 | 0.000596 | 0.0006546 | 0.13891 | 13.705 | 0.00424 | 0.0004899 | 0.0005276 | 0.13962 | 11.594 | 0.00485 | 0.0005888 | 0.0006226 | 0.14425 | 13.96 | 0.00448 | 0.0005064 | 0.0005447 | 0.14355 | 14.73 | 0.00429 | 0.0004821 | 0.0005195 | 0.14006 | 14.289 | 0.00456 | 0.0005117 | 0.0005455 | 0.13827 | 14.007 | 0.00443 | 0.0004973 | 0.0005266 | 0.13653 | 13.942 | 0.00443 | 0.0004965 | 0.0005255
0.14881 | 0.2307 | 0.00108 | 0.0001686 | 0.0002102 | 0.16137 | 0.22664 | 0.00246 | 0.0002818 | 0.000379 | 0.1492 | 0.23071 | 0.00347 | 0.0003582 | 0.000489 | 0.1492 | 0.67502 | 0.00148 | 0.0002255 | 0.0002728 | 0.14989 | 0.67542 | 0.00201 | 0.0002758 | 0.0003419 | 0.17104 | 1.0938 | 0.00279 | 0.0003607 | 0.0004503 | 0.14981 | 2.054 | 0.00188 | 0.0002541 | 0.0003097 | 0.14534 | 2.0365 | 0.00204 | 0.0002689 | 0.0003295 | 0.13333 | 2.3641 | 0.00179 | 0.0002638 | 0.0003133 | 0.12854 | 2.7358 | 0.00176 | 0.0002669 | 0.0003144 | 0.13333 | 2.7715 | 0.00194 | 0.0002811 | 0.0003344 | 0.14067 | 3.2208 | 0.00199 | 0.0003031 | 0.0003565 | 0.14707 | 3.2851 | 0.00219 | 0.0003174 | 0.0003771 | 0.15279 | 3.3386 | 0.00238 | 0.0003311 | 0.000397 | 0.15791 | 3.8774 | 0.00226 | 0.0003197 | 0.0003778 | 0.15006 | 3.7051 | 0.00226 | 0.0003463 | 0.0004028 | 0.15481 | 3.7565 | 0.00243 | 0.0003588 | 0.0004207 | 0.14779 | 3.6804 | 0.00247 | 0.0003666 | 0.0004297 | 0.14592 | 4.437 | 0.00242 | 0.0004121 | 0.0004677 | 0.13898 | 4.4393 | 0.00247 | 0.0004006 | 0.0004592 | 0.14297 | 5.1581 | 0.00221 | 0.0003355 | 0.0003878 | 0.13805 | 5.0709 | 0.00224 | 0.0003406 | 0.0003935 | 0.14075 | 5.4894 | 0.00232 | 0.0003526 | 0.0004058 | 0.14298 | 5.7937 | 0.0024 | 0.0003518 | 0.000407 | 0.14879 | 5.9193 | 0.00261 | 0.0003661 | 0.0004275 | 0.15291 | 5.8673 | 0.00259 | 0.0003664 | 0.0004269 | 0.15014 | 5.8044 | 0.00285 | 0.0003879 | 0.0004551 | 0.15014 | 6.9334 | 0.00248 | 0.000366 | 0.0004199 | 0.14788 | 6.8797 | 0.00271 | 0.0003852 | 0.0004452 | 0.14598 | 6.8345 | 0.00294 | 0.0004034 | 0.0004693 | 0.14599 | 6.8868 | 0.0029 | 0.0004201 | 0.0004836 | 0.14015 | 6.7281 | 0.00295 | 0.0004263 | 0.0004902 | 0.15704 | 8.0981 | 0.003 | 0.0004195 | 0.000486 | 0.15402 | 8.221 | 0.00298 | 0.0004395 | 0.0005034 | 0.1609 | 8.22 | 0.00341 | 0.0005079 | 0.000582 | 0.15535 | 6.8401 | 0.00432 | 0.000716 | 0.0008077 | 0.15643 | 6.8928 | 0.0048 | 0.0007557 | 0.0008613 | 0.15891 | 8.1455 | 0.00366 | 0.0005458 | 0.0006216 | 0.15402 | 7.975 | 0.0037 | 0.0005517 | 0.0006278 | 0.15642 | 8.8762 | 0.00325 | 0.0004637 | 0.000528 | 0.15731 | 8.9099 | 0.00357 | 0.0004867 | 0.0005593 | 0.15731 | 9.2333 | 0.00381 | 0.0005904 | 0.0006679 | 0.16685 | 9.6171 | 0.00406 | 0.0006046 | 0.0006905 | 0.1587 | 9.4844 | 0.00397 | 0.0005341 | 0.000613 | 0.15206 | 8.6879 | 0.0038 | 0.000541 | 0.0006119 | 0.16066 | 8.9908 | 0.00404 | 0.0005547 | 0.0006338 | 0.154 | 8.9957 | 0.00369 | 0.0005296 | 0.0005971 | 0.15493 | 9.0372 | 0.00399 | 0.0005507 | 0.000626 | 0.15132 | 8.8927 | 0.00403 | 0.0005543 | 0.0006296 | 0.14622 | 9.7747 | 0.00364 | 0.0005062 | 0.0005684 | 0.1446 | 9.3627 | 0.00376 | 0.0005396 | 0.0006025 | 0.14597 | 9.4205 | 0.00405 | 0.0005586 | 0.0006287 | 0.15069 | 9.0913 | 0.00408 | 0.0005704 | 0.0006394 | 0.15233 | 10.3796 | 0.00374 | 0.0005268 | 0.0005902 | 0.14031 | 10.0781 | 0.0041 | 0.000595 | 0.0006558 | 0.13773 | 9.9386 | 0.00412 | 0.0005975 | 0.0006579 | 0.13396 | 9.51 | 0.00439 | 0.0006128 | 0.0006662 | 0.1372 | 11.073 | 0.00373 | 0.0005021 | 0.0005493 | 0.13188 | 10.805 | 0.00377 | 0.0005049 | 0.0005513 | 0.13244 | 10.84 | 0.00399 | 0.0005184 | 0.0005701 | 0.14194 | 10.81 | 0.00452 | 0.000614 | 0.0006735 | 0.13897 | 10.942 | 0.00434 | 0.0005978 | 0.0006497 | 0.14158 | 11.424 | 0.00438 | 0.000545 | 0.000592 | 0.15158 | 13.307 | 0.00446 | 0.0005318 | 0.0005865 | 0.14799 | 12.488 | 0.00455 | 0.0005512 | 0.0006017 | 0.16579 | 14.291 | 0.00523 | 0.0006145 | 0.000685 | 0.15154 | 14.31 | 0.00456 | 0.0005099 | 0.0005572 | 0.15231 | 12.322 | 0.00523 | 0.0006147 | 0.0006616 | 0.15627 | 14.607 | 0.0048 | 0.0005259 | 0.0005739 | 0.15552 | 15.335 | 0.00459 | 0.0005003 | 0.0005466 | 0.15084 | 14.867 | 0.00487 | 0.0005316 | 0.0005745 | 0.14891 | 14.489 | 0.00475 | 0.0005184 | 0.0005562 | 0.14703 | 14.403 | 0.00475 | 0.0005178 | 0.0005552
0.15873 | 0.22748 | 0.00116 | 0.0001738 | 0.0002196 | 0.17378 | 0.22281 | 0.00266 | 0.0002913 | 0.0003972 | 0.16578 | 0.22527 | 0.00387 | 0.0003754 | 0.00052 | 0.16578 | 0.68049 | 0.00162 | 0.0002314 | 0.0002839 | 0.16238 | 0.67961 | 0.00215 | 0.0002808 | 0.0003519 | 0.18529 | 1.1155 | 0.00296 | 0.0003659 | 0.0004608 | 0.15979 | 2.0915 | 0.00197 | 0.0002571 | 0.0003158 | 0.15442 | 2.072 | 0.00213 | 0.0002719 | 0.0003355 | 0.14167 | 2.4154 | 0.00186 | 0.0002666 | 0.0003189 | 0.14283 | 2.838 | 0.00189 | 0.0002721 | 0.000324 | 0.15 | 2.8864 | 0.0021 | 0.0002871 | 0.0003456 | 0.1563 | 3.3706 | 0.00213 | 0.0003082 | 0.0003663 | 0.16177 | 3.4182 | 0.00232 | 0.0003221 | 0.0003863 | 0.16668 | 3.4598 | 0.00252 | 0.0003355 | 0.0004056 | 0.17107 | 4.0194 | 0.00237 | 0.0003234 | 0.0003852 | 0.16257 | 3.8386 | 0.00238 | 0.0003507 | 0.0004113 | 0.16671 | 3.8812 | 0.00255 | 0.0003629 | 0.0004289 | 0.15916 | 3.803 | 0.00259 | 0.0003709 | 0.0004381 | 0.15635 | 4.6089 | 0.00252 | 0.0004157 | 0.000475 | 0.14825 | 4.6047 | 0.00257 | 0.0004046 | 0.000467 | 0.16085 | 5.4631 | 0.00238 | 0.0003423 | 0.0004003 | 0.1553 | 5.3716 | 0.00241 | 0.0003476 | 0.0004063 | 0.15639 | 5.8282 | 0.00248 | 0.0003593 | 0.0004183 | 0.15728 | 6.0985 | 0.00255 | 0.0003581 | 0.0004187 | 0.16231 | 6.2039 | 0.00276 | 0.0003719 | 0.0004385 | 0.16681 | 6.1943 | 0.00274 | 0.0003728 | 0.0004388 | 0.16265 | 6.0997 | 0.00301 | 0.0003942 | 0.0004669 | 0.16265 | 7.2353 | 0.00261 | 0.0003712 | 0.0004296 | 0.15925 | 7.157 | 0.00284 | 0.0003902 | 0.0004547 | 0.16683 | 7.3367 | 0.0032 | 0.0004135 | 0.0004875 | 0.16685 | 7.4314 | 0.00316 | 0.0004311 | 0.0005035 | 0.16018 | 7.262 | 0.00321 | 0.0004377 | 0.0005108 | 0.17666 | 8.6491 | 0.00321 | 0.0004277 | 0.0005015 | 0.17327 | 8.7536 | 0.00319 | 0.0004478 | 0.000519 | 0.17878 | 8.8234 | 0.00362 | 0.0005164 | 0.0005984 | 0.17261 | 7.6056 | 0.00456 | 0.0007285 | 0.0008329 | 0.17207 | 7.5859 | 0.00505 | 0.0007674 | 0.0008855 | 0.1748 | 8.6908 | 0.00387 | 0.000555 | 0.0006392 | 0.16942 | 8.5097 | 0.00392 | 0.0005612 | 0.000646 | 0.17207 | 9.389 | 0.00345 | 0.0004722 | 0.0005439 | 0.17161 | 9.3783 | 0.00377 | 0.0004948 | 0.0005746 | 0.17161 | 9.8025 | 0.004 | 0.0005984 | 0.0006837 | 0.18075 | 10.1517 | 0.00424 | 0.0006117 | 0.0007049 | 0.1709 | 9.9254 | 0.00416 | 0.0005418 | 0.0006279 | 0.16473 | 9.1296 | 0.00401 | 0.0005506 | 0.0006297 | 0.17302 | 9.413 | 0.00424 | 0.0005634 | 0.0006502 | 0.16684 | 9.5165 | 0.00388 | 0.0005389 | 0.0006143 | 0.16684 | 9.5206 | 0.00419 | 0.0005596 | 0.0006427 | 0.16296 | 9.3646 | 0.00422 | 0.0005635 | 0.0006466 | 0.15747 | 10.2215 | 0.00382 | 0.0005149 | 0.0005844 | 0.15572 | 9.7821 | 0.00395 | 0.0005492 | 0.0006199 | 0.1564 | 9.8108 | 0.00423 | 0.0005678 | 0.0006456 | 0.16145 | 9.5292 | 0.00427 | 0.0005804 | 0.0006575 | 0.16321 | 10.8406 | 0.00391 | 0.0005351 | 0.0006054 | 0.14967 | 10.585 | 0.00427 | 0.0006045 | 0.0006733 | 0.14692 | 10.439 | 0.0043 | 0.0006073 | 0.0006758 | 0.14184 | 9.927 | 0.00458 | 0.0006242 | 0.0006859 | 0.14527 | 11.482 | 0.00389 | 0.0005112 | 0.0005647 | 0.13964 | 11.205 | 0.00394 | 0.0005145 | 0.0005672 | 0.14716 | 11.593 | 0.00431 | 0.000537 | 0.0006001 | 0.15968 | 11.623 | 0.00493 | 0.0006381 | 0.0007127 | 0.15635 | 11.729 | 0.00474 | 0.0006227 | 0.0006893 | 0.15731 | 12.177 | 0.00477 | 0.0005688 | 0.0006288 | 0.16674 | 14.164 | 0.0048 | 0.0005501 | 0.000616 | 0.16279 | 13.239 | 0.0049 | 0.0005721 | 0.0006347 | 0.17961 | 15.105 | 0.00554 | 0.0006307 | 0.0007124 | 0.16417 | 14.939 | 0.00488 | 0.0005276 | 0.0005846 | 0.165 | 13.1 | 0.00558 | 0.0006372 | 0.000697 | 0.16829 | 15.298 | 0.0051 | 0.0005433 | 0.0006008 | 0.16748 | 15.964 | 0.00488 | 0.0005167 | 0.0005718 | 0.16161 | 15.477 | 0.00517 | 0.0005496 | 0.0006016 | 0.15954 | 15.015 | 0.00506 | 0.0005377 | 0.0005841 | 0.15753 | 14.908 | 0.00507 | 0.0005372 | 0.0005833
0.16865 | 0.22426 | 0.00124 | 0.000179 | 0.000229 | 0.1862 | 0.21899 | 0.00287 | 0.0003008 | 0.0004154 | 0.18236 | 0.22023 | 0.00428 | 0.0003924 | 0.0005509 | 0.18236 | 0.68327 | 0.00175 | 0.0002369 | 0.0002945 | 0.17487 | 0.68242 | 0.00228 | 0.0002855 | 0.0003615 | 0.19954 | 1.1343 | 0.00312 | 0.0003707 | 0.0004708 | 0.16978 | 2.125 | 0.00206 | 0.0002599 | 0.0003214 | 0.1635 | 2.1045 | 0.00221 | 0.0002747 | 0.0003411 | 0.15 | 2.4627 | 0.00194 | 0.0002692 | 0.0003242 | 0.16068 | 2.9521 | 0.00205 | 0.0002779 | 0.0003348 | 0.16667 | 2.9868 | 0.00226 | 0.0002924 | 0.0003557 | 0.17193 | 3.5017 | 0.00227 | 0.0003126 | 0.0003751 | 0.17648 | 3.5375 | 0.00246 | 0.0003263 | 0.0003946 | 0.18057 | 3.5683 | 0.00265 | 0.0003394 | 0.0004135 | 0.18423 | 4.1477 | 0.00249 | 0.0003266 | 0.0003919 | 0.17507 | 3.9645 | 0.0025 | 0.0003546 | 0.0004192 | 0.17862 | 3.9992 | 0.00266 | 0.0003667 | 0.0004364 | 0.17052 | 3.9199 | 0.00271 | 0.0003748 | 0.0004459 | 0.16677 | 4.7722 | 0.00262 | 0.000419 | 0.0004817 | 0.16678 | 4.9177 | 0.00276 | 0.0004119 | 0.0004809 | 0.17872 | 5.7493 | 0.00254 | 0.000348 | 0.0004112 | 0.17256 | 5.6536 | 0.00258 | 0.0003535 | 0.0004176 | 0.17203 | 6.1493 | 0.00263 | 0.0003651 | 0.0004293 | 0.17158 | 6.3904 | 0.0027 | 0.0003636 | 0.0004292 | 0.17584 | 6.4764 | 0.00291 | 0.000377 | 0.0004485 | 0.18072 | 6.5113 | 0.00288 | 0.0003783 | 0.0004496 | 0.17517 | 6.388 | 0.00315 | 0.0003997 | 0.0004776 | 0.17516 | 7.5223 | 0.00273 | 0.0003757 | 0.0004385 | 0.182 | 7.6764 | 0.00309 | 0.0003995 | 0.0004716 | 0.18768 | 7.802 | 0.00345 | 0.0004218 | 0.0005031 | 0.1877 | 7.9385 | 0.0034 | 0.0004401 | 0.0005204 | 0.1802 | 7.7606 | 0.00346 | 0.0004471 | 0.0005283 | 0.19629 | 9.1551 | 0.00342 | 0.0004346 | 0.0005149 | 0.19253 | 9.2383 | 0.00339 | 0.0004548 | 0.0005325 | 0.19666 | 9.3927 | 0.00382 | 0.0005235 | 0.0006127 | 0.18987 | 8.3343 | 0.00479 | 0.0007385 | 0.0008539 | 0.18771 | 8.2489 | 0.00528 | 0.0007771 | 0.0009061 | 0.19069 | 9.216 | 0.00408 | 0.0005629 | 0.0006548 | 0.18482 | 9.0254 | 0.00413 | 0.0005694 | 0.0006621 | 0.18771 | 9.8749 | 0.00364 | 0.0004796 | 0.0005581 | 0.18591 | 9.8234 | 0.00396 | 0.0005019 | 0.0005884 | 0.18592 | 10.3466 | 0.00418 | 0.0006053 | 0.0006976 | 0.19466 | 10.6668 | 0.00441 | 0.0006179 | 0.0007177 | 0.18311 | 10.3469 | 0.00434 | 0.0005488 | 0.0006414 | 0.1774 | 9.5583 | 0.0042 | 0.0005591 | 0.0006457 | 0.18538 | 9.8237 | 0.00443 | 0.0005712 | 0.0006651 | 0.17967 | 10.0324 | 0.00407 | 0.0005471 | 0.0006298 | 0.17876 | 9.9998 | 0.00437 | 0.0005675 | 0.0006578 | 0.1746 | 9.8344 | 0.00441 | 0.0005716 | 0.0006621 | 0.16872 | 10.6466 | 0.004 | 0.0005227 | 0.0005989 | 0.16684 | 10.1798 | 0.00414 | 0.0005579 | 0.0006359 | 0.16683 | 10.184 | 0.00442 | 0.0005761 | 0.0006611 | 0.17222 | 9.9611 | 0.00446 | 0.0005894 | 0.0006741 | 0.17409 | 11.2837 | 0.00408 | 0.0005425 | 0.0006194 | 0.15902 | 11.0804 | 0.00444 | 0.0006131 | 0.0006894 | 0.1561 | 10.9319 | 0.00447 | 0.000616 | 0.0006921 | 0.1576 | 10.7549 | 0.00493 | 0.0006448 | 0.0007213 | 0.16141 | 12.3199 | 0.0042 | 0.000528 | 0.0005927 | 0.15515 | 12.0006 | 0.00425 | 0.000532 | 0.0005961 | 0.16555 | 12.552 | 0.00469 | 0.0005568 | 0.0006329 | 0.17742 | 12.403 | 0.00531 | 0.0006584 | 0.0007469 | 0.17372 | 12.502 | 0.00511 | 0.0006438 | 0.0007241 | 0.17304 | 12.95 | 0.00513 | 0.0005892 | 0.0006617 | 0.1819 | 15.034 | 0.00511 | 0.0005658 | 0.0006424 | 0.17758 | 14.004 | 0.00524 | 0.0005902 | 0.0006644 | 0.19343 | 15.909 | 0.00583 | 0.0006448 | 0.0007372 | 0.1768 | 15.59 | 0.00518 | 0.0005436 | 0.0006098 | 0.17769 | 13.909 | 0.00592 | 0.0006568 | 0.0007291 | 0.18031 | 16.009 | 0.0054 | 0.0005588 | 0.0006257 | 0.17944 | 16.613 | 0.00516 | 0.0005315 | 0.0005952 | 0.17239 | 16.117 | 0.00546 | 0.0005659 | 0.0006268 | 0.17018 | 15.591 | 0.00536 | 0.0005552 | 0.0006104 | 0.16803 | 15.473 | 0.00537 | 0.000555 | 0.0006097
0.17857 | 0.22125 | 0.00132 | 0.0001842 | 0.0002385 | 0.19861 | 0.21537 | 0.00308 | 0.0003102 | 0.0004337 | 0.19894 | 0.2154 | 0.0047 | 0.0004093 | 0.0005818 | 0.19894 | 0.68408 | 0.00188 | 0.000242 | 0.0003046 | 0.19985 | 0.68416 | 0.00255 | 0.0002955 | 0.0003797 | 0.2138 | 1.1502 | 0.00328 | 0.0003751 | 0.0004801 | 0.17977 | 2.1556 | 0.00214 | 0.0002626 | 0.0003269 | 0.18167 | 2.1607 | 0.00239 | 0.0002803 | 0.0003516 | 0.16667 | 2.5495 | 0.00208 | 0.0002744 | 0.000334 | 0.17853 | 3.0515 | 0.0022 | 0.000283 | 0.0003445 | 0.18333 | 3.0764 | 0.00241 | 0.0002972 | 0.0003648 | 0.18756 | 3.6181 | 0.00239 | 0.0003166 | 0.000383 | 0.19119 | 3.644 | 0.00258 | 0.00033 | 0.0004022 | 0.19446 | 3.6659 | 0.00277 | 0.0003429 | 0.0004207 | 0.19739 | 4.2632 | 0.0026 | 0.0003296 | 0.0003982 | 0.18758 | 4.0835 | 0.00261 | 0.0003582 | 0.0004265 | 0.19053 | 4.1104 | 0.00278 | 0.0003701 | 0.0004434 | 0.18189 | 4.03 | 0.00283 | 0.0003783 | 0.0004532 | 0.18762 | 5.0744 | 0.00281 | 0.0004251 | 0.0004937 | 0.18531 | 5.2087 | 0.00294 | 0.000418 | 0.000493 | 0.19659 | 6.0174 | 0.0027 | 0.000353 | 0.000421 | 0.18981 | 5.9185 | 0.00274 | 0.0003587 | 0.0004276 | 0.18766 | 6.4553 | 0.00278 | 0.0003701 | 0.0004392 | 0.18588 | 6.6712 | 0.00284 | 0.0003685 | 0.0004387 | 0.18936 | 6.7387 | 0.00305 | 0.0003816 | 0.0004575 | 0.19462 | 6.8192 | 0.00302 | 0.0003833 | 0.0004593 | 0.20019 | 6.9407 | 0.00343 | 0.0004099 | 0.0004963 | 0.20019 | 8.0609 | 0.00297 | 0.0003842 | 0.0004541 | 0.20475 | 8.1556 | 0.00332 | 0.0004072 | 0.0004861 | 0.20854 | 8.2334 | 0.00367 | 0.0004289 | 0.0005167 | 0.20856 | 8.4121 | 0.00362 | 0.0004478 | 0.0005351 | 0.20022 | 8.2277 | 0.00369 | 0.0004551 | 0.0005436 | 0.21592 | 9.6233 | 0.00362 | 0.0004406 | 0.0005267 | 0.21178 | 9.6844 | 0.00359 | 0.0004608 | 0.0005445 | 0.21453 | 9.9282 | 0.00401 | 0.0005296 | 0.0006252 | 0.20713 | 9.0246 | 0.005 | 0.0007467 | 0.0008717 | 0.20335 | 8.88 | 0.00549 | 0.0007851 | 0.0009237 | 0.20658 | 9.7195 | 0.00427 | 0.0005698 | 0.0006686 | 0.20022 | 9.5215 | 0.00433 | 0.0005765 | 0.0006763 | 0.20335 | 10.3403 | 0.00382 | 0.0004861 | 0.0005708 | 0.20021 | 10.2487 | 0.00415 | 0.0005082 | 0.0006009 | 0.20022 | 10.8591 | 0.00435 | 0.0006113 | 0.0007101 | 0.20856 | 11.1509 | 0.00458 | 0.0006234 | 0.0007293 | 0.19532 | 10.7564 | 0.00452 | 0.000555 | 0.0006538 | 0.19007 | 9.9754 | 0.00439 | 0.0005667 | 0.0006603 | 0.19774 | 10.2226 | 0.00462 | 0.0005782 | 0.0006788 | 0.19251 | 10.5448 | 0.00424 | 0.0005543 | 0.0006438 | 0.19068 | 10.4712 | 0.00455 | 0.0005746 | 0.0006716 | 0.18624 | 10.2995 | 0.0046 | 0.0005789 | 0.0006762 | 0.17997 | 11.0633 | 0.00416 | 0.0005298 | 0.0006123 | 0.17797 | 10.5593 | 0.00431 | 0.0005657 | 0.0006505 | 0.17725 | 10.5347 | 0.00459 | 0.0005836 | 0.0006754 | 0.18298 | 10.3855 | 0.00464 | 0.0005974 | 0.0006893 | 0.18497 | 11.7094 | 0.00423 | 0.0005492 | 0.0006322 | 0.16837 | 11.5607 | 0.0046 | 0.0006207 | 0.0007041 | 0.16528 | 11.4117 | 0.00463 | 0.0006239 | 0.0007071 | 0.1773 | 11.7741 | 0.00533 | 0.0006664 | 0.0007591 | 0.18159 | 13.3743 | 0.00455 | 0.0005459 | 0.0006229 | 0.17455 | 13.0127 | 0.00461 | 0.0005507 | 0.0006274 | 0.18395 | 13.5043 | 0.00504 | 0.0005733 | 0.0006613 | 0.19516 | 13.1549 | 0.00566 | 0.0006757 | 0.0007771 | 0.19109 | 13.257 | 0.00547 | 0.0006619 | 0.0007549 | 0.18877 | 13.736 | 0.00547 | 0.0006068 | 0.0006911 | 0.19705 | 15.904 | 0.00541 | 0.0005794 | 0.0006662 | 0.19238 | 14.779 | 0.00556 | 0.0006061 | 0.0006912 | 0.20724 | 16.701 | 0.00612 | 0.0006574 | 0.0007597 | 0.18942 | 16.26 | 0.00546 | 0.0005579 | 0.0006331 | 0.19039 | 14.738 | 0.00624 | 0.000674 | 0.0007582 | 0.19233 | 16.738 | 0.00568 | 0.0005728 | 0.0006488 | 0.19141 | 17.271 | 0.00543 | 0.0005449 | 0.000617 | 0.19393 | 17.465 | 0.00601 | 0.0005965 | 0.0006725 | 0.19145 | 16.861 | 0.00592 | 0.0005883 | 0.0006581 | 0.18904 | 16.712 | 0.00594 | 0.0005885 | 0.0006579
0.19841 | 0.21542 | 0.00148 | 0.0001951 | 0.0002575 | 0.22344 | 0.20864 | 0.00351 | 0.0003315 | 0.0004704 | 0.21552 | 0.21078 | 0.00513 | 0.0004261 | 0.0006128 | 0.21552 | 0.6833 | 0.00202 | 0.000247 | 0.0003144 | 0.22483 | 0.68233 | 0.00282 | 0.0003049 | 0.0003969 | 0.22805 | 1.164 | 0.00344 | 0.0003793 | 0.000489 | 0.19974 | 2.2088 | 0.00231 | 0.000268 | 0.000337 | 0.20438 | 2.2198 | 0.0026 | 0.0002868 | 0.0003637 | 0.1875 | 2.6432 | 0.00226 | 0.0002803 | 0.000345 | 0.19639 | 3.1392 | 0.00235 | 0.0002876 | 0.0003534 | 0.2 | 3.1562 | 0.00256 | 0.0003015 | 0.0003733 | 0.20319 | 3.7217 | 0.00252 | 0.0003202 | 0.0003903 | 0.20589 | 3.7387 | 0.00271 | 0.0003334 | 0.0004092 | 0.20834 | 3.7537 | 0.0029 | 0.0003461 | 0.0004275 | 0.21055 | 4.3688 | 0.0027 | 0.0003324 | 0.000404 | 0.20008 | 4.1958 | 0.00272 | 0.0003615 | 0.0004333 | 0.21435 | 4.3173 | 0.00299 | 0.0003768 | 0.0004561 | 0.20463 | 4.2358 | 0.00305 | 0.0003852 | 0.0004662 | 0.20846 | 5.3465 | 0.00298 | 0.0004302 | 0.0005042 | 0.20384 | 5.4775 | 0.00311 | 0.0004233 | 0.0005036 | 0.21446 | 6.2681 | 0.00285 | 0.0003575 | 0.0004297 | 0.20707 | 6.1672 | 0.00289 | 0.0003632 | 0.0004366 | 0.2033 | 6.7452 | 0.00291 | 0.0003745 | 0.000448 | 0.20018 | 6.9387 | 0.00298 | 0.0003728 | 0.0004474 | 0.21642 | 7.2301 | 0.00331 | 0.0003903 | 0.0004734 | 0.22242 | 7.402 | 0.00328 | 0.0003924 | 0.0004762 | 0.22521 | 7.4596 | 0.00368 | 0.0004182 | 0.000512 | 0.22521 | 8.554 | 0.00319 | 0.0003913 | 0.0004675 | 0.22751 | 8.5988 | 0.00354 | 0.0004138 | 0.0004988 | 0.22939 | 8.6355 | 0.00389 | 0.0004351 | 0.0005287 | 0.22942 | 8.8567 | 0.00383 | 0.0004543 | 0.000548 | 0.22024 | 8.6659 | 0.0039 | 0.0004619 | 0.0005569 | 0.23555 | 10.0571 | 0.0038 | 0.0004458 | 0.0005372 | 0.23103 | 10.0963 | 0.00377 | 0.0004661 | 0.0005551 | 0.23241 | 10.4375 | 0.00419 | 0.0005349 | 0.0006363 | 0.22439 | 9.6739 | 0.00519 | 0.0007536 | 0.000887 | 0.219 | 9.479 | 0.00569 | 0.0007919 | 0.000939 | 0.22247 | 10.2038 | 0.00445 | 0.0005758 | 0.0006809 | 0.21562 | 9.9985 | 0.00452 | 0.0005827 | 0.0006891 | 0.21899 | 10.7757 | 0.00399 | 0.0004918 | 0.0005822 | 0.21452 | 10.6527 | 0.00432 | 0.0005138 | 0.0006122 | 0.21452 | 11.3536 | 0.00452 | 0.0006166 | 0.0007213 | 0.22246 | 11.6167 | 0.00474 | 0.0006283 | 0.0007398 | 0.20753 | 11.1406 | 0.00468 | 0.0005606 | 0.0006652 | 0.20274 | 10.3826 | 0.00457 | 0.0005735 | 0.0006736 | 0.21009 | 10.6142 | 0.00479 | 0.0005846 | 0.0006913 | 0.20534 | 11.0464 | 0.00441 | 0.0005607 | 0.0006566 | 0.2026 | 10.9436 | 0.00472 | 0.0005808 | 0.0006841 | 0.19788 | 10.7615 | 0.00477 | 0.0005853 | 0.0006891 | 0.19121 | 11.4522 | 0.00433 | 0.0005361 | 0.0006246 | 0.18909 | 10.9172 | 0.00448 | 0.0005727 | 0.000664 | 0.18768 | 10.8836 | 0.00476 | 0.0005905 | 0.0006887 | 0.19374 | 10.8011 | 0.00481 | 0.0006047 | 0.0007033 | 0.19585 | 12.1273 | 0.00439 | 0.0005553 | 0.0006441 | 0.18708 | 12.4986 | 0.0049 | 0.0006346 | 0.0007301 | 0.18365 | 12.3389 | 0.00494 | 0.0006381 | 0.0007337 | 0.197 | 12.7516 | 0.0057 | 0.000684 | 0.0007912 | 0.20177 | 14.4111 | 0.00488 | 0.0005607 | 0.000649 | 0.19394 | 14.0176 | 0.00495 | 0.0005662 | 0.0006544 | 0.20234 | 14.4568 | 0.00537 | 0.0005872 | 0.0006861 | 0.2129 | 13.8763 | 0.006 | 0.0006907 | 0.000804 | 0.20846 | 13.982 | 0.0058 | 0.0006775 | 0.0007824 | 0.2045 | 14.541 | 0.0058 | 0.0006221 | 0.0007176 | 0.21221 | 16.772 | 0.00569 | 0.0005914 | 0.0006876 | 0.20718 | 15.553 | 0.00586 | 0.00062 | 0.0007155 | 0.22106 | 17.481 | 0.00638 | 0.0006686 | 0.0007802 | 0.20205 | 16.928 | 0.00574 | 0.0005708 | 0.0006547 | 0.20308 | 15.575 | 0.00654 | 0.0006891 | 0.0007847 | 0.21637 | 18.24 | 0.0062 | 0.000599 | 0.0006898 | 0.21533 | 18.609 | 0.00595 | 0.0005704 | 0.0006562 | 0.21548 | 18.87 | 0.00651 | 0.0006218 | 0.0007123 | 0.21273 | 18.231 | 0.00645 | 0.0006158 | 0.0007001 | 0.21004 | 18.06 | 0.00647 | 0.0006164 | 0.0007003
0.22321 | 0.20859 | 0.00169 | 0.000209 | 0.0002815 | 0.24826 | 0.20231 | 0.00395 | 0.0003527 | 0.0005074 | 0.2321 | 0.20646 | 0.00558 | 0.0004428 | 0.000644 | 0.2321 | 0.68122 | 0.00215 | 0.0002517 | 0.000324 | 0.24981 | 0.67802 | 0.00309 | 0.0003138 | 0.0004135 | 0.2423 | 1.1759 | 0.0036 | 0.0003833 | 0.0004975 | 0.22471 | 2.264 | 0.00252 | 0.0002743 | 0.0003486 | 0.22709 | 2.2691 | 0.0028 | 0.0002927 | 0.0003747 | 0.20833 | 2.7222 | 0.00243 | 0.0002855 | 0.000355 | 0.21424 | 3.2181 | 0.00249 | 0.0002918 | 0.0003616 | 0.21667 | 3.2281 | 0.0027 | 0.0003055 | 0.0003811 | 0.21882 | 3.8135 | 0.00264 | 0.0003235 | 0.000397 | 0.2206 | 3.8236 | 0.00283 | 0.0003365 | 0.0004156 | 0.22223 | 3.8327 | 0.00302 | 0.0003491 | 0.0004338 | 0.23687 | 4.5484 | 0.00291 | 0.0003379 | 0.0004145 | 0.22509 | 4.4039 | 0.00293 | 0.000368 | 0.0004455 | 0.23816 | 4.5038 | 0.0032 | 0.0003825 | 0.0004673 | 0.22737 | 4.4221 | 0.00326 | 0.0003912 | 0.0004778 | 0.22931 | 5.5922 | 0.00315 | 0.0004347 | 0.0005134 | 0.22237 | 5.7269 | 0.00328 | 0.0004279 | 0.0005131 | 0.23233 | 6.5035 | 0.00299 | 0.0003614 | 0.0004377 | 0.22432 | 6.4004 | 0.00304 | 0.0003673 | 0.0004448 | 0.21894 | 7.0206 | 0.00305 | 0.0003785 | 0.0004561 | 0.22877 | 7.4396 | 0.00323 | 0.0003811 | 0.0004626 | 0.24347 | 7.6793 | 0.00356 | 0.0003976 | 0.0004871 | 0.25022 | 7.9397 | 0.00352 | 0.0003999 | 0.0004905 | 0.25024 | 7.941 | 0.00392 | 0.0004252 | 0.0005256 | 0.25023 | 9.008 | 0.0034 | 0.0003973 | 0.0004792 | 0.25026 | 9.0105 | 0.00375 | 0.0004195 | 0.0005099 | 0.25025 | 9.0118 | 0.0041 | 0.0004405 | 0.0005394 | 0.25027 | 9.2737 | 0.00404 | 0.00046 | 0.0005595 | 0.24026 | 9.0776 | 0.00411 | 0.0004679 | 0.0005689 | 0.25518 | 10.4593 | 0.00398 | 0.0004504 | 0.0005467 | 0.25028 | 10.4826 | 0.00395 | 0.0004708 | 0.0005647 | 0.25029 | 10.9072 | 0.00437 | 0.0005395 | 0.0006462 | 0.24165 | 10.2879 | 0.00538 | 0.0007594 | 0.0009003 | 0.23464 | 10.0434 | 0.00587 | 0.0007977 | 0.0009524 | 0.23836 | 10.6657 | 0.00463 | 0.000581 | 0.0006921 | 0.23103 | 10.4621 | 0.0047 | 0.0005882 | 0.0007006 | 0.23464 | 11.1927 | 0.00416 | 0.000497 | 0.0005927 | 0.22882 | 11.0402 | 0.00449 | 0.0005189 | 0.0006226 | 0.22882 | 11.8197 | 0.00468 | 0.0006213 | 0.0007314 | 0.23637 | 12.0539 | 0.0049 | 0.0006327 | 0.0007493 | 0.21973 | 11.5163 | 0.00485 | 0.0005657 | 0.0006757 | 0.21541 | 10.7766 | 0.00474 | 0.0005797 | 0.0006859 | 0.22245 | 10.9894 | 0.00496 | 0.0005903 | 0.000703 | 0.21817 | 11.5398 | 0.00458 | 0.0005665 | 0.0006682 | 0.21451 | 11.3976 | 0.00489 | 0.0005865 | 0.0006957 | 0.20952 | 11.2152 | 0.00494 | 0.0005912 | 0.0007009 | 0.20246 | 11.8332 | 0.00448 | 0.000542 | 0.0006361 | 0.20021 | 11.2672 | 0.00465 | 0.0005792 | 0.0006766 | 0.20853 | 11.5167 | 0.00509 | 0.0006036 | 0.0007126 | 0.21527 | 11.6136 | 0.00513 | 0.0006181 | 0.0007283 | 0.21761 | 12.9187 | 0.00468 | 0.0005667 | 0.0006654 | 0.21047 | 13.6044 | 0.00525 | 0.0006492 | 0.0007577 | 0.2066 | 13.4339 | 0.00529 | 0.000653 | 0.0007619 | 0.2167 | 13.7086 | 0.00605 | 0.0006987 | 0.0008189 | 0.22194 | 15.4374 | 0.00519 | 0.0005731 | 0.0006717 | 0.21334 | 15.0023 | 0.00527 | 0.0005793 | 0.000678 | 0.22074 | 15.3871 | 0.00568 | 0.000599 | 0.0007079 | 0.23065 | 14.5751 | 0.00632 | 0.0007038 | 0.0008281 | 0.22583 | 14.6962 | 0.00612 | 0.0006913 | 0.0008071 | 0.22023 | 15.343 | 0.0061 | 0.0006355 | 0.0007415 | 0.22737 | 17.636 | 0.00595 | 0.000602 | 0.000707 | 0.22198 | 16.324 | 0.00615 | 0.0006324 | 0.0007376 | 0.24869 | 18.996 | 0.00689 | 0.0006895 | 0.0008163 | 0.22731 | 18.304 | 0.00626 | 0.0005953 | 0.0006934 | 0.22846 | 17.279 | 0.0071 | 0.0007165 | 0.0008309 | 0.24041 | 19.744 | 0.00669 | 0.0006205 | 0.0007252 | 0.23926 | 19.96 | 0.00643 | 0.0005916 | 0.0006904 | 0.23703 | 20.297 | 0.00698 | 0.000643 | 0.0007471 | 0.234 | 19.682 | 0.00693 | 0.0006387 | 0.000737 | 0.23104 | 19.48 | 0.00696 | 0.0006397 | 0.0007376
0.24802 | 0.20237 | 0.00191 | 0.0002228 | 0.0003057 | 0.27309 | 0.19649 | 0.00442 | 0.0003738 | 0.0005448 | 0.26525 | 0.19832 | 0.00649 | 0.0004845 | 0.0007068 | 0.26525 | 0.6743 | 0.00242 | 0.0002621 | 0.0003424 | 0.27479 | 0.67193 | 0.00336 | 0.0003224 | 0.0004296 | 0.25656 | 1.1857 | 0.00376 | 0.0003871 | 0.0005057 | 0.24968 | 2.3084 | 0.00272 | 0.0002801 | 0.0003592 | 0.2498 | 2.3085 | 0.003 | 0.0002982 | 0.0003848 | 0.22917 | 2.7903 | 0.0026 | 0.0002903 | 0.0003642 | 0.23209 | 3.2881 | 0.00264 | 0.0002956 | 0.0003691 | 0.23333 | 3.2932 | 0.00284 | 0.0003091 | 0.0003884 | 0.23445 | 3.8954 | 0.00276 | 0.0003265 | 0.0004033 | 0.23531 | 3.9006 | 0.00295 | 0.0003394 | 0.0004217 | 0.25001 | 3.9688 | 0.00326 | 0.0003553 | 0.0004452 | 0.26319 | 4.6955 | 0.00311 | 0.0003428 | 0.0004239 | 0.2501 | 4.5904 | 0.00314 | 0.0003736 | 0.0004564 | 0.26198 | 4.6726 | 0.0034 | 0.0003877 | 0.0004774 | 0.2501 | 4.5909 | 0.00347 | 0.0003965 | 0.0004883 | 0.25016 | 5.8144 | 0.00331 | 0.0004386 | 0.0005216 | 0.2409 | 5.9568 | 0.00344 | 0.000432 | 0.0005217 | 0.25021 | 6.7243 | 0.00313 | 0.000365 | 0.000445 | 0.24158 | 6.6201 | 0.00318 | 0.0003709 | 0.0004523 | 0.25022 | 7.5271 | 0.0033 | 0.000386 | 0.0004702 | 0.25737 | 7.8953 | 0.00347 | 0.000388 | 0.0004756 | 0.27052 | 8.091 | 0.00379 | 0.0004038 | 0.000499 | 0.27802 | 8.4318 | 0.00374 | 0.0004061 | 0.0005028 | 0.27526 | 8.3857 | 0.00415 | 0.0004311 | 0.0005375 | 0.27525 | 9.4274 | 0.0036 | 0.0004026 | 0.0004895 | 0.27301 | 9.3925 | 0.00395 | 0.0004245 | 0.0005199 | 0.2711 | 9.3622 | 0.0043 | 0.0004453 | 0.0005491 | 0.27113 | 9.667 | 0.00423 | 0.0004651 | 0.0005698 | 0.26029 | 9.4666 | 0.00431 | 0.0004731 | 0.0005795 | 0.27481 | 10.8415 | 0.00416 | 0.0004545 | 0.0005553 | 0.26954 | 10.8342 | 0.00413 | 0.000475 | 0.0005735 | 0.26817 | 11.3581 | 0.00453 | 0.0005436 | 0.0006552 | 0.25891 | 10.8573 | 0.00555 | 0.0007645 | 0.000912 | 0.25028 | 10.5751 | 0.00605 | 0.0008028 | 0.0009643 | 0.25425 | 11.1149 | 0.0048 | 0.0005858 | 0.0007022 | 0.24643 | 10.901 | 0.00487 | 0.0005931 | 0.0007111 | 0.25028 | 11.5911 | 0.00432 | 0.0005016 | 0.0006023 | 0.24312 | 11.4189 | 0.00466 | 0.0005235 | 0.0006322 | 0.24312 | 12.2672 | 0.00483 | 0.0006256 | 0.0007407 | 0.25027 | 12.4823 | 0.00505 | 0.0006366 | 0.0007581 | 0.24415 | 12.2214 | 0.00516 | 0.0005755 | 0.0006945 | 0.22808 | 11.1521 | 0.00491 | 0.0005853 | 0.0006973 | 0.24717 | 11.7135 | 0.00529 | 0.0006012 | 0.0007238 | 0.23101 | 12.0247 | 0.00473 | 0.0005716 | 0.0006789 | 0.23835 | 12.2997 | 0.0052 | 0.000597 | 0.0007161 | 0.2328 | 12.0967 | 0.00525 | 0.000602 | 0.0007219 | 0.22496 | 12.5498 | 0.00479 | 0.000553 | 0.0006567 | 0.22246 | 11.9121 | 0.00496 | 0.0005915 | 0.0006993 | 0.2346 | 12.2483 | 0.00548 | 0.0006178 | 0.0007387 | 0.24218 | 12.5747 | 0.00551 | 0.0006324 | 0.0007551 | 0.24481 | 13.8286 | 0.00502 | 0.000579 | 0.0006883 | 0.23385 | 14.6493 | 0.00558 | 0.0006611 | 0.0007811 | 0.22956 | 14.4681 | 0.00562 | 0.0006652 | 0.0007857 | 0.2364 | 14.6229 | 0.00637 | 0.0007111 | 0.000843 | 0.24212 | 16.4312 | 0.00548 | 0.0005837 | 0.0006916 | 0.23273 | 15.9747 | 0.00557 | 0.0005903 | 0.0006987 | 0.23913 | 16.2939 | 0.00597 | 0.0006092 | 0.0007273 | 0.24839 | 15.2499 | 0.00663 | 0.0007155 | 0.0008499 | 0.2432 | 15.3865 | 0.00643 | 0.0007034 | 0.0008295 | 0.23596 | 16.142 | 0.00639 | 0.0006473 | 0.0007631 | 0.24253 | 18.487 | 0.00621 | 0.0006114 | 0.0007246 | 0.23678 | 17.091 | 0.00642 | 0.0006434 | 0.0007578 | 0.27632 | 20.458 | 0.00736 | 0.0007067 | 0.0008471 | 0.25257 | 19.68 | 0.00675 | 0.0006157 | 0.000727 | 0.25385 | 18.974 | 0.00761 | 0.0007384 | 0.0008697 | 0.26445 | 21.255 | 0.00714 | 0.0006384 | 0.000756 | 0.26318 | 21.319 | 0.00687 | 0.0006096 | 0.0007205 | 0.25858 | 21.74 | 0.00742 | 0.000661 | 0.0007778 | 0.25527 | 21.151 | 0.00739 | 0.000658 | 0.0007695 | 0.25205 | 20.928 | 0.00741 | 0.0006593 | 0.0007704
0.27282 | 0.19655 | 0.00214 | 0.0002365 | 0.0003302 | 0.29791 | 0.19107 | 0.00489 | 0.0003948 | 0.0005826 | 0.29841 | 0.19099 | 0.00744 | 0.0005258 | 0.0007705 | 0.29841 | 0.6649 | 0.0027 | 0.000272 | 0.0003602 | 0.29978 | 0.66456 | 0.00364 | 0.0003306 | 0.0004453 | 0.28506 | 1.2005 | 0.00407 | 0.0003954 | 0.0005211 | 0.27464 | 2.3449 | 0.00292 | 0.0002854 | 0.0003691 | 0.2725 | 2.342 | 0.0032 | 0.0003032 | 0.0003943 | 0.25 | 2.8485 | 0.00276 | 0.0002946 | 0.0003726 | 0.24995 | 3.3512 | 0.00277 | 0.0002991 | 0.0003762 | 0.25 | 3.3514 | 0.00298 | 0.0003125 | 0.0003953 | 0.25008 | 3.9685 | 0.00288 | 0.0003293 | 0.0004092 | 0.26472 | 4.0298 | 0.00318 | 0.0003454 | 0.0004329 | 0.27779 | 4.0793 | 0.00349 | 0.0003608 | 0.0004555 | 0.2895 | 4.8149 | 0.0033 | 0.0003471 | 0.0004325 | 0.27511 | 4.7584 | 0.00334 | 0.0003785 | 0.0004662 | 0.2858 | 4.8248 | 0.0036 | 0.0003922 | 0.0004866 | 0.27284 | 4.744 | 0.00367 | 0.0004012 | 0.0004977 | 0.271 | 6.0149 | 0.00347 | 0.0004421 | 0.0005291 | 0.25943 | 6.1701 | 0.00359 | 0.0004357 | 0.0005295 | 0.28595 | 7.1249 | 0.0034 | 0.000372 | 0.0004579 | 0.27609 | 7.0206 | 0.00345 | 0.0003782 | 0.0004655 | 0.2815 | 7.9799 | 0.00354 | 0.0003923 | 0.0004822 | 0.28597 | 8.3082 | 0.0037 | 0.0003939 | 0.000487 | 0.29757 | 8.4646 | 0.00401 | 0.0004091 | 0.0005095 | 0.30583 | 8.88 | 0.00396 | 0.0004115 | 0.0005136 | 0.30029 | 8.7952 | 0.00436 | 0.0004363 | 0.000548 | 0.30028 | 9.814 | 0.00379 | 0.0004072 | 0.0004988 | 0.29576 | 9.7473 | 0.00415 | 0.0004289 | 0.000529 | 0.29195 | 9.6914 | 0.0045 | 0.0004496 | 0.0005579 | 0.29198 | 10.0372 | 0.00442 | 0.0004696 | 0.0005792 | 0.28031 | 9.8325 | 0.0045 | 0.0004778 | 0.0005892 | 0.29444 | 11.1947 | 0.00433 | 0.0004582 | 0.0005631 | 0.28879 | 11.1767 | 0.00429 | 0.0004788 | 0.0005815 | 0.28605 | 11.7799 | 0.00469 | 0.0005474 | 0.0006634 | 0.27617 | 11.3878 | 0.00572 | 0.0007689 | 0.0009225 | 0.26592 | 11.0758 | 0.00622 | 0.0008073 | 0.000975 | 0.27014 | 11.5452 | 0.00496 | 0.00059 | 0.0007114 | 0.26183 | 11.321 | 0.00504 | 0.0005975 | 0.0007206 | 0.26592 | 11.9707 | 0.00448 | 0.0005058 | 0.0006112 | 0.25742 | 11.7688 | 0.00481 | 0.0005278 | 0.0006411 | 0.25742 | 12.6959 | 0.00498 | 0.0006294 | 0.0007492 | 0.27808 | 13.2821 | 0.00533 | 0.0006442 | 0.0007737 | 0.27467 | 13.0456 | 0.00552 | 0.0005863 | 0.0007149 | 0.25343 | 11.8967 | 0.00523 | 0.0005959 | 0.0007176 | 0.27807 | 12.5767 | 0.00566 | 0.000613 | 0.0007461 | 0.25667 | 12.9485 | 0.00503 | 0.0005812 | 0.0006978 | 0.26814 | 13.3607 | 0.00556 | 0.0006082 | 0.0007378 | 0.2619 | 13.1372 | 0.00562 | 0.0006135 | 0.0007441 | 0.25308 | 13.3852 | 0.00514 | 0.0005651 | 0.0006789 | 0.25026 | 12.6557 | 0.00534 | 0.0006049 | 0.0007239 | 0.26067 | 12.9265 | 0.00584 | 0.0006299 | 0.0007613 | 0.26909 | 13.4824 | 0.00587 | 0.0006443 | 0.0007779 | 0.27201 | 14.6852 | 0.00535 | 0.0005894 | 0.0007081 | 0.25724 | 15.631 | 0.00588 | 0.0006711 | 0.0008012 | 0.25251 | 15.4393 | 0.00593 | 0.0006754 | 0.0008062 | 0.2561 | 15.5031 | 0.00668 | 0.0007218 | 0.0008643 | 0.2623 | 17.401 | 0.00575 | 0.0005928 | 0.0007092 | 0.25212 | 16.9232 | 0.00585 | 0.0005999 | 0.0007171 | 0.25753 | 17.1858 | 0.00625 | 0.0006181 | 0.0007446 | 0.26613 | 15.8898 | 0.00693 | 0.0007258 | 0.0008698 | 0.26058 | 16.0524 | 0.00672 | 0.0007142 | 0.00085 | 0.25169 | 16.9456 | 0.00667 | 0.0006578 | 0.0007828 | 0.27284 | 20.1513 | 0.00669 | 0.0006291 | 0.0007556 | 0.26638 | 18.61 | 0.00694 | 0.0006641 | 0.0007934 | 0.30395 | 21.864 | 0.00779 | 0.0007211 | 0.0008738 | 0.27782 | 21.062 | 0.0072 | 0.0006328 | 0.0007563 | 0.27923 | 20.644 | 0.00807 | 0.0007563 | 0.0009028 | 0.28849 | 22.73 | 0.00756 | 0.0006535 | 0.000783 | 0.28711 | 22.652 | 0.00729 | 0.000625 | 0.0007471 | 0.28013 | 23.157 | 0.00783 | 0.0006764 | 0.0008051 | 0.27654 | 22.643 | 0.00781 | 0.0006745 | 0.0007982 | 0.27305 | 22.4 | 0.00784 | 0.0006761 | 0.0007996
0.29762 | 0.19103 | 0.00237 | 0.0002503 | 0.000355 | 0.32274 | 0.18595 | 0.00538 | 0.000416 | 0.0006208 | 0.33156 | 0.18427 | 0.00843 | 0.0005668 | 0.0008352 | 0.33156 | 0.65402 | 0.00298 | 0.0002816 | 0.0003776 | 0.32476 | 0.65639 | 0.00392 | 0.0003388 | 0.0004607 | 0.3207 | 1.2123 | 0.00445 | 0.0004056 | 0.0005391 | 0.29961 | 2.3744 | 0.00311 | 0.0002903 | 0.0003784 | 0.29521 | 2.3696 | 0.0034 | 0.0003079 | 0.0004033 | 0.27083 | 2.8989 | 0.00292 | 0.0002986 | 0.0003805 | 0.2678 | 3.4085 | 0.00291 | 0.0003024 | 0.0003829 | 0.26667 | 3.4047 | 0.00312 | 0.0003157 | 0.0004017 | 0.28134 | 4.0918 | 0.00311 | 0.0003351 | 0.00042 | 0.29413 | 4.1354 | 0.00341 | 0.0003508 | 0.0004429 | 0.30557 | 4.1711 | 0.00371 | 0.0003657 | 0.000465 | 0.31582 | 4.9105 | 0.00349 | 0.0003511 | 0.0004403 | 0.30012 | 4.9086 | 0.00353 | 0.000383 | 0.0004751 | 0.30961 | 4.9622 | 0.00379 | 0.0003964 | 0.000495 | 0.29558 | 4.8833 | 0.00386 | 0.0004054 | 0.0005064 | 0.29185 | 6.1958 | 0.00362 | 0.0004452 | 0.0005359 | 0.29649 | 6.5475 | 0.00388 | 0.0004429 | 0.0005432 | 0.32169 | 7.4756 | 0.00365 | 0.0003781 | 0.0004691 | 0.3106 | 7.3721 | 0.00371 | 0.0003844 | 0.000477 | 0.31277 | 8.3829 | 0.00377 | 0.0003977 | 0.0004927 | 0.31456 | 8.6811 | 0.00392 | 0.0003991 | 0.000497 | 0.32462 | 8.805 | 0.00423 | 0.0004139 | 0.0005189 | 0.33363 | 9.2871 | 0.00416 | 0.0004162 | 0.0005232 | 0.32531 | 9.1705 | 0.00457 | 0.0004409 | 0.0005574 | 0.3253 | 10.1673 | 0.00398 | 0.0004114 | 0.0005072 | 0.31851 | 10.079 | 0.00433 | 0.000433 | 0.0005372 | 0.31281 | 9.9993 | 0.00469 | 0.0004535 | 0.000566 | 0.31284 | 10.3891 | 0.0046 | 0.0004737 | 0.0005877 | 0.30033 | 10.1833 | 0.00469 | 0.000482 | 0.0005981 | 0.31407 | 11.5286 | 0.00449 | 0.0004616 | 0.0005703 | 0.30804 | 11.49 | 0.00446 | 0.0004823 | 0.0005889 | 0.30392 | 12.1726 | 0.00485 | 0.0005507 | 0.0006709 | 0.29343 | 11.8893 | 0.00587 | 0.0007728 | 0.0009319 | 0.28157 | 11.5473 | 0.00638 | 0.0008113 | 0.0009847 | 0.28603 | 11.9564 | 0.00512 | 0.0005939 | 0.00072 | 0.27723 | 11.7319 | 0.0052 | 0.0006015 | 0.0007294 | 0.28156 | 12.3413 | 0.00463 | 0.0005097 | 0.0006194 | 0.28602 | 12.441 | 0.00512 | 0.0005361 | 0.000657 | 0.28602 | 13.5061 | 0.00526 | 0.0006367 | 0.0007644 | 0.31284 | 14.2011 | 0.00567 | 0.0006524 | 0.0007903 | 0.30519 | 13.7942 | 0.00587 | 0.0005954 | 0.0007324 | 0.28511 | 12.7605 | 0.0056 | 0.0006074 | 0.0007394 | 0.30896 | 13.3845 | 0.00602 | 0.0006229 | 0.0007653 | 0.28876 | 14.0513 | 0.00537 | 0.0005915 | 0.0007178 | 0.29793 | 14.3467 | 0.00589 | 0.0006174 | 0.0007561 | 0.291 | 14.1227 | 0.00596 | 0.000623 | 0.0007629 | 0.2812 | 14.1565 | 0.00548 | 0.0005753 | 0.0006983 | 0.27807 | 13.3455 | 0.00569 | 0.0006164 | 0.0007454 | 0.28673 | 13.5495 | 0.00619 | 0.0006404 | 0.0007813 | 0.296 | 14.3351 | 0.0062 | 0.0006542 | 0.0007976 | 0.29922 | 15.4771 | 0.00565 | 0.0005982 | 0.0007254 | 0.28062 | 16.5482 | 0.00617 | 0.0006796 | 0.0008187 | 0.27547 | 16.3559 | 0.00622 | 0.0006841 | 0.0008241 | 0.2758 | 16.3481 | 0.00697 | 0.000731 | 0.0008832 | 0.28247 | 18.3455 | 0.00601 | 0.0006007 | 0.000725 | 0.27152 | 17.8366 | 0.00611 | 0.0006082 | 0.0007335 | 0.27592 | 18.052 | 0.00651 | 0.000626 | 0.0007603 | 0.28387 | 16.5138 | 0.00721 | 0.0007351 | 0.000888 | 0.27795 | 16.6928 | 0.007 | 0.0007239 | 0.0008686 | 0.28315 | 18.5164 | 0.00719 | 0.0006774 | 0.0008173 | 0.30316 | 21.7501 | 0.00713 | 0.0006436 | 0.0007818 | 0.29597 | 20.0838 | 0.00742 | 0.0006811 | 0.0008237 | 0.33159 | 23.2103 | 0.0082 | 0.0007334 | 0.0008972 | 0.30308 | 22.416 | 0.00763 | 0.0006474 | 0.0007822 | 0.30462 | 22.257 | 0.0085 | 0.0007712 | 0.0009312 | 0.31253 | 24.175 | 0.00795 | 0.0006665 | 0.0008068 | 0.31103 | 23.966 | 0.00769 | 0.0006383 | 0.0007708 | 0.30167 | 24.565 | 0.00822 | 0.0006897 | 0.0008294 | 0.29782 | 24.127 | 0.0082 | 0.0006887 | 0.0008238 | 0.29405 | 23.873 | 0.00824 | 0.0006905 | 0.0008255
0.32242 | 0.18602 | 0.00261 | 0.0002641 | 0.0003801 | 0.34757 | 0.18114 | 0.00588 | 0.0004371 | 0.0006595 | 0.36472 | 0.17805 | 0.00945 | 0.0006078 | 0.0009008 | 0.36472 | 0.64226 | 0.00326 | 0.000291 | 0.0003948 | 0.34974 | 0.64773 | 0.00421 | 0.0003467 | 0.0004759 | 0.35633 | 1.2171 | 0.00483 | 0.0004152 | 0.000556 | 0.32458 | 2.398 | 0.00331 | 0.0002949 | 0.0003871 | 0.31792 | 2.3922 | 0.00359 | 0.0003123 | 0.0004118 | 0.29167 | 2.9413 | 0.00308 | 0.0003023 | 0.0003879 | 0.28565 | 3.4588 | 0.00305 | 0.0003055 | 0.0003892 | 0.3 | 3.4965 | 0.00339 | 0.0003226 | 0.0004137 | 0.3126 | 4.1905 | 0.00333 | 0.0003403 | 0.0004297 | 0.32355 | 4.2202 | 0.00363 | 0.0003556 | 0.000452 | 0.33335 | 4.245 | 0.00393 | 0.0003703 | 0.0004736 | 0.34214 | 4.9883 | 0.00368 | 0.0003548 | 0.0004476 | 0.32513 | 5.0441 | 0.00371 | 0.000387 | 0.0004833 | 0.33343 | 5.0858 | 0.00397 | 0.0004002 | 0.0005028 | 0.31831 | 5.0089 | 0.00405 | 0.0004093 | 0.0005144 | 0.33354 | 6.5082 | 0.00391 | 0.0004516 | 0.0005481 | 0.33356 | 6.8698 | 0.00415 | 0.000449 | 0.000555 | 0.35744 | 7.782 | 0.00389 | 0.0003834 | 0.000479 | 0.34511 | 7.6814 | 0.00395 | 0.0003898 | 0.0004871 | 0.34405 | 8.7416 | 0.00398 | 0.0004023 | 0.000502 | 0.34316 | 9.0187 | 0.00413 | 0.0004036 | 0.000506 | 0.35167 | 9.113 | 0.00444 | 0.0004181 | 0.0005274 | 0.36143 | 9.6558 | 0.00436 | 0.0004204 | 0.0005318 | 0.35033 | 9.5144 | 0.00477 | 0.0004449 | 0.000566 | 0.35032 | 10.5024 | 0.00416 | 0.0004151 | 0.0005148 | 0.34126 | 10.3852 | 0.00451 | 0.0004366 | 0.0005448 | 0.33366 | 10.2877 | 0.00487 | 0.000457 | 0.0005735 | 0.33369 | 10.7138 | 0.00478 | 0.0004774 | 0.0005956 | 0.32035 | 10.5077 | 0.00487 | 0.0004858 | 0.0006062 | 0.3337 | 11.8331 | 0.00465 | 0.0004647 | 0.000577 | 0.32729 | 11.784 | 0.00462 | 0.0004855 | 0.0005958 | 0.3218 | 12.546 | 0.005 | 0.0005538 | 0.0006779 | 0.31069 | 12.3615 | 0.00602 | 0.0007763 | 0.0009404 | 0.31285 | 12.4127 | 0.00669 | 0.0008187 | 0.001 | 0.31781 | 12.7311 | 0.00542 | 0.0006013 | 0.0007351 | 0.30803 | 12.4962 | 0.0055 | 0.0006092 | 0.0007451 | 0.31285 | 13.0248 | 0.00492 | 0.0005173 | 0.0006341 | 0.32177 | 13.2127 | 0.00548 | 0.0005453 | 0.0006743 | 0.32178 | 14.4257 | 0.00559 | 0.0006447 | 0.0007805 | 0.3476 | 15.0338 | 0.00599 | 0.0006593 | 0.0008045 | 0.33571 | 14.4962 | 0.00619 | 0.0006032 | 0.0007477 | 0.31678 | 13.5787 | 0.00595 | 0.0006171 | 0.0007582 | 0.33986 | 14.1458 | 0.00636 | 0.0006314 | 0.0007821 | 0.32084 | 15.0587 | 0.00569 | 0.0005999 | 0.0007347 | 0.32773 | 15.2765 | 0.0062 | 0.0006251 | 0.0007719 | 0.3201 | 15.0421 | 0.00627 | 0.0006309 | 0.0007791 | 0.30932 | 14.8722 | 0.00579 | 0.0005841 | 0.0007152 | 0.30588 | 13.99 | 0.00603 | 0.0006263 | 0.0007643 | 0.3128 | 14.1465 | 0.00653 | 0.0006496 | 0.0007991 | 0.32291 | 15.1416 | 0.00651 | 0.0006628 | 0.000815 | 0.32642 | 16.2329 | 0.00594 | 0.000606 | 0.0007408 | 0.30401 | 17.4196 | 0.00644 | 0.000687 | 0.0008342 | 0.29843 | 17.2169 | 0.00649 | 0.0006917 | 0.0008399 | 0.2955 | 17.157 | 0.00724 | 0.0007392 | 0.0009002 | 0.30265 | 19.2441 | 0.00626 | 0.0006077 | 0.0007392 | 0.29091 | 18.7242 | 0.00636 | 0.0006156 | 0.0007483 | 0.29432 | 18.8817 | 0.00676 | 0.0006329 | 0.0007744 | 0.31936 | 17.6921 | 0.00775 | 0.0007532 | 0.0009202 | 0.31269 | 17.9248 | 0.00753 | 0.0007426 | 0.0009017 | 0.31461 | 20.0405 | 0.00767 | 0.0006935 | 0.0008465 | 0.33347 | 23.2799 | 0.00754 | 0.0006557 | 0.0008045 | 0.32557 | 21.5194 | 0.00786 | 0.0006953 | 0.0008499 | 0.35922 | 24.5147 | 0.00859 | 0.000744 | 0.0009178 | 0.32834 | 23.74 | 0.00803 | 0.00066 | 0.0008051 | 0.33 | 23.82 | 0.00891 | 0.0007838 | 0.000956 | 0.33658 | 25.59 | 0.00833 | 0.0006778 | 0.000828 | 0.33496 | 25.249 | 0.00807 | 0.00065 | 0.0007921 | 0.34477 | 27.276 | 0.00894 | 0.0007152 | 0.0008709 | 0.34036 | 27.032 | 0.00893 | 0.0007154 | 0.0008673 | 0.33606 | 26.747 | 0.00897 | 0.0007177 | 0.0008696
0.34722 | 0.18121 | 0.00286 | 0.000278 | 0.0004055 | 0.39722 | 0.17241 | 0.00692 | 0.0004905 | 0.0007384 | 0.39788 | 0.17233 | 0.01051 | 0.0006488 | 0.0009676 | 0.39788 | 0.63 | 0.00355 | 0.0003002 | 0.0004118 | 0.37472 | 0.63868 | 0.00449 | 0.0003546 | 0.000491 | 0.39196 | 1.2159 | 0.00521 | 0.0004243 | 0.000572 | 0.34955 | 2.4167 | 0.0035 | 0.0002993 | 0.0003955 | 0.34063 | 2.4109 | 0.00379 | 0.0003165 | 0.0004199 | 0.3125 | 2.9778 | 0.00324 | 0.0003058 | 0.000395 | 0.32136 | 3.5467 | 0.00331 | 0.0003122 | 0.0004009 | 0.33333 | 3.5725 | 0.00365 | 0.0003288 | 0.0004247 | 0.34386 | 4.2693 | 0.00355 | 0.0003451 | 0.0004387 | 0.35296 | 4.2892 | 0.00385 | 0.0003601 | 0.0004605 | 0.36113 | 4.3061 | 0.00415 | 0.0003745 | 0.0004817 | 0.36846 | 5.0502 | 0.00387 | 0.0003583 | 0.0004544 | 0.35014 | 5.1658 | 0.0039 | 0.0003907 | 0.0004908 | 0.38106 | 5.2985 | 0.00433 | 0.0004085 | 0.0005168 | 0.36379 | 5.2265 | 0.00441 | 0.0004178 | 0.0005287 | 0.37523 | 6.7633 | 0.00419 | 0.0004572 | 0.0005586 | 0.37062 | 7.1438 | 0.00442 | 0.0004544 | 0.0005654 | 0.39318 | 8.049 | 0.00413 | 0.000388 | 0.0004878 | 0.37962 | 7.9523 | 0.00419 | 0.0003946 | 0.0004962 | 0.37533 | 9.061 | 0.00419 | 0.0004065 | 0.0005104 | 0.37176 | 9.3229 | 0.00433 | 0.0004077 | 0.0005142 | 0.37873 | 9.3935 | 0.00464 | 0.000422 | 0.0005352 | 0.38923 | 9.989 | 0.00455 | 0.0004241 | 0.0005395 | 0.37536 | 9.8278 | 0.00496 | 0.0004486 | 0.0005737 | 0.37535 | 10.808 | 0.00433 | 0.0004185 | 0.0005219 | 0.36401 | 10.671 | 0.00469 | 0.0004399 | 0.0005518 | 0.35451 | 10.5536 | 0.00505 | 0.0004603 | 0.0005804 | 0.35455 | 11.029 | 0.00495 | 0.0004807 | 0.0006028 | 0.34037 | 10.8127 | 0.00504 | 0.0004893 | 0.0006137 | 0.35333 | 12.1281 | 0.0048 | 0.0004676 | 0.0005832 | 0.34655 | 12.0686 | 0.00477 | 0.0004885 | 0.0006022 | 0.35756 | 13.2445 | 0.00528 | 0.0005599 | 0.0006902 | 0.34521 | 13.2081 | 0.00631 | 0.0007829 | 0.0009553 | 0.35196 | 13.3576 | 0.00705 | 0.0008265 | 0.00102 | 0.35754 | 13.6152 | 0.00577 | 0.0006095 | 0.0007513 | 0.34654 | 13.3799 | 0.00586 | 0.0006176 | 0.0007617 | 0.35195 | 13.8179 | 0.00526 | 0.0005259 | 0.0006501 | 0.35753 | 13.9275 | 0.00582 | 0.0005532 | 0.0006893 | 0.35753 | 15.2588 | 0.0059 | 0.0006514 | 0.0007943 | 0.38236 | 15.7992 | 0.00629 | 0.0006652 | 0.0008168 | 0.36622 | 15.1607 | 0.00651 | 0.00061 | 0.0007614 | 0.34846 | 14.3504 | 0.00629 | 0.0006253 | 0.0007745 | 0.37075 | 14.8697 | 0.00668 | 0.0006387 | 0.0007968 | 0.35293 | 15.9997 | 0.00598 | 0.000607 | 0.0007493 | 0.35752 | 16.1292 | 0.0065 | 0.0006318 | 0.0007857 | 0.3492 | 15.8944 | 0.00657 | 0.0006377 | 0.0007932 | 0.33744 | 15.5514 | 0.0061 | 0.0005918 | 0.0007303 | 0.33369 | 14.5981 | 0.00635 | 0.000635 | 0.0007812 | 0.33887 | 14.7064 | 0.00685 | 0.0006578 | 0.0008152 | 0.34982 | 15.8913 | 0.00681 | 0.0006702 | 0.0008303 | 0.35362 | 16.9419 | 0.00622 | 0.0006128 | 0.0007545 | 0.32739 | 18.2445 | 0.0067 | 0.0006935 | 0.000848 | 0.32138 | 18.0414 | 0.00676 | 0.0006983 | 0.000854 | 0.3152 | 17.9392 | 0.0075 | 0.0007464 | 0.0009155 | 0.32283 | 20.1159 | 0.00649 | 0.0006139 | 0.0007521 | 0.31031 | 19.5851 | 0.00661 | 0.0006221 | 0.0007617 | 0.33111 | 20.4697 | 0.00723 | 0.0006464 | 0.0007991 | 0.35484 | 18.7908 | 0.00826 | 0.0007683 | 0.000948 | 0.34743 | 19.0683 | 0.00803 | 0.0007582 | 0.0009303 | 0.34608 | 21.5048 | 0.00812 | 0.0007069 | 0.0008716 | 0.36379 | 24.7281 | 0.00793 | 0.000666 | 0.0008242 | 0.35517 | 22.9041 | 0.00828 | 0.0007074 | 0.0008728 | 0.38685 | 25.7559 | 0.00896 | 0.0007534 | 0.0009362 | 0.35359 | 25.032 | 0.00841 | 0.0006711 | 0.0008257 | 0.35539 | 25.32 | 0.00928 | 0.0007946 | 0.0009778 | 0.38466 | 28.259 | 0.00902 | 0.0006997 | 0.0008642 | 0.38281 | 27.726 | 0.00877 | 0.000673 | 0.0008288 | 0.38787 | 29.833 | 0.00959 | 0.0007353 | 0.0009051 | 0.38291 | 29.794 | 0.00958 | 0.0007362 | 0.0009029 | 0.37807 | 29.488 | 0.00963 | 0.0007389 | 0.0009057
0.37202 | 0.1767 | 0.00311 | 0.0002919 | 0.0004313 | 0.44687 | 0.16469 | 0.00802 | 0.0005434 | 0.0008193 | 0.43103 | 0.16701 | 0.0116 | 0.00069 | 0.00104 | 0.43103 | 0.61765 | 0.00385 | 0.0003094 | 0.0004288 | 0.3997 | 0.62944 | 0.00479 | 0.0003624 | 0.000506 | 0.42759 | 1.2118 | 0.0056 | 0.000433 | 0.0005873 | 0.37451 | 2.4324 | 0.00369 | 0.0003034 | 0.0004035 | 0.36334 | 2.4256 | 0.00398 | 0.0003206 | 0.0004277 | 0.33333 | 3.0084 | 0.00339 | 0.0003091 | 0.0004017 | 0.35707 | 3.6177 | 0.00357 | 0.0003184 | 0.0004116 | 0.36667 | 3.6346 | 0.00391 | 0.0003346 | 0.0004348 | 0.37512 | 4.3314 | 0.00377 | 0.0003495 | 0.000447 | 0.38238 | 4.3443 | 0.00407 | 0.0003643 | 0.0004685 | 0.38891 | 4.3552 | 0.00437 | 0.0003785 | 0.0004894 | 0.4211 | 5.1395 | 0.00423 | 0.0003664 | 0.000467 | 0.40016 | 5.3716 | 0.00425 | 0.0003988 | 0.0005045 | 0.42869 | 5.4697 | 0.00468 | 0.0004158 | 0.0005293 | 0.40926 | 5.4045 | 0.00476 | 0.0004252 | 0.0005415 | 0.41693 | 6.971 | 0.00446 | 0.0004621 | 0.000568 | 0.40768 | 7.3752 | 0.00468 | 0.0004591 | 0.0005747 | 0.42892 | 8.2805 | 0.00436 | 0.0003923 | 0.0004959 | 0.41414 | 8.1887 | 0.00442 | 0.0003989 | 0.0005044 | 0.40661 | 9.3438 | 0.00439 | 0.0004103 | 0.0005179 | 0.40035 | 9.5976 | 0.00453 | 0.0004114 | 0.0005217 | 0.40578 | 9.6474 | 0.00483 | 0.0004255 | 0.0005424 | 0.41704 | 10.2888 | 0.00473 | 0.0004275 | 0.0005467 | 0.40038 | 10.1115 | 0.00515 | 0.000452 | 0.0005809 | 0.40037 | 11.0942 | 0.0045 | 0.0004216 | 0.0005284 | 0.38676 | 10.9472 | 0.00486 | 0.000443 | 0.0005583 | 0.37537 | 10.8099 | 0.00522 | 0.0004634 | 0.0005869 | 0.37541 | 11.3246 | 0.00511 | 0.0004838 | 0.0006096 | 0.3604 | 11.1082 | 0.00521 | 0.0004926 | 0.0006207 | 0.39259 | 12.6695 | 0.0051 | 0.0004737 | 0.0005945 | 0.38505 | 12.5892 | 0.00507 | 0.0004947 | 0.0006138 | 0.40225 | 14.0026 | 0.00562 | 0.0005668 | 0.0007036 | 0.38837 | 14.1242 | 0.00665 | 0.0007899 | 0.0009709 | 0.39106 | 14.1751 | 0.00739 | 0.000833 | 0.00103 | 0.39727 | 14.4222 | 0.0061 | 0.0006163 | 0.0007651 | 0.38504 | 14.1865 | 0.00619 | 0.0006247 | 0.000776 | 0.39106 | 14.5338 | 0.00559 | 0.0005332 | 0.000664 | 0.39328 | 14.5748 | 0.00615 | 0.00056 | 0.0007024 | 0.39328 | 16.0246 | 0.0062 | 0.0006571 | 0.0008063 | 0.41712 | 16.5068 | 0.00658 | 0.0006703 | 0.0008277 | 0.39674 | 15.7674 | 0.00681 | 0.0006161 | 0.0007736 | 0.38014 | 15.0747 | 0.0066 | 0.0006324 | 0.0007889 | 0.40165 | 15.5458 | 0.00698 | 0.0006451 | 0.00081 | 0.38501 | 16.8634 | 0.00627 | 0.0006131 | 0.0007621 | 0.38732 | 16.9242 | 0.00678 | 0.0006375 | 0.0007979 | 0.3783 | 16.6891 | 0.00686 | 0.0006436 | 0.0008057 | 0.36555 | 16.1934 | 0.00639 | 0.0005987 | 0.0007439 | 0.36149 | 15.1791 | 0.00666 | 0.0006427 | 0.0007965 | 0.36493 | 15.2488 | 0.00716 | 0.0006651 | 0.0008298 | 0.37672 | 16.6035 | 0.0071 | 0.0006768 | 0.0008441 | 0.38082 | 17.6235 | 0.00649 | 0.0006188 | 0.0007669 | 0.35078 | 19.0322 | 0.00694 | 0.0006993 | 0.0008605 | 0.34434 | 18.8188 | 0.00701 | 0.0007042 | 0.0008666 | 0.3546 | 19.4214 | 0.008 | 0.0007603 | 0.0009422 | 0.36318 | 21.7677 | 0.00693 | 0.000626 | 0.0007745 | 0.34909 | 21.2053 | 0.00706 | 0.0006348 | 0.0007851 | 0.3679 | 21.9567 | 0.00767 | 0.0006576 | 0.0008201 | 0.39033 | 19.8275 | 0.00874 | 0.0007812 | 0.0009722 | 0.38218 | 20.1505 | 0.00851 | 0.0007716 | 0.0009552 | 0.37754 | 22.9069 | 0.00854 | 0.0007182 | 0.0008935 | 0.39411 | 26.1031 | 0.00829 | 0.0006749 | 0.0008417 | 0.38477 | 24.226 | 0.00867 | 0.0007178 | 0.000893 | 0.44212 | 28.1037 | 0.00965 | 0.000772 | 0.0009678 | 0.40411 | 27.514 | 0.00912 | 0.0006929 | 0.000861 | 0.40616 | 28.1407 | 0.00998 | 0.0008151 | 0.00101 | 0.43274 | 30.7499 | 0.00965 | 0.0007172 | 0.0008941 | 0.43066 | 30.0543 | 0.00941 | 0.0006915 | 0.0008594 | 0.43096 | 32.24 | 0.01019 | 0.0007517 | 0.0009338 | 0.42545 | 32.406 | 0.01018 | 0.000753 | 0.0009326 | 0.42008 | 32.089 | 0.01023 | 0.000756 | 0.0009359
0.39683 | 0.17249 | 0.00337 | 0.0003059 | 0.0004575 | 0.49652 | 0.15768 | 0.00917 | 0.0005963 | 0.0009023 | 0.46419 | 0.1621 | 0.01273 | 0.0007314 | 0.0011 | 0.46419 | 0.6054 | 0.00415 | 0.0003185 | 0.0004457 | 0.42468 | 0.6201 | 0.00508 | 0.0003702 | 0.0005209 | 0.46323 | 1.2047 | 0.00598 | 0.0004415 | 0.0006022 | 0.39948 | 2.4431 | 0.00388 | 0.0003074 | 0.0004111 | 0.40876 | 2.4471 | 0.00436 | 0.0003303 | 0.0004424 | 0.375 | 3.0566 | 0.0037 | 0.0003167 | 0.0004142 | 0.39277 | 3.6749 | 0.00383 | 0.0003241 | 0.0004215 | 0.4 | 3.6859 | 0.00416 | 0.0003399 | 0.0004443 | 0.40638 | 4.3815 | 0.00398 | 0.0003536 | 0.0004547 | 0.41179 | 4.3885 | 0.00428 | 0.0003682 | 0.000476 | 0.44447 | 4.4279 | 0.00479 | 0.0003881 | 0.0005034 | 0.47373 | 5.1921 | 0.00459 | 0.0003739 | 0.0004784 | 0.45018 | 5.5358 | 0.00459 | 0.000406 | 0.0005166 | 0.47633 | 5.6071 | 0.00501 | 0.0004224 | 0.0005405 | 0.45473 | 5.5489 | 0.0051 | 0.0004319 | 0.0005529 | 0.45862 | 7.141 | 0.00472 | 0.0004665 | 0.0005765 | 0.44474 | 7.572 | 0.00492 | 0.0004634 | 0.0005831 | 0.46467 | 8.4813 | 0.00458 | 0.0003961 | 0.0005032 | 0.44865 | 8.3954 | 0.00465 | 0.0004028 | 0.0005119 | 0.43788 | 9.5951 | 0.00459 | 0.0004137 | 0.0005249 | 0.42895 | 9.8447 | 0.00472 | 0.0004148 | 0.0005286 | 0.43283 | 9.8767 | 0.00502 | 0.0004287 | 0.0005491 | 0.44484 | 10.5558 | 0.00491 | 0.0004306 | 0.0005532 | 0.4254 | 10.3786 | 0.00533 | 0.0004551 | 0.0005875 | 0.42539 | 11.3607 | 0.00467 | 0.0004245 | 0.0005344 | 0.40951 | 11.1938 | 0.00503 | 0.0004459 | 0.0005643 | 0.41708 | 11.2735 | 0.00556 | 0.00047 | 0.0005986 | 0.41712 | 11.857 | 0.00544 | 0.0004904 | 0.0006218 | 0.40044 | 11.6503 | 0.00554 | 0.0004993 | 0.0006333 | 0.44166 | 13.2607 | 0.00546 | 0.0004808 | 0.0006069 | 0.43318 | 13.1595 | 0.00544 | 0.000502 | 0.0006266 | 0.44695 | 14.6728 | 0.00595 | 0.0005727 | 0.0007151 | 0.43152 | 14.9128 | 0.00697 | 0.0007957 | 0.000984 | 0.43017 | 14.8846 | 0.0077 | 0.0008385 | 0.00105 | 0.43699 | 15.1512 | 0.00641 | 0.0006222 | 0.0007771 | 0.42355 | 14.9152 | 0.00651 | 0.0006308 | 0.0007884 | 0.43016 | 15.192 | 0.0059 | 0.0005396 | 0.0006762 | 0.42903 | 15.1739 | 0.00646 | 0.0005661 | 0.0007142 | 0.42904 | 16.7324 | 0.00648 | 0.0006621 | 0.0008169 | 0.45188 | 17.146 | 0.00685 | 0.0006749 | 0.0008374 | 0.42726 | 16.3457 | 0.0071 | 0.0006215 | 0.0007847 | 0.41182 | 15.7611 | 0.0069 | 0.0006387 | 0.0008018 | 0.43255 | 16.1937 | 0.00727 | 0.0006508 | 0.0008218 | 0.41709 | 17.6493 | 0.00653 | 0.0006184 | 0.0007734 | 0.41711 | 17.651 | 0.00705 | 0.0006426 | 0.0008089 | 0.4074 | 17.4257 | 0.00713 | 0.0006488 | 0.0008169 | 0.39367 | 16.7976 | 0.00667 | 0.0006048 | 0.0007562 | 0.3893 | 15.7325 | 0.00696 | 0.0006496 | 0.0008103 | 0.391 | 15.7733 | 0.00746 | 0.0006718 | 0.0008431 | 0.40363 | 17.2777 | 0.00737 | 0.0006827 | 0.0008566 | 0.40802 | 18.2673 | 0.00675 | 0.0006243 | 0.0007782 | 0.37416 | 19.7724 | 0.00718 | 0.0007044 | 0.0008718 | 0.36729 | 19.5587 | 0.00725 | 0.0007094 | 0.0008781 | 0.394 | 20.7919 | 0.00846 | 0.0007718 | 0.0009647 | 0.40353 | 23.2877 | 0.00735 | 0.0006361 | 0.0007935 | 0.38788 | 22.714 | 0.00748 | 0.0006453 | 0.0008049 | 0.40469 | 23.3303 | 0.00808 | 0.000667 | 0.0008381 | 0.42581 | 20.8004 | 0.0092 | 0.0007925 | 0.0009937 | 0.41692 | 21.1695 | 0.00896 | 0.0007831 | 0.0009772 | 0.409 | 24.2553 | 0.00893 | 0.0007279 | 0.0009127 | 0.42442 | 27.4035 | 0.00864 | 0.0006827 | 0.0008572 | 0.41436 | 25.5037 | 0.00905 | 0.0007269 | 0.000911 | 0.49738 | 30.2573 | 0.01029 | 0.0007871 | 0.000994 | 0.45462 | 29.8345 | 0.00977 | 0.0007105 | 0.0008902 | 0.45693 | 30.7199 | 0.01061 | 0.0008313 | 0.00104 | 0.48082 | 33.0557 | 0.01023 | 0.0007316 | 0.0009193 | 0.47851 | 32.2383 | 0.01001 | 0.0007068 | 0.0008854 | 0.47406 | 34.48 | 0.01074 | 0.0007654 | 0.0009585 | 0.468 | 34.843 | 0.01073 | 0.0007669 | 0.0009579 | 0.46209 | 34.515 | 0.01079 | 0.0007702 | 0.0009616
0.44643 | 0.16467 | 0.00392 | 0.0003382 | 0.0005108 | 0.54618 | 0.15136 | 0.01037 | 0.0006493 | 0.0009873 | 0.49735 | 0.15759 | 0.01389 | 0.000773 | 0.00117 | 0.49735 | 0.59327 | 0.00446 | 0.0003277 | 0.0004627 | 0.44966 | 0.61076 | 0.00539 | 0.0003779 | 0.0005358 | 0.49886 | 1.1956 | 0.00637 | 0.0004497 | 0.0006167 | 0.44942 | 2.4566 | 0.00426 | 0.0003172 | 0.0004257 | 0.45417 | 2.4577 | 0.00474 | 0.0003395 | 0.0004562 | 0.41667 | 3.09 | 0.004 | 0.0003238 | 0.0004258 | 0.42848 | 3.7213 | 0.00408 | 0.0003293 | 0.0004308 | 0.43333 | 3.7263 | 0.00441 | 0.0003449 | 0.0004532 | 0.43764 | 4.4198 | 0.00419 | 0.0003575 | 0.0004621 | 0.47062 | 4.4513 | 0.0047 | 0.0003778 | 0.0004898 | 0.50003 | 4.4728 | 0.00521 | 0.000397 | 0.0005163 | 0.52637 | 5.2209 | 0.00495 | 0.000381 | 0.0004891 | 0.5002 | 5.6654 | 0.00492 | 0.0004125 | 0.0005276 | 0.52396 | 5.7179 | 0.00534 | 0.0004284 | 0.0005508 | 0.5002 | 5.6656 | 0.00543 | 0.0004381 | 0.0005634 | 0.50031 | 7.2793 | 0.00498 | 0.0004706 | 0.0005843 | 0.4818 | 7.7392 | 0.00517 | 0.0004674 | 0.0005908 | 0.50041 | 8.6543 | 0.0048 | 0.0003997 | 0.0005101 | 0.48316 | 8.5744 | 0.00486 | 0.0004064 | 0.0005189 | 0.46916 | 9.8177 | 0.00478 | 0.0004168 | 0.0005313 | 0.45755 | 10.0691 | 0.00491 | 0.0004179 | 0.000535 | 0.45988 | 10.0893 | 0.00521 | 0.0004318 | 0.0005553 | 0.47264 | 10.8032 | 0.00508 | 0.0004334 | 0.0005593 | 0.45043 | 10.616 | 0.00551 | 0.0004579 | 0.0005937 | 0.45042 | 11.6076 | 0.00483 | 0.0004271 | 0.0005401 | 0.45501 | 11.6478 | 0.00536 | 0.0004522 | 0.0005754 | 0.46921 | 11.7869 | 0.00596 | 0.000478 | 0.0006115 | 0.46926 | 12.4592 | 0.00582 | 0.0004981 | 0.0006351 | 0.4505 | 12.2523 | 0.00593 | 0.0005073 | 0.0006471 | 0.49073 | 13.7734 | 0.00581 | 0.0004871 | 0.0006178 | 0.48132 | 13.6715 | 0.00578 | 0.0005084 | 0.0006379 | 0.49164 | 15.2546 | 0.00626 | 0.0005779 | 0.0007253 | 0.47467 | 15.5931 | 0.00728 | 0.0008007 | 0.0009953 | 0.46928 | 15.5056 | 0.00801 | 0.0008433 | 0.00106 | 0.47672 | 15.8218 | 0.00671 | 0.0006274 | 0.0007878 | 0.46205 | 15.5756 | 0.00682 | 0.0006361 | 0.0007993 | 0.46927 | 15.8019 | 0.0062 | 0.0005452 | 0.0006871 | 0.46478 | 15.7344 | 0.00676 | 0.0005715 | 0.0007247 | 0.46479 | 17.3719 | 0.00675 | 0.0006666 | 0.0008264 | 0.48664 | 17.7466 | 0.00712 | 0.0006789 | 0.0008462 | 0.45778 | 16.8953 | 0.00738 | 0.0006264 | 0.0007947 | 0.4435 | 16.4192 | 0.00719 | 0.0006443 | 0.0008133 | 0.46344 | 16.8129 | 0.00756 | 0.0006559 | 0.0008325 | 0.44918 | 18.377 | 0.00679 | 0.0006231 | 0.0007836 | 0.4469 | 18.3294 | 0.00731 | 0.0006471 | 0.0008187 | 0.4365 | 18.1038 | 0.00739 | 0.0006535 | 0.000827 | 0.42179 | 17.3836 | 0.00694 | 0.0006103 | 0.0007674 | 0.41711 | 16.2777 | 0.00725 | 0.0006559 | 0.000823 | 0.41707 | 16.2794 | 0.00775 | 0.0006778 | 0.0008554 | 0.43054 | 17.9136 | 0.00763 | 0.0006879 | 0.000868 | 0.43522 | 18.8827 | 0.007 | 0.0006292 | 0.0007886 | 0.42093 | 21.1483 | 0.00764 | 0.0007147 | 0.0008915 | 0.4132 | 20.9341 | 0.00771 | 0.0007199 | 0.0008983 | 0.4334 | 22.0686 | 0.00889 | 0.0007814 | 0.0009841 | 0.44388 | 24.6939 | 0.00773 | 0.0006446 | 0.00081 | 0.42667 | 24.1092 | 0.00788 | 0.0006542 | 0.000822 | 0.44148 | 24.6192 | 0.00847 | 0.0006751 | 0.0008539 | 0.46129 | 21.7282 | 0.00963 | 0.0008025 | 0.00101 | 0.45166 | 22.1339 | 0.00938 | 0.0007933 | 0.000997 | 0.44046 | 25.5288 | 0.0093 | 0.0007364 | 0.0009298 | 0.48505 | 29.7872 | 0.00929 | 0.0006989 | 0.0008839 | 0.47356 | 27.9028 | 0.00974 | 0.0007453 | 0.0009417 | 0.55264 | 32.2623 | 0.01088 | 0.0007997 | 0.00102 | 0.50513 | 31.9987 | 0.01037 | 0.000725 | 0.0009151 | 0.5077 | 33.0729 | 0.01119 | 0.0008445 | 0.00107 | 0.5289 | 35.193 | 0.01077 | 0.0007437 | 0.0009409 | 0.52637 | 34.2841 | 0.01057 | 0.0007197 | 0.0009078 | 0.51716 | 36.572 | 0.01127 | 0.0007771 | 0.0009799 | 0.51054 | 37.112 | 0.01125 | 0.0007787 | 0.0009798 | 0.50409 | 36.773 | 0.01132 | 0.0007821 | 0.0009837
0.49603 | 0.15766 | 0.00448 | 0.0003707 | 0.0005656 | 0.59583 | 0.14565 | 0.01161 | 0.0007025 | 0.00107 | 0.5305 | 0.15328 | 0.01509 | 0.0008149 | 0.00125 | 0.5305 | 0.58143 | 0.00478 | 0.0003368 | 0.0004798 | 0.49963 | 0.5925 | 0.006 | 0.0003982 | 0.0005658 | 0.53449 | 1.1845 | 0.00676 | 0.0004578 | 0.0006308 | 0.49935 | 2.4612 | 0.00464 | 0.0003265 | 0.0004394 | 0.49959 | 2.4613 | 0.00512 | 0.0003481 | 0.0004693 | 0.45833 | 3.1115 | 0.0043 | 0.0003304 | 0.0004367 | 0.46419 | 3.7577 | 0.00433 | 0.0003343 | 0.0004395 | 0.46667 | 3.7597 | 0.00466 | 0.0003497 | 0.0004617 | 0.50016 | 4.4726 | 0.00461 | 0.0003671 | 0.0004758 | 0.52944 | 4.4882 | 0.00512 | 0.0003867 | 0.0005026 | 0.55559 | 4.4979 | 0.00563 | 0.0004054 | 0.0005283 | 0.57901 | 5.2319 | 0.00531 | 0.0003877 | 0.0004991 | 0.55022 | 5.7682 | 0.00525 | 0.0004185 | 0.0005377 | 0.57159 | 5.8048 | 0.00567 | 0.000434 | 0.0005603 | 0.54568 | 5.7595 | 0.00576 | 0.0004437 | 0.0005731 | 0.54201 | 7.3908 | 0.00524 | 0.0004743 | 0.0005915 | 0.51886 | 7.8795 | 0.00541 | 0.000471 | 0.000598 | 0.53615 | 8.8036 | 0.00501 | 0.000403 | 0.0005165 | 0.51767 | 8.7296 | 0.00508 | 0.0004098 | 0.0005254 | 0.50044 | 10.0145 | 0.00497 | 0.0004197 | 0.0005372 | 0.48614 | 10.2668 | 0.00509 | 0.0004208 | 0.000541 | 0.48693 | 10.2771 | 0.00539 | 0.0004346 | 0.0005611 | 0.50044 | 11.0208 | 0.00525 | 0.0004361 | 0.000565 | 0.50048 | 11.0215 | 0.00585 | 0.0004644 | 0.0006048 | 0.50046 | 12.0521 | 0.00514 | 0.0004331 | 0.0005505 | 0.51189 | 12.1417 | 0.00575 | 0.0004598 | 0.0005876 | 0.52134 | 12.2215 | 0.00635 | 0.0004851 | 0.000623 | 0.5214 | 12.9828 | 0.00618 | 0.0005049 | 0.0006468 | 0.50055 | 12.7856 | 0.0063 | 0.0005142 | 0.0006591 | 0.53981 | 14.2272 | 0.00614 | 0.0004927 | 0.0006275 | 0.52945 | 14.1348 | 0.00612 | 0.0005141 | 0.000648 | 0.53634 | 15.7676 | 0.00656 | 0.0005825 | 0.0007343 | 0.51782 | 16.1749 | 0.00757 | 0.0008051 | 0.00101 | 0.50838 | 16.0579 | 0.0083 | 0.0008475 | 0.00107 | 0.51645 | 16.4237 | 0.007 | 0.000632 | 0.0007973 | 0.50055 | 16.1872 | 0.00711 | 0.0006408 | 0.0008091 | 0.50838 | 16.3532 | 0.00649 | 0.0005502 | 0.0006969 | 0.50054 | 16.2462 | 0.00705 | 0.0005764 | 0.0007343 | 0.50054 | 17.9727 | 0.00702 | 0.0006706 | 0.000835 | 0.5214 | 18.2982 | 0.00738 | 0.0006826 | 0.0008542 | 0.4883 | 17.4161 | 0.00765 | 0.0006309 | 0.000804 | 0.47518 | 17.0387 | 0.00747 | 0.0006492 | 0.0008238 | 0.49434 | 17.3933 | 0.00783 | 0.0006606 | 0.0008424 | 0.48126 | 19.0461 | 0.00704 | 0.0006273 | 0.0007927 | 0.4767 | 18.959 | 0.00756 | 0.0006513 | 0.0008277 | 0.4656 | 18.7332 | 0.00764 | 0.0006577 | 0.0008362 | 0.44991 | 17.9411 | 0.00721 | 0.0006153 | 0.0007777 | 0.44491 | 16.7946 | 0.00753 | 0.0006615 | 0.0008346 | 0.4692 | 17.2357 | 0.0083 | 0.0006905 | 0.0008773 | 0.48436 | 19.0796 | 0.00814 | 0.0006989 | 0.0008879 | 0.48963 | 20.0379 | 0.00748 | 0.0006396 | 0.0008069 | 0.4677 | 22.4002 | 0.00806 | 0.0007233 | 0.0009084 | 0.45912 | 22.1756 | 0.00814 | 0.0007287 | 0.0009154 | 0.4728 | 23.26 | 0.0093 | 0.0007898 | 0.001 | 0.48424 | 25.9851 | 0.0081 | 0.0006519 | 0.0008244 | 0.46546 | 25.3994 | 0.00825 | 0.0006618 | 0.000837 | 0.47827 | 25.8022 | 0.00883 | 0.0006822 | 0.0008679 | 0.49678 | 22.6099 | 0.01005 | 0.0008113 | 0.00103 | 0.48641 | 23.0427 | 0.0098 | 0.0008024 | 0.00101 | 0.50338 | 27.8975 | 0.01 | 0.0007538 | 0.0009589 | 0.54569 | 31.9136 | 0.00989 | 0.000712 | 0.000906 | 0.53275 | 30.0954 | 0.01038 | 0.0007601 | 0.0009672 | 0.60791 | 34.1059 | 0.01145 | 0.0008105 | 0.00104 | 0.55565 | 34.0031 | 0.01093 | 0.0007372 | 0.0009364 | 0.55847 | 35.2164 | 0.01174 | 0.0008556 | 0.00109 | 0.57699 | 37.1593 | 0.01129 | 0.0007541 | 0.0009598 | 0.57422 | 36.199 | 0.0111 | 0.0007309 | 0.0009274 | 0.56025 | 38.5128 | 0.01176 | 0.0007872 | 0.0009988 | 0.55309 | 39.2197 | 0.01174 | 0.0007888 | 0.0009989 | 0.5461 | 38.88 | 0.01181 | 0.0007924 | 0.001
0.54563 | 0.15145 | 0.00508 | 0.0004034 | 0.0006219 | 0.64548 | 0.14044 | 0.01291 | 0.0007562 | 0.00116 | 0.56366 | 0.14927 | 0.01632 | 0.0008571 | 0.00132 | 0.56366 | 0.5698 | 0.0051 | 0.000346 | 0.000497 | 0.56208 | 0.57043 | 0.0068 | 0.0004264 | 0.0006035 | 0.57013 | 1.1714 | 0.00716 | 0.0004657 | 0.0006448 | 0.54929 | 2.4589 | 0.00502 | 0.0003353 | 0.0004525 | 0.54501 | 2.459 | 0.0055 | 0.0003565 | 0.0004819 | 0.5 | 3.1231 | 0.0046 | 0.0003367 | 0.000447 | 0.49989 | 3.7852 | 0.00457 | 0.0003391 | 0.0004479 | 0.53333 | 3.8048 | 0.00516 | 0.0003619 | 0.0004775 | 0.56268 | 4.4996 | 0.00503 | 0.0003761 | 0.0004884 | 0.58827 | 4.5054 | 0.00553 | 0.0003951 | 0.0005145 | 0.61115 | 4.5092 | 0.00604 | 0.0004133 | 0.0005396 | 0.63165 | 5.2301 | 0.00567 | 0.0003941 | 0.0005086 | 0.60024 | 5.8471 | 0.00557 | 0.0004241 | 0.0005471 | 0.61922 | 5.8718 | 0.00599 | 0.0004393 | 0.0005692 | 0.59115 | 5.8345 | 0.00608 | 0.0004491 | 0.0005821 | 0.5837 | 7.4806 | 0.00549 | 0.0004779 | 0.0005983 | 0.55593 | 7.9971 | 0.00564 | 0.0004744 | 0.0006047 | 0.5719 | 8.9321 | 0.00522 | 0.0004062 | 0.0005225 | 0.55218 | 8.8641 | 0.00529 | 0.000413 | 0.0005315 | 0.53172 | 10.1886 | 0.00515 | 0.0004225 | 0.0005428 | 0.51474 | 10.4447 | 0.00527 | 0.0004236 | 0.0005466 | 0.54104 | 10.6032 | 0.00575 | 0.0004412 | 0.0005718 | 0.55605 | 11.3967 | 0.00558 | 0.0004422 | 0.0005754 | 0.56303 | 11.4468 | 0.00627 | 0.0004722 | 0.0006172 | 0.56302 | 12.5165 | 0.00552 | 0.0004404 | 0.0005619 | 0.56876 | 12.5567 | 0.00613 | 0.0004666 | 0.0005984 | 0.57348 | 12.5869 | 0.00673 | 0.0004914 | 0.0006332 | 0.57354 | 13.4475 | 0.00654 | 0.0005108 | 0.0006572 | 0.55061 | 13.25 | 0.00666 | 0.0005203 | 0.0006698 | 0.58888 | 14.622 | 0.00646 | 0.0004978 | 0.0006363 | 0.57758 | 14.5391 | 0.00644 | 0.0005193 | 0.0006571 | 0.58103 | 16.2315 | 0.00685 | 0.0005867 | 0.0007425 | 0.56097 | 16.6978 | 0.00785 | 0.000809 | 0.00101 | 0.54749 | 16.5411 | 0.00859 | 0.0008513 | 0.00108 | 0.55617 | 16.9766 | 0.00728 | 0.0006361 | 0.0008059 | 0.53906 | 16.7499 | 0.00739 | 0.000645 | 0.0008179 | 0.54748 | 16.8656 | 0.00677 | 0.0005548 | 0.0007059 | 0.53629 | 16.7289 | 0.00734 | 0.0005808 | 0.0007431 | 0.5363 | 18.5145 | 0.00727 | 0.0006742 | 0.0008427 | 0.55616 | 18.8108 | 0.00763 | 0.000686 | 0.0008615 | 0.54934 | 18.3604 | 0.00817 | 0.0006409 | 0.0008205 | 0.50686 | 17.6193 | 0.00774 | 0.0006538 | 0.0008334 | 0.55613 | 18.467 | 0.00835 | 0.0006706 | 0.0008597 | 0.51335 | 19.6563 | 0.00728 | 0.0006312 | 0.0008011 | 0.53628 | 20.0613 | 0.00803 | 0.0006601 | 0.0008435 | 0.5238 | 19.8452 | 0.00813 | 0.0006668 | 0.0008524 | 0.50615 | 18.9898 | 0.00771 | 0.0006261 | 0.000796 | 0.50053 | 17.7921 | 0.00807 | 0.0006736 | 0.0008554 | 0.52133 | 18.1462 | 0.00883 | 0.0007015 | 0.0008963 | 0.53818 | 20.1297 | 0.00861 | 0.0007081 | 0.0009051 | 0.54403 | 21.1074 | 0.00793 | 0.0006484 | 0.0008227 | 0.51448 | 23.5465 | 0.00847 | 0.0007307 | 0.000923 | 0.50503 | 23.3215 | 0.00855 | 0.0007363 | 0.0009303 | 0.5122 | 24.3753 | 0.00969 | 0.000797 | 0.00102 | 0.52459 | 27.19 | 0.00845 | 0.0006583 | 0.0008371 | 0.50425 | 26.5935 | 0.00861 | 0.0006685 | 0.0008503 | 0.51506 | 26.9185 | 0.00919 | 0.0006885 | 0.0008804 | 0.56775 | 24.2526 | 0.01085 | 0.0008302 | 0.00106 | 0.5559 | 24.7304 | 0.01057 | 0.0008216 | 0.00105 | 0.5663 | 30.0381 | 0.01064 | 0.0007678 | 0.0009831 | 0.60632 | 33.8194 | 0.01046 | 0.0007231 | 0.0009249 | 0.59195 | 32.108 | 0.01098 | 0.0007725 | 0.0009887 | 0.66317 | 35.8162 | 0.01198 | 0.0008198 | 0.00105 | 0.60616 | 35.8756 | 0.01147 | 0.0007478 | 0.0009551 | 0.60924 | 37.178 | 0.01225 | 0.0008652 | 0.00111 | 0.62507 | 38.9727 | 0.01178 | 0.0007632 | 0.0009764 | 0.62207 | 37.9913 | 0.0116 | 0.0007406 | 0.0009448 | 0.60335 | 40.3308 | 0.01224 | 0.0007961 | 0.00102 | 0.59563 | 41.1853 | 0.0122 | 0.0007977 | 0.00102 | 0.58811 | 40.8451 | 0.01228 | 0.0008014 | 0.00102
0.59524 | 0.14564 | 0.00569 | 0.0004363 | 0.0006795 | 0.69513 | 0.13563 | 0.01425 | 0.0008103 | 0.00126 | 0.59682 | 0.14556 | 0.01758 | 0.0008996 | 0.00139 | 0.59682 | 0.55857 | 0.00543 | 0.0003552 | 0.0005143 | 0.62453 | 0.54958 | 0.00764 | 0.0004546 | 0.0006417 | 0.64139 | 1.1443 | 0.00796 | 0.0004881 | 0.0006722 | 0.59922 | 2.4506 | 0.0054 | 0.0003438 | 0.0004651 | 0.59043 | 2.4517 | 0.00588 | 0.0003645 | 0.000494 | 0.54167 | 3.1287 | 0.0049 | 0.0003427 | 0.0004569 | 0.57131 | 3.8203 | 0.00506 | 0.0003513 | 0.0004635 | 0.6 | 3.8281 | 0.00565 | 0.0003733 | 0.0004921 | 0.6252 | 4.5088 | 0.00544 | 0.0003846 | 0.0005002 | 0.6471 | 4.5097 | 0.00595 | 0.0004031 | 0.0005257 | 0.6667 | 4.5085 | 0.00645 | 0.000421 | 0.0005504 | 0.68428 | 5.2194 | 0.00602 | 0.0004003 | 0.0005178 | 0.65026 | 5.9072 | 0.00589 | 0.0004293 | 0.0005559 | 0.66686 | 5.923 | 0.0063 | 0.0004443 | 0.0005776 | 0.63662 | 5.8926 | 0.0064 | 0.0004541 | 0.0005907 | 0.62539 | 7.5514 | 0.00574 | 0.0004813 | 0.0006046 | 0.59299 | 8.0958 | 0.00587 | 0.0004777 | 0.000611 | 0.60764 | 9.0408 | 0.00543 | 0.0004091 | 0.0005281 | 0.58669 | 8.9797 | 0.0055 | 0.000416 | 0.0005373 | 0.56299 | 10.3468 | 0.00534 | 0.0004251 | 0.0005481 | 0.57194 | 10.761 | 0.00562 | 0.00043 | 0.000557 | 0.60867 | 10.9193 | 0.00618 | 0.0004494 | 0.0005837 | 0.62556 | 11.7624 | 0.00599 | 0.0004497 | 0.000587 | 0.62559 | 11.773 | 0.00667 | 0.0004792 | 0.0006281 | 0.62558 | 12.9119 | 0.00589 | 0.0004469 | 0.0005722 | 0.62564 | 12.9125 | 0.00649 | 0.0004727 | 0.0006081 | 0.62561 | 12.913 | 0.0071 | 0.0004972 | 0.0006425 | 0.62568 | 13.8429 | 0.00688 | 0.0005162 | 0.0006665 | 0.60066 | 13.6553 | 0.007 | 0.0005258 | 0.0006794 | 0.63796 | 14.9775 | 0.00678 | 0.0005024 | 0.0006443 | 0.62571 | 14.9041 | 0.00676 | 0.0005241 | 0.0006655 | 0.62573 | 16.6362 | 0.00714 | 0.0005905 | 0.00075 | 0.60413 | 17.1516 | 0.00813 | 0.0008126 | 0.00102 | 0.5866 | 16.9751 | 0.00887 | 0.0008548 | 0.00108 | 0.5959 | 17.4803 | 0.00755 | 0.0006398 | 0.0008137 | 0.57756 | 17.2535 | 0.00767 | 0.0006489 | 0.000826 | 0.58659 | 17.3489 | 0.00705 | 0.000559 | 0.0007141 | 0.57204 | 17.1724 | 0.00761 | 0.0005849 | 0.0007513 | 0.57205 | 19.0273 | 0.00752 | 0.0006775 | 0.0008499 | 0.62568 | 19.7182 | 0.00811 | 0.0006937 | 0.0008745 | 0.61037 | 19.2174 | 0.00867 | 0.0006496 | 0.0008348 | 0.57021 | 18.7033 | 0.00825 | 0.0006636 | 0.0008504 | 0.61792 | 19.4435 | 0.00884 | 0.0006792 | 0.0008746 | 0.57752 | 20.7297 | 0.00774 | 0.0006395 | 0.0008159 | 0.59587 | 21.0167 | 0.00849 | 0.0006678 | 0.0008572 | 0.582 | 20.8003 | 0.00859 | 0.0006745 | 0.0008663 | 0.56239 | 19.9523 | 0.00819 | 0.0006354 | 0.000812 | 0.55614 | 18.7336 | 0.00858 | 0.000684 | 0.0008734 | 0.57347 | 19.0097 | 0.00933 | 0.000711 | 0.000913 | 0.592 | 21.073 | 0.00906 | 0.0007162 | 0.0009201 | 0.59843 | 22.1002 | 0.00836 | 0.0006561 | 0.0008366 | 0.56125 | 24.6063 | 0.00886 | 0.0007372 | 0.0009359 | 0.55094 | 24.381 | 0.00894 | 0.0007429 | 0.0009434 | 0.5516 | 25.4336 | 0.01007 | 0.0008035 | 0.00103 | 0.56494 | 28.2981 | 0.00879 | 0.0006641 | 0.0008486 | 0.54304 | 27.7108 | 0.00896 | 0.0006745 | 0.0008622 | 0.58864 | 28.919 | 0.00986 | 0.0007023 | 0.0009019 | 0.63871 | 25.7645 | 0.01159 | 0.000846 | 0.00109 | 0.62538 | 26.2683 | 0.01131 | 0.0008375 | 0.00107 | 0.62923 | 31.9672 | 0.01124 | 0.0007796 | 0.001 | 0.66695 | 35.5221 | 0.011 | 0.0007327 | 0.0009414 | 0.65114 | 33.9381 | 0.01155 | 0.0007831 | 0.00101 | 0.71844 | 37.3919 | 0.01249 | 0.0008281 | 0.00107 | 0.65667 | 37.6043 | 0.01197 | 0.0007571 | 0.0009717 | 0.66001 | 38.966 | 0.01274 | 0.0008735 | 0.00112 | 0.67315 | 40.6518 | 0.01225 | 0.0007712 | 0.0009913 | 0.66992 | 39.6594 | 0.01208 | 0.0007492 | 0.0009604 | 0.64645 | 42.0148 | 0.01269 | 0.0008041 | 0.00103 | 0.63818 | 43.0071 | 0.01264 | 0.0008056 | 0.00103 | 0.63012 | 42.6764 | 0.01272 | 0.0008094 | 0.00104
0.64484 | 0.14043 | 0.00633 | 0.0004696 | 0.0007386 | 0.74479 | 0.13123 | 0.01564 | 0.0008649 | 0.00135 | 0.66313 | 0.13865 | 0.0202 | 0.00102 | 0.00154 | 0.66313 | 0.53723 | 0.00611 | 0.0003799 | 0.0005494 | 0.68698 | 0.52994 | 0.0085 | 0.0004829 | 0.0006806 | 0.71266 | 1.1142 | 0.00879 | 0.0005102 | 0.0006993 | 0.64916 | 2.4374 | 0.00578 | 0.000352 | 0.0004774 | 0.63584 | 2.4415 | 0.00626 | 0.0003723 | 0.0005057 | 0.58333 | 3.1273 | 0.0052 | 0.0003485 | 0.0004664 | 0.64272 | 3.8347 | 0.00555 | 0.0003628 | 0.0004781 | 0.66667 | 3.8355 | 0.00613 | 0.0003841 | 0.0005059 | 0.68771 | 4.5052 | 0.00586 | 0.0003927 | 0.0005115 | 0.70592 | 4.5021 | 0.00636 | 0.0004109 | 0.0005365 | 0.72226 | 4.499 | 0.00687 | 0.0004283 | 0.0005607 | 0.73692 | 5.2028 | 0.00638 | 0.0004064 | 0.0005266 | 0.70028 | 5.9514 | 0.0062 | 0.0004343 | 0.0005642 | 0.71449 | 5.9613 | 0.00662 | 0.0004491 | 0.0005856 | 0.6821 | 5.9369 | 0.00672 | 0.0004589 | 0.0005987 | 0.66708 | 7.6074 | 0.00598 | 0.0004845 | 0.0006107 | 0.63005 | 8.1767 | 0.0061 | 0.0004807 | 0.000617 | 0.64339 | 9.1336 | 0.00563 | 0.000412 | 0.0005335 | 0.6212 | 9.0784 | 0.00571 | 0.0004188 | 0.0005427 | 0.62555 | 10.5938 | 0.00569 | 0.0004313 | 0.0005578 | 0.64343 | 11.0573 | 0.00605 | 0.0004381 | 0.0005686 | 0.6763 | 11.1761 | 0.00661 | 0.0004569 | 0.0005944 | 0.69506 | 12.0489 | 0.00638 | 0.0004565 | 0.0005973 | 0.68815 | 12.0198 | 0.00706 | 0.0004856 | 0.0006379 | 0.68814 | 13.238 | 0.00625 | 0.0004528 | 0.0005814 | 0.68252 | 13.2089 | 0.00685 | 0.0004783 | 0.000617 | 0.67775 | 13.1897 | 0.00745 | 0.0005025 | 0.0006511 | 0.67782 | 14.1989 | 0.00721 | 0.0005212 | 0.0006751 | 0.65072 | 14.0212 | 0.00734 | 0.0005309 | 0.0006882 | 0.68703 | 15.2836 | 0.00709 | 0.0005068 | 0.0006518 | 0.67384 | 15.2298 | 0.00707 | 0.0005285 | 0.0006732 | 0.67042 | 16.9916 | 0.00741 | 0.0005941 | 0.000757 | 0.64728 | 17.5461 | 0.00839 | 0.0008158 | 0.00103 | 0.6257 | 17.3498 | 0.00914 | 0.000858 | 0.00109 | 0.63563 | 17.9448 | 0.00781 | 0.0006433 | 0.0008209 | 0.61607 | 17.7278 | 0.00794 | 0.0006524 | 0.0008334 | 0.62569 | 17.7829 | 0.00731 | 0.0005628 | 0.0007217 | 0.64355 | 17.9814 | 0.00814 | 0.0005945 | 0.0007658 | 0.64356 | 19.9349 | 0.008 | 0.000685 | 0.0008626 | 0.6952 | 20.5077 | 0.00858 | 0.0007004 | 0.0008859 | 0.67141 | 19.9966 | 0.00914 | 0.0006572 | 0.0008475 | 0.63357 | 19.6801 | 0.00874 | 0.0006721 | 0.000865 | 0.67972 | 20.3323 | 0.00931 | 0.0006867 | 0.0008877 | 0.64168 | 21.6461 | 0.00818 | 0.0006468 | 0.0008287 | 0.65546 | 21.8245 | 0.00892 | 0.0006745 | 0.0008692 | 0.6402 | 21.6278 | 0.00903 | 0.0006814 | 0.0008785 | 0.61863 | 20.8475 | 0.00865 | 0.0006435 | 0.000826 | 0.61176 | 19.6181 | 0.00907 | 0.0006931 | 0.0008893 | 0.6256 | 19.8357 | 0.00981 | 0.0007194 | 0.0009279 | 0.64581 | 21.9288 | 0.0095 | 0.0007233 | 0.0009334 | 0.65283 | 23.0155 | 0.00878 | 0.000663 | 0.000849 | 0.60802 | 25.5788 | 0.00923 | 0.000743 | 0.0009473 | 0.59685 | 25.3532 | 0.00931 | 0.0007487 | 0.0009551 | 0.6304 | 27.3574 | 0.01077 | 0.0008174 | 0.00105 | 0.64565 | 30.2914 | 0.00942 | 0.0006768 | 0.0008683 | 0.62061 | 29.703 | 0.00961 | 0.0006877 | 0.0008827 | 0.66222 | 30.6671 | 0.01048 | 0.0007139 | 0.00092 | 0.70968 | 27.1531 | 0.0123 | 0.0008595 | 0.00111 | 0.69487 | 27.6735 | 0.012 | 0.0008512 | 0.00109 | 0.69215 | 33.7129 | 0.01181 | 0.0007896 | 0.00102 | 0.72758 | 37.0502 | 0.01151 | 0.0007412 | 0.0009558 | 0.71034 | 35.6239 | 0.01209 | 0.0007923 | 0.00102 | 0.7737 | 38.8618 | 0.01298 | 0.0008355 | 0.00108 | 0.70718 | 39.2082 | 0.01246 | 0.0007653 | 0.0009865 | 0.71078 | 40.6093 | 0.01321 | 0.0008808 | 0.00114 | 0.72123 | 42.2156 | 0.0127 | 0.0007785 | 0.001 | 0.71777 | 41.2324 | 0.01254 | 0.0007569 | 0.0009744 | 0.68954 | 43.5938 | 0.01313 | 0.0008113 | 0.00104 | 0.68072 | 44.7141 | 0.01307 | 0.0008126 | 0.00104 | 0.67212 | 44.383 | 0.01315 | 0.0008166 | 0.00105
0.69444 | 0.13562 | 0.007 | 0.0005033 | 0.0007992 | 0.79444 | 0.12712 | 0.01708 | 0.00092 | 0.00144 | 0.74602 | 0.13113 | 0.02365 | 0.00119 | 0.00174 | 0.74602 | 0.51258 | 0.00699 | 0.0004146 | 0.0005944 | 0.74944 | 0.5117 | 0.00939 | 0.0005114 | 0.0007203 | 0.78392 | 1.0841 | 0.00964 | 0.0005323 | 0.0007262 | 0.69909 | 2.4212 | 0.00617 | 0.0003601 | 0.0004893 | 0.72668 | 2.4112 | 0.00703 | 0.000395 | 0.0005285 | 0.66667 | 3.1118 | 0.0058 | 0.0003645 | 0.0004846 | 0.71413 | 3.8331 | 0.00604 | 0.0003737 | 0.0004919 | 0.73333 | 3.831 | 0.00662 | 0.0003944 | 0.000519 | 0.75023 | 4.4916 | 0.00627 | 0.0004005 | 0.0005223 | 0.76475 | 4.4876 | 0.00678 | 0.0004184 | 0.0005469 | 0.77782 | 4.4825 | 0.00729 | 0.0004355 | 0.0005707 | 0.78956 | 5.1812 | 0.00674 | 0.0004123 | 0.0005351 | 0.7503 | 5.9817 | 0.00652 | 0.0004391 | 0.0005721 | 0.76212 | 5.9877 | 0.00693 | 0.0004538 | 0.0005933 | 0.72757 | 5.9692 | 0.00703 | 0.0004635 | 0.0006065 | 0.70878 | 7.6485 | 0.00623 | 0.0004875 | 0.0006164 | 0.66711 | 8.2436 | 0.00633 | 0.0004837 | 0.0006226 | 0.71487 | 9.2755 | 0.00604 | 0.0004192 | 0.0005436 | 0.69023 | 9.2323 | 0.00612 | 0.0004261 | 0.0005529 | 0.70374 | 10.8407 | 0.00613 | 0.0004392 | 0.0005687 | 0.71492 | 11.2842 | 0.00647 | 0.0004455 | 0.000579 | 0.74393 | 11.3634 | 0.00702 | 0.0004638 | 0.0006042 | 0.76457 | 12.256 | 0.00676 | 0.0004628 | 0.0006066 | 0.75071 | 12.217 | 0.00745 | 0.0004916 | 0.000647 | 0.75069 | 13.5148 | 0.0066 | 0.0004582 | 0.0005898 | 0.73939 | 13.4658 | 0.0072 | 0.0004835 | 0.0006252 | 0.72988 | 13.4268 | 0.00781 | 0.0005075 | 0.000659 | 0.72996 | 14.5055 | 0.00754 | 0.0005258 | 0.000683 | 0.70077 | 14.3376 | 0.00767 | 0.0005355 | 0.0006963 | 0.7361 | 15.5601 | 0.00739 | 0.0005108 | 0.0006587 | 0.72197 | 15.526 | 0.00737 | 0.0005326 | 0.0006804 | 0.71512 | 17.3174 | 0.00769 | 0.0005974 | 0.0007634 | 0.69043 | 17.9013 | 0.00866 | 0.0008187 | 0.00104 | 0.70392 | 18.0108 | 0.00967 | 0.0008652 | 0.0011 | 0.71508 | 18.7653 | 0.00832 | 0.0006514 | 0.0008338 | 0.69308 | 18.548 | 0.00845 | 0.0006606 | 0.0008465 | 0.70391 | 18.5727 | 0.00783 | 0.000572 | 0.0007353 | 0.71505 | 18.6823 | 0.00865 | 0.000603 | 0.0007786 | 0.71506 | 20.7148 | 0.00846 | 0.0006916 | 0.0008737 | 0.76472 | 21.199 | 0.00903 | 0.0007064 | 0.0008959 | 0.73245 | 20.6873 | 0.0096 | 0.0006641 | 0.0008588 | 0.69693 | 20.5591 | 0.0092 | 0.0006794 | 0.0008778 | 0.74151 | 21.1226 | 0.00976 | 0.0006934 | 0.0008993 | 0.70585 | 22.4246 | 0.00861 | 0.0006532 | 0.00084 | 0.71504 | 22.5241 | 0.00934 | 0.0006806 | 0.0008798 | 0.6984 | 22.3371 | 0.00945 | 0.0006875 | 0.0008894 | 0.67487 | 21.6749 | 0.00909 | 0.0006507 | 0.0008385 | 0.66737 | 20.4648 | 0.00953 | 0.0007011 | 0.0009034 | 0.67773 | 20.6136 | 0.01027 | 0.000727 | 0.0009413 | 0.69963 | 22.7065 | 0.00991 | 0.0007297 | 0.0009453 | 0.70724 | 23.8728 | 0.00917 | 0.0006691 | 0.0008601 | 0.65479 | 26.4835 | 0.00959 | 0.0007482 | 0.0009577 | 0.64276 | 26.2576 | 0.00967 | 0.000754 | 0.0009656 | 0.7092 | 29.0783 | 0.01144 | 0.000829 | 0.00107 | 0.72636 | 32.0219 | 0.01002 | 0.0006876 | 0.000885 | 0.69819 | 31.4425 | 0.01022 | 0.0006988 | 0.0008999 | 0.7358 | 32.2109 | 0.01108 | 0.0007238 | 0.0009356 | 0.78065 | 28.4466 | 0.01297 | 0.0008713 | 0.00113 | 0.76436 | 28.9742 | 0.01266 | 0.0008631 | 0.00111 | 0.75507 | 35.2835 | 0.01235 | 0.0007985 | 0.00104 | 0.78821 | 38.4327 | 0.01201 | 0.0007487 | 0.0009688 | 0.76953 | 37.1644 | 0.0126 | 0.0008004 | 0.00104 | 0.82897 | 40.2252 | 0.01345 | 0.0008421 | 0.00109 | 0.7577 | 40.7062 | 0.01293 | 0.0007727 | 0.0009999 | 0.76155 | 42.1067 | 0.01366 | 0.0008874 | 0.00115 | 0.76932 | 43.6634 | 0.01314 | 0.000785 | 0.00102 | 0.76562 | 42.6894 | 0.01299 | 0.0007639 | 0.0009872 | 0.73264 | 45.0669 | 0.01355 | 0.0008178 | 0.00106 | 0.72327 | 46.3054 | 0.01348 | 0.000819 | 0.00106 | 0.71413 | 45.974 | 0.01357 | 0.000823 | 0.00106
0.79365 | 0.12721 | 0.0084 | 0.0005879 | 0.0009246 | 0.84409 | 0.12331 | 0.01856 | 0.0009757 | 0.00154 | 0.82891 | 0.12442 | 0.0273 | 0.00135 | 0.00194 | 0.82891 | 0.49014 | 0.00792 | 0.0004494 | 0.0006406 | 0.81189 | 0.49457 | 0.01032 | 0.0005403 | 0.0007609 | 0.85519 | 1.054 | 0.01052 | 0.0005544 | 0.0007533 | 0.79896 | 2.3809 | 0.00695 | 0.0003836 | 0.0005124 | 0.81751 | 2.3729 | 0.00782 | 0.0004168 | 0.0005504 | 0.75 | 3.0823 | 0.0064 | 0.0003798 | 0.0005019 | 0.78555 | 3.8196 | 0.00653 | 0.0003842 | 0.000505 | 0.8 | 3.8156 | 0.00711 | 0.0004043 | 0.0005316 | 0.81275 | 4.4701 | 0.00669 | 0.0004081 | 0.0005327 | 0.82358 | 4.4661 | 0.0072 | 0.0004257 | 0.0005569 | 0.83338 | 4.4621 | 0.0077 | 0.0004426 | 0.0005804 | 0.84219 | 5.1558 | 0.00711 | 0.0004181 | 0.0005435 | 0.80032 | 6.0011 | 0.00683 | 0.0004438 | 0.0005797 | 0.80976 | 6.0041 | 0.00724 | 0.0004582 | 0.0006006 | 0.77304 | 5.9916 | 0.00734 | 0.000468 | 0.0006139 | 0.75047 | 7.6787 | 0.00647 | 0.0004905 | 0.000622 | 0.74123 | 8.3408 | 0.00678 | 0.0004912 | 0.0006333 | 0.80423 | 9.3893 | 0.00654 | 0.0004289 | 0.0005551 | 0.7765 | 9.36 | 0.00662 | 0.0004357 | 0.0005646 | 0.78193 | 11.0082 | 0.00656 | 0.0004465 | 0.0005786 | 0.78641 | 11.4617 | 0.00688 | 0.0004524 | 0.0005886 | 0.81156 | 11.5111 | 0.00743 | 0.0004703 | 0.0006133 | 0.83407 | 12.4035 | 0.00714 | 0.0004686 | 0.0006152 | 0.81327 | 12.3647 | 0.00783 | 0.0004971 | 0.0006553 | 0.81325 | 13.7419 | 0.00694 | 0.0004633 | 0.0005977 | 0.79627 | 13.6831 | 0.00754 | 0.0004883 | 0.0006328 | 0.78202 | 13.6342 | 0.00815 | 0.0005122 | 0.0006664 | 0.7821 | 14.7724 | 0.00786 | 0.00053 | 0.0006903 | 0.75083 | 14.6145 | 0.00799 | 0.0005399 | 0.0007038 | 0.78518 | 15.797 | 0.00769 | 0.0005146 | 0.0006652 | 0.7701 | 15.7827 | 0.00767 | 0.0005364 | 0.0006872 | 0.80451 | 17.8503 | 0.00822 | 0.0006058 | 0.000775 | 0.77673 | 18.503 | 0.00917 | 0.0008257 | 0.00105 | 0.78213 | 18.5433 | 0.01018 | 0.0008717 | 0.00112 | 0.79453 | 19.4475 | 0.00881 | 0.0006585 | 0.000845 | 0.77008 | 19.25 | 0.00894 | 0.0006679 | 0.0008581 | 0.78212 | 19.2543 | 0.00832 | 0.0005801 | 0.0007474 | 0.78656 | 19.2947 | 0.00914 | 0.0006107 | 0.00079 | 0.78657 | 21.3963 | 0.0089 | 0.0006975 | 0.0008836 | 0.83424 | 21.7916 | 0.00946 | 0.0007118 | 0.000905 | 0.79349 | 21.3294 | 0.01005 | 0.0006703 | 0.0008691 | 0.76028 | 21.3497 | 0.00965 | 0.000686 | 0.0008892 | 0.8033 | 21.8443 | 0.01019 | 0.0006995 | 0.0009098 | 0.77002 | 23.0848 | 0.00902 | 0.000659 | 0.0008501 | 0.77463 | 23.1251 | 0.00975 | 0.0006861 | 0.0008895 | 0.7566 | 22.958 | 0.00986 | 0.0006931 | 0.0008993 | 0.73111 | 22.4541 | 0.00951 | 0.0006572 | 0.0008498 | 0.72299 | 21.2533 | 0.00998 | 0.0007082 | 0.0009161 | 0.72987 | 21.353 | 0.01072 | 0.0007337 | 0.0009535 | 0.75345 | 23.4157 | 0.01032 | 0.0007354 | 0.0009561 | 0.76164 | 24.6717 | 0.00956 | 0.0006746 | 0.0008702 | 0.74833 | 28.0979 | 0.01027 | 0.0007602 | 0.0009757 | 0.73459 | 27.8716 | 0.01036 | 0.0007662 | 0.0009839 | 0.788 | 30.6243 | 0.01206 | 0.000839 | 0.00109 | 0.80706 | 33.5277 | 0.01059 | 0.0006969 | 0.0008994 | 0.77577 | 32.9674 | 0.0108 | 0.0007083 | 0.0009148 | 0.80938 | 33.5689 | 0.01165 | 0.0007326 | 0.0009492 | 0.85162 | 29.6441 | 0.01361 | 0.0008817 | 0.00114 | 0.83384 | 30.1693 | 0.01329 | 0.0008737 | 0.00113 | 0.818 | 36.7181 | 0.01287 | 0.0008063 | 0.00105 | 0.84884 | 39.6886 | 0.01249 | 0.0007556 | 0.0009804 | 0.82873 | 38.5785 | 0.01309 | 0.0008076 | 0.00105 | 0.88423 | 41.4916 | 0.01391 | 0.0008482 | 0.0011 | 0.80821 | 42.0877 | 0.01338 | 0.0007794 | 0.00101 | 0.81232 | 43.4978 | 0.0141 | 0.0008934 | 0.00116 | 0.8174 | 45.0045 | 0.01356 | 0.000791 | 0.00103 | 0.81347 | 44.0597 | 0.01342 | 0.0007703 | 0.0009989 | 0.77574 | 46.4435 | 0.01396 | 0.0008237 | 0.00107 | 0.76581 | 47.7905 | 0.01388 | 0.0008248 | 0.00107 | 0.75614 | 47.4586 | 0.01397 | 0.0008289 | 0.00107
0.89286 | 0.1199 | 0.00989 | 0.0006722 | 0.00106 | 0.89374 | 0.11981 | 0.02009 | 0.00103 | 0.00164 | 0.9118 | 0.11861 | 0.03113 | 0.00151 | 0.00215 | 0.9118 | 0.4696 | 0.00889 | 0.0004846 | 0.0006882 | 0.87434 | 0.47864 | 0.01128 | 0.0005695 | 0.0008023 | 0.92645 | 1.024 | 0.01142 | 0.0005768 | 0.0007806 | 0.89883 | 2.3346 | 0.00774 | 0.0004064 | 0.0005349 | 0.90835 | 2.3306 | 0.00861 | 0.000438 | 0.0005718 | 0.83333 | 3.046 | 0.00701 | 0.0003946 | 0.0005186 | 0.85696 | 3.7972 | 0.00702 | 0.0003943 | 0.0005177 | 0.86667 | 3.7933 | 0.0076 | 0.000414 | 0.0005439 | 0.87527 | 4.4437 | 0.00711 | 0.0004156 | 0.0005428 | 0.8824 | 4.4397 | 0.00762 | 0.0004329 | 0.0005667 | 0.88894 | 4.4367 | 0.00813 | 0.0004495 | 0.0005899 | 0.89483 | 5.1283 | 0.00747 | 0.0004239 | 0.0005517 | 0.85034 | 6.0116 | 0.00714 | 0.0004482 | 0.000587 | 0.85739 | 6.0116 | 0.00755 | 0.0004626 | 0.0006077 | 0.81852 | 6.0061 | 0.00765 | 0.0004723 | 0.000621 | 0.83385 | 7.7113 | 0.00696 | 0.0004986 | 0.0006324 | 0.83389 | 8.408 | 0.00734 | 0.0005014 | 0.0006455 | 0.89359 | 9.4485 | 0.00704 | 0.0004379 | 0.0005658 | 0.86278 | 9.4332 | 0.00712 | 0.0004448 | 0.0005753 | 0.86013 | 11.1161 | 0.00698 | 0.0004534 | 0.0005878 | 0.8579 | 11.5795 | 0.00728 | 0.0004588 | 0.0005975 | 0.87919 | 11.6091 | 0.00784 | 0.0004764 | 0.0006218 | 0.90358 | 12.5114 | 0.00752 | 0.0004742 | 0.0006233 | 0.87583 | 12.4726 | 0.0082 | 0.0005025 | 0.0006632 | 0.87581 | 13.9295 | 0.00728 | 0.0004681 | 0.000605 | 0.85315 | 13.8607 | 0.00788 | 0.000493 | 0.0006399 | 0.83415 | 13.8019 | 0.00849 | 0.0005167 | 0.0006734 | 0.83424 | 15.0098 | 0.00817 | 0.0005341 | 0.0006971 | 0.80088 | 14.8617 | 0.00831 | 0.0005439 | 0.0007108 | 0.88332 | 16.1918 | 0.00827 | 0.000525 | 0.0006771 | 0.86637 | 16.2369 | 0.00826 | 0.0005466 | 0.0006995 | 0.89389 | 18.2845 | 0.00873 | 0.0006134 | 0.0007854 | 0.86304 | 18.9861 | 0.00967 | 0.0008319 | 0.00106 | 0.86034 | 18.9771 | 0.01068 | 0.0008775 | 0.00113 | 0.87399 | 20.031 | 0.00929 | 0.000665 | 0.000855 | 0.84709 | 19.8433 | 0.00942 | 0.0006745 | 0.0008683 | 0.86033 | 19.8473 | 0.0088 | 0.0005875 | 0.0007581 | 0.85806 | 19.8282 | 0.00962 | 0.0006176 | 0.0008004 | 0.85807 | 21.979 | 0.00933 | 0.0007029 | 0.0008925 | 0.90376 | 22.3152 | 0.00988 | 0.0007169 | 0.0009132 | 0.85452 | 21.9024 | 0.01048 | 0.0006761 | 0.0008785 | 0.82364 | 22.0716 | 0.01008 | 0.0006919 | 0.0008994 | 0.86509 | 22.5071 | 0.01062 | 0.0007049 | 0.0009193 | 0.83419 | 23.6564 | 0.00942 | 0.0006643 | 0.0008593 | 0.83422 | 23.6572 | 0.01015 | 0.0006912 | 0.0008984 | 0.8148 | 23.4899 | 0.01027 | 0.0006982 | 0.0009082 | 0.78735 | 23.1746 | 0.00992 | 0.0006631 | 0.0008601 | 0.7786 | 22.0133 | 0.01041 | 0.0007147 | 0.0009277 | 0.83413 | 22.7253 | 0.01156 | 0.0007503 | 0.0009748 | 0.86109 | 24.6578 | 0.0111 | 0.0007496 | 0.0009751 | 0.87045 | 26.1132 | 0.01029 | 0.0006882 | 0.0008878 | 0.84187 | 29.5074 | 0.01092 | 0.0007705 | 0.0009909 | 0.82641 | 29.2908 | 0.01102 | 0.0007766 | 0.0009994 | 0.8668 | 32.0241 | 0.01266 | 0.0008476 | 0.0011 | 0.88777 | 34.8573 | 0.01114 | 0.0007051 | 0.000912 | 0.85334 | 34.3163 | 0.01135 | 0.0007168 | 0.0009278 | 0.88296 | 34.7801 | 0.01219 | 0.0007404 | 0.0009613 | 0.92259 | 30.7646 | 0.01423 | 0.0008911 | 0.00116 | 0.90333 | 31.2777 | 0.0139 | 0.0008832 | 0.00115 | 0.88092 | 38.0159 | 0.01337 | 0.0008133 | 0.00106 | 0.90948 | 40.8173 | 0.01295 | 0.0007618 | 0.0009911 | 0.88792 | 39.8857 | 0.01357 | 0.0008142 | 0.00106 | 0.9395 | 42.6703 | 0.01435 | 0.0008538 | 0.00111 | 0.85872 | 43.3822 | 0.01382 | 0.0007855 | 0.00102 | 0.86309 | 44.7718 | 0.01452 | 0.0008989 | 0.00117 | 0.86548 | 46.2483 | 0.01397 | 0.0007965 | 0.00104 | 0.86133 | 45.3529 | 0.01384 | 0.0007762 | 0.00101 | 0.86193 | 48.9555 | 0.01474 | 0.000838 | 0.00109 | 0.8509 | 50.4997 | 0.01464 | 0.0008386 | 0.00109 | 0.84016 | 50.1772 | 0.01473 | 0.0008428 | 0.00109
0.99206 | 0.11349 | 0.01147 | 0.0007571 | 0.00119 | 0.99305 | 0.1135 | 0.02328 | 0.00119 | 0.00185 | 0.99469 | 0.11341 | 0.03515 | 0.00167 | 0.00237 | 0.99469 | 0.45078 | 0.00991 | 0.0005201 | 0.0007373 | 0.9368 | 0.46371 | 0.01227 | 0.000599 | 0.0008448 | 0.99772 | 0.99479 | 0.01234 | 0.0005994 | 0.0008083 | 0.9987 | 2.2844 | 0.00855 | 0.0004286 | 0.000557 | 0.99918 | 2.2844 | 0.00942 | 0.0004588 | 0.0005929 | 0.91667 | 3.0027 | 0.00763 | 0.0004091 | 0.0005349 | 0.92837 | 3.7679 | 0.00751 | 0.0004043 | 0.0005301 | 0.93333 | 3.7659 | 0.0081 | 0.0004235 | 0.0005558 | 0.93779 | 4.4123 | 0.00753 | 0.0004229 | 0.0005526 | 0.94123 | 4.4104 | 0.00804 | 0.0004399 | 0.0005762 | 0.9445 | 4.4094 | 0.00855 | 0.0004564 | 0.0005992 | 0.94747 | 5.0989 | 0.00784 | 0.0004295 | 0.0005597 | 0.90036 | 6.0131 | 0.00745 | 0.0004526 | 0.0005941 | 0.95265 | 6.0087 | 0.00818 | 0.0004751 | 0.0006213 | 0.90946 | 6.0132 | 0.00828 | 0.0004846 | 0.0006346 | 0.93809 | 7.7119 | 0.00756 | 0.0005096 | 0.0006447 | 0.92654 | 8.4315 | 0.0079 | 0.000511 | 0.0006569 | 0.98295 | 9.4671 | 0.00753 | 0.0004466 | 0.0005758 | 0.94906 | 9.4637 | 0.00761 | 0.0004533 | 0.0005854 | 0.93832 | 11.1843 | 0.0074 | 0.0004599 | 0.0005963 | 0.92939 | 11.6676 | 0.00769 | 0.000465 | 0.0006059 | 0.94682 | 11.6874 | 0.00824 | 0.0004823 | 0.0006298 | 0.97309 | 12.5896 | 0.00789 | 0.0004795 | 0.0006309 | 0.93839 | 12.5508 | 0.00858 | 0.0005075 | 0.0006706 | 0.93837 | 14.0773 | 0.00761 | 0.0004726 | 0.0006118 | 0.91002 | 14.0186 | 0.00822 | 0.0004973 | 0.0006467 | 0.93842 | 14.078 | 0.00916 | 0.0005292 | 0.0006863 | 0.93852 | 15.4052 | 0.00879 | 0.000545 | 0.0007097 | 0.90099 | 15.2769 | 0.00893 | 0.0005549 | 0.0007235 | 0.98147 | 16.4975 | 0.00885 | 0.0005345 | 0.0006878 | 0.96263 | 16.5922 | 0.00883 | 0.000556 | 0.0007106 | 0.98328 | 18.6297 | 0.00924 | 0.0006204 | 0.0007948 | 0.94934 | 19.3804 | 0.01016 | 0.0008375 | 0.00107 | 0.93856 | 19.3418 | 0.01117 | 0.0008829 | 0.00113 | 0.95344 | 20.5154 | 0.00975 | 0.0006709 | 0.0008641 | 0.9241 | 20.3476 | 0.00989 | 0.0006805 | 0.0008775 | 0.93854 | 20.3513 | 0.00926 | 0.0005942 | 0.0007679 | 0.92957 | 20.3026 | 0.01009 | 0.0006241 | 0.0008098 | 0.92958 | 22.4928 | 0.00976 | 0.0007079 | 0.0009005 | 0.97328 | 22.7696 | 0.0103 | 0.0007215 | 0.0009208 | 0.9766 | 22.9008 | 0.01132 | 0.0006913 | 0.0008952 | 0.887 | 22.7245 | 0.01049 | 0.0006973 | 0.0009088 | 0.98868 | 23.645 | 0.01143 | 0.0007192 | 0.0009361 | 0.89836 | 24.139 | 0.00981 | 0.0006693 | 0.0008677 | 0.95339 | 24.5141 | 0.01093 | 0.0007046 | 0.0009141 | 0.9312 | 24.3666 | 0.01105 | 0.0007118 | 0.0009242 | 0.89983 | 24.4687 | 0.0107 | 0.000678 | 0.0008782 | 0.88983 | 23.3966 | 0.01124 | 0.0007305 | 0.0009479 | 0.9384 | 23.9512 | 0.01236 | 0.0007645 | 0.000993 | 0.96872 | 25.7034 | 0.01184 | 0.000762 | 0.0009914 | 0.97925 | 27.3683 | 0.01099 | 0.0006999 | 0.000903 | 0.93541 | 30.7405 | 0.01154 | 0.0007796 | 0.001 | 0.91823 | 30.5236 | 0.01164 | 0.0007858 | 0.00101 | 0.9456 | 33.297 | 0.01323 | 0.0008554 | 0.00111 | 0.96848 | 36.0299 | 0.01167 | 0.0007125 | 0.0009233 | 0.93092 | 35.5084 | 0.01189 | 0.0007244 | 0.0009394 | 0.95654 | 35.8739 | 0.01272 | 0.0007475 | 0.0009722 | 0.99356 | 31.8176 | 0.01483 | 0.0008995 | 0.00117 | 0.97282 | 32.3188 | 0.01448 | 0.0008917 | 0.00116 | 0.94384 | 39.1963 | 0.01386 | 0.0008197 | 0.00107 | 0.97011 | 41.8583 | 0.01341 | 0.0007676 | 0.001 | 0.94712 | 41.0754 | 0.01403 | 0.0008203 | 0.00107 | 0.99476 | 43.7712 | 0.01479 | 0.000859 | 0.00112 | 0.90924 | 44.5791 | 0.01424 | 0.0007911 | 0.00103 | 0.91386 | 45.9583 | 0.01493 | 0.000904 | 0.00118 | 0.96164 | 48.5029 | 0.01476 | 0.0008102 | 0.00106 | 0.95703 | 47.6864 | 0.01464 | 0.0007907 | 0.00103 | 0.96967 | 51.6757 | 0.01567 | 0.0008553 | 0.00111 | 0.95727 | 53.447 | 0.01554 | 0.0008552 | 0.00111 | 0.94518 | 53.1339 | 0.01564 | 0.0008596 | 0.00112
1.0913 | 0.10808 | 0.01313 | 0.0008427 | 0.00133 | 1.1172 | 0.10669 | 0.0275 | 0.00141 | 0.00211 | 1.0776 | 0.1089 | 0.03935 | 0.00183 | 0.00259 | 1.0776 | 0.43365 | 0.01096 | 0.000556 | 0.0007878 | 0.99925 | 0.44989 | 0.01329 | 0.0006289 | 0.0008881 | 1.1403 | 0.9399 | 0.01428 | 0.0006737 | 0.000865 | 1.0986 | 2.2322 | 0.00938 | 0.0004505 | 0.000579 | 1.09 | 2.2372 | 0.01025 | 0.0004794 | 0.0006139 | 1 | 2.9574 | 0.00826 | 0.0004234 | 0.0005509 | 0.99979 | 3.7336 | 0.00801 | 0.000414 | 0.0005421 | 1 | 3.7337 | 0.0086 | 0.0004329 | 0.0005674 | 1.0003 | 4.378 | 0.00796 | 0.0004302 | 0.0005623 | 1.0001 | 4.378 | 0.00847 | 0.000447 | 0.0005856 | 1.0001 | 4.3781 | 0.00897 | 0.0004632 | 0.0006083 | 1.0527 | 5.0363 | 0.00858 | 0.0004468 | 0.0005753 | 1.0004 | 5.9993 | 0.00807 | 0.0004653 | 0.0006077 | 1.0717 | 5.9768 | 0.00896 | 0.0004925 | 0.0006374 | 1.0231 | 5.9932 | 0.00906 | 0.0005018 | 0.0006507 | 1.0423 | 7.6807 | 0.00817 | 0.0005203 | 0.0006562 | 1.0192 | 8.4232 | 0.00845 | 0.0005202 | 0.0006675 | 1.0723 | 9.4548 | 0.00803 | 0.0004549 | 0.0005853 | 1.0353 | 9.4634 | 0.00811 | 0.0004616 | 0.0005949 | 1.0165 | 11.2227 | 0.00782 | 0.0004662 | 0.0006044 | 1.0009 | 11.726 | 0.00809 | 0.0004709 | 0.0006137 | 1.0144 | 11.7358 | 0.00864 | 0.0004879 | 0.0006374 | 1.0426 | 12.6279 | 0.00826 | 0.0004846 | 0.0006381 | 1.001 | 12.6092 | 0.00895 | 0.0005124 | 0.0006776 | 1.0009 | 14.2053 | 0.00794 | 0.0004769 | 0.0006184 | 1.0238 | 14.2451 | 0.00888 | 0.0005099 | 0.0006591 | 1.0427 | 14.2749 | 0.00982 | 0.0005409 | 0.0006981 | 1.0428 | 15.6914 | 0.00939 | 0.000555 | 0.000721 | 1.0011 | 15.583 | 0.00954 | 0.000565 | 0.0007351 | 1.0796 | 16.7339 | 0.00941 | 0.0005434 | 0.0006977 | 1.0589 | 16.8783 | 0.00939 | 0.0005647 | 0.0007208 | 1.0727 | 18.9056 | 0.00974 | 0.000627 | 0.0008034 | 1.0356 | 19.7056 | 0.01063 | 0.0008428 | 0.00108 | 1.0168 | 19.6372 | 0.01165 | 0.000888 | 0.00114 | 1.0329 | 20.9306 | 0.0102 | 0.0006764 | 0.0008724 | 1.0011 | 20.7726 | 0.01034 | 0.000686 | 0.000886 | 1.0168 | 20.7961 | 0.00972 | 0.0006004 | 0.0007769 | 1.0011 | 20.7178 | 0.01055 | 0.0006301 | 0.0008185 | 1.0011 | 22.9273 | 0.01017 | 0.0007125 | 0.000908 | 1.1123 | 23.5103 | 0.01111 | 0.0007345 | 0.0009343 | 1.0987 | 23.7215 | 0.01212 | 0.0007049 | 0.0009097 | 1.0137 | 23.8427 | 0.0113 | 0.0007115 | 0.0009252 | 1.1123 | 24.5754 | 0.0122 | 0.0007318 | 0.0009505 | 1.0267 | 24.9367 | 0.01057 | 0.0006825 | 0.0008827 | 1.0726 | 25.1637 | 0.01168 | 0.0007167 | 0.0009278 | 1.0476 | 25.0459 | 0.01181 | 0.000724 | 0.0009381 | 1.0123 | 25.5861 | 0.01145 | 0.000691 | 0.0008938 | 1.0011 | 24.6333 | 0.01202 | 0.0007441 | 0.0009652 | 1.0427 | 25.0596 | 0.01313 | 0.0007769 | 0.00101 | 1.0764 | 26.5917 | 0.01256 | 0.000773 | 0.00101 | 1.0881 | 28.4661 | 0.01166 | 0.0007103 | 0.0009163 | 1.029 | 31.8264 | 0.01214 | 0.0007877 | 0.00102 | 1.0101 | 31.6193 | 0.01225 | 0.000794 | 0.00102 | 1.0244 | 34.4521 | 0.01378 | 0.0008623 | 0.00113 | 1.0492 | 37.0849 | 0.01218 | 0.0007193 | 0.0009334 | 1.0085 | 36.5728 | 0.01241 | 0.0007313 | 0.0009499 | 1.0301 | 36.8497 | 0.01324 | 0.0007541 | 0.0009821 | 1.0645 | 32.8026 | 0.01541 | 0.0009072 | 0.00119 | 1.0423 | 33.2922 | 0.01505 | 0.0008996 | 0.00118 | 1.0068 | 40.2689 | 0.01433 | 0.0008256 | 0.00108 | 1.0307 | 42.8014 | 0.01385 | 0.000773 | 0.00101 | 1.0063 | 42.1772 | 0.01448 | 0.0008258 | 0.00108 | 1.1053 | 45.748 | 0.01562 | 0.0008723 | 0.00114 | 1.0103 | 46.749 | 0.01506 | 0.0008054 | 0.00105 | 1.0154 | 48.0575 | 0.01573 | 0.0009165 | 0.0012 | 1.0819 | 50.9262 | 0.0157 | 0.0008273 | 0.00108 | 1.0767 | 50.2385 | 0.0156 | 0.0008087 | 0.00105 | 1.0774 | 54.0264 | 0.01656 | 0.0008704 | 0.00113 | 1.0636 | 56.0053 | 0.01639 | 0.0008695 | 0.00113 | 1.0502 | 55.7017 | 0.0165 | 0.0008741 | 0.00114
1.1905 | 0.10278 | 0.01488 | 0.0009296 | 0.00148 | 1.2413 | 0.10038 | 0.032 | 0.00162 | 0.00239 | 1.1605 | 0.10439 | 0.04372 | 0.00199 | 0.00282 | 1.1605 | 0.41783 | 0.01206 | 0.0005924 | 0.0008398 | 1.1242 | 0.42465 | 0.01543 | 0.0007219 | 0.0009779 | 1.2828 | 0.88962 | 0.01633 | 0.0007479 | 0.0009239 | 1.1984 | 2.18 | 0.01023 | 0.0004723 | 0.0006009 | 1.1809 | 2.1891 | 0.0111 | 0.0004999 | 0.0006348 | 1.0833 | 2.9092 | 0.0089 | 0.0004375 | 0.0005667 | 1.0712 | 3.6954 | 0.00852 | 0.0004237 | 0.000554 | 1.0667 | 3.6974 | 0.0091 | 0.0004421 | 0.0005789 | 1.0628 | 4.3417 | 0.00839 | 0.0004374 | 0.0005719 | 1.0589 | 4.3438 | 0.0089 | 0.0004539 | 0.0005949 | 1.1112 | 4.3116 | 0.00984 | 0.0004843 | 0.0006262 | 1.1843 | 4.9536 | 0.00951 | 0.0004717 | 0.0005944 | 1.1255 | 5.9544 | 0.00886 | 0.0004831 | 0.0006238 | 1.1908 | 5.9231 | 0.00974 | 0.0005094 | 0.0006528 | 1.1368 | 5.9494 | 0.00984 | 0.0005184 | 0.000666 | 1.1465 | 7.6278 | 0.00878 | 0.0005306 | 0.0006672 | 1.1119 | 8.3912 | 0.00901 | 0.0005292 | 0.0006777 | 1.1617 | 9.4197 | 0.00852 | 0.000463 | 0.0005944 | 1.1216 | 9.4382 | 0.0086 | 0.0004697 | 0.000604 | 1.0947 | 11.2314 | 0.00823 | 0.0004723 | 0.0006121 | 1.0724 | 11.7545 | 0.00849 | 0.0004766 | 0.0006213 | 1.0821 | 11.7545 | 0.00904 | 0.0004934 | 0.0006446 | 1.1121 | 12.6465 | 0.00863 | 0.0004895 | 0.0006449 | 1.1261 | 12.6465 | 0.00969 | 0.0005271 | 0.0006908 | 1.126 | 14.3821 | 0.0086 | 0.0004895 | 0.0006305 | 1.1375 | 14.3921 | 0.00954 | 0.0005216 | 0.0006706 | 1.147 | 14.4022 | 0.01048 | 0.000552 | 0.0007089 | 1.1471 | 15.9083 | 0.00998 | 0.0005644 | 0.0007314 | 1.1012 | 15.8298 | 0.01013 | 0.0005744 | 0.0007456 | 1.1778 | 16.9108 | 0.00997 | 0.0005518 | 0.0007069 | 1.1552 | 17.1049 | 0.00994 | 0.0005729 | 0.0007302 | 1.1621 | 19.112 | 0.01023 | 0.0006332 | 0.0008115 | 1.1219 | 19.9714 | 0.01111 | 0.0008477 | 0.00108 | 1.095 | 19.8933 | 0.01212 | 0.0008927 | 0.00115 | 1.1123 | 21.2764 | 0.01064 | 0.0006816 | 0.00088 | 1.0781 | 21.1284 | 0.01079 | 0.0006912 | 0.0008937 | 1.095 | 21.1816 | 0.01017 | 0.0006062 | 0.0007852 | 1.1441 | 21.3897 | 0.01144 | 0.0006471 | 0.0008342 | 1.1441 | 23.6483 | 0.01097 | 0.0007254 | 0.0009213 | 1.2514 | 24.0629 | 0.0119 | 0.0007463 | 0.0009463 | 1.2207 | 24.4039 | 0.0129 | 0.0007171 | 0.0009226 | 1.1404 | 24.7632 | 0.01207 | 0.0007239 | 0.0009394 | 1.2358 | 25.3474 | 0.01295 | 0.0007431 | 0.0009633 | 1.155 | 25.5269 | 0.01131 | 0.0006944 | 0.000896 | 1.1917 | 25.6751 | 0.01242 | 0.0007279 | 0.0009401 | 1.164 | 25.5671 | 0.01255 | 0.0007351 | 0.0009506 | 1.1248 | 26.5557 | 0.01217 | 0.0007025 | 0.0009075 | 1.1123 | 25.7223 | 0.01276 | 0.000756 | 0.0009803 | 1.1469 | 26.0399 | 0.01386 | 0.0007879 | 0.00102 | 1.184 | 27.3618 | 0.01325 | 0.000783 | 0.00102 | 1.1969 | 29.4259 | 0.01231 | 0.0007197 | 0.0009281 | 1.1225 | 32.7843 | 0.01272 | 0.0007951 | 0.00103 | 1.1019 | 32.577 | 0.01283 | 0.0008014 | 0.00104 | 1.1032 | 35.4992 | 0.01432 | 0.0008687 | 0.00114 | 1.1299 | 38.0218 | 0.01268 | 0.0007255 | 0.0009427 | 1.0861 | 37.5193 | 0.01291 | 0.0007376 | 0.0009594 | 1.1037 | 37.7272 | 0.01374 | 0.0007601 | 0.0009912 | 1.1355 | 33.7193 | 0.01597 | 0.0009144 | 0.0012 | 1.1118 | 34.1974 | 0.01561 | 0.0009068 | 0.00119 | 1.0697 | 41.2532 | 0.01479 | 0.0008311 | 0.00109 | 1.0914 | 43.676 | 0.01428 | 0.000778 | 0.00102 | 1.0655 | 43.1907 | 0.01492 | 0.000831 | 0.00109 | 1.2435 | 47.8638 | 0.01662 | 0.0008892 | 0.00116 | 1.1365 | 49.0778 | 0.01604 | 0.0008233 | 0.00107 | 1.1423 | 50.2955 | 0.01668 | 0.0009321 | 0.00122 | 1.2021 | 52.9977 | 0.0166 | 0.0008423 | 0.00109 | 1.1963 | 52.4391 | 0.01651 | 0.0008245 | 0.00107 | 1.1852 | 56.0651 | 0.01741 | 0.0008837 | 0.00115 | 1.17 | 58.2519 | 0.01721 | 0.0008822 | 0.00115 | 1.1552 | 57.9578 | 0.01732 | 0.0008869 | 0.00115
1.2897 | 0.098222 | 0.01672 | 0.00102 | 0.00163 | 1.3654 | 0.095106 | 0.03676 | 0.00183 | 0.00269 | 1.2434 | 0.10029 | 0.04828 | 0.00216 | 0.00306 | 1.2434 | 0.40331 | 0.01319 | 0.0006293 | 0.0008933 | 1.2491 | 0.40242 | 0.01769 | 0.0008136 | 0.00107 | 1.4253 | 0.84376 | 0.01849 | 0.0008226 | 0.0009852 | 1.2983 | 2.1269 | 0.0111 | 0.000494 | 0.0006228 | 1.2717 | 2.141 | 0.01196 | 0.0005203 | 0.0006557 | 1.1667 | 2.859 | 0.00955 | 0.0004516 | 0.0005824 | 1.1426 | 3.6541 | 0.00903 | 0.0004332 | 0.0005657 | 1.1333 | 3.6602 | 0.00961 | 0.0004513 | 0.0005902 | 1.1254 | 4.3034 | 0.00882 | 0.0004445 | 0.0005813 | 1.1765 | 4.2703 | 0.00977 | 0.0004756 | 0.0006131 | 1.2501 | 4.223 | 0.01093 | 0.0005148 | 0.0006481 | 1.3159 | 4.87 | 0.01047 | 0.0004959 | 0.000613 | 1.2505 | 5.8907 | 0.00965 | 0.0005003 | 0.0006393 | 1.3099 | 5.8554 | 0.01054 | 0.000526 | 0.0006676 | 1.2505 | 5.8908 | 0.01063 | 0.0005346 | 0.0006807 | 1.2508 | 7.56 | 0.0094 | 0.0005409 | 0.0006778 | 1.2045 | 8.3423 | 0.00957 | 0.000538 | 0.0006875 | 1.251 | 9.3678 | 0.00902 | 0.000471 | 0.0006032 | 1.2079 | 9.3943 | 0.0091 | 0.0004776 | 0.0006128 | 1.1729 | 11.2202 | 0.00865 | 0.0004782 | 0.0006195 | 1.1439 | 11.7732 | 0.00888 | 0.0004821 | 0.0006285 | 1.2173 | 11.7622 | 0.00983 | 0.0005102 | 0.0006584 | 1.2511 | 12.634 | 0.00937 | 0.0005045 | 0.0006579 | 1.2512 | 12.6343 | 0.01043 | 0.000541 | 0.0007031 | 1.2512 | 14.4894 | 0.00925 | 0.0005014 | 0.0006417 | 1.2513 | 14.4897 | 0.01019 | 0.0005328 | 0.0006813 | 1.2512 | 14.49 | 0.01113 | 0.0005625 | 0.0007191 | 1.2514 | 16.0656 | 0.01057 | 0.0005733 | 0.000741 | 1.2013 | 15.997 | 0.01072 | 0.0005833 | 0.0007554 | 1.2759 | 17.0382 | 0.01052 | 0.0005598 | 0.0007155 | 1.2514 | 17.282 | 0.01048 | 0.0005806 | 0.0007391 | 1.2515 | 19.2789 | 0.01072 | 0.0006392 | 0.000819 | 1.2083 | 20.1878 | 0.01157 | 0.0008524 | 0.00109 | 1.2514 | 20.2767 | 0.01305 | 0.0009063 | 0.00116 | 1.2713 | 21.8095 | 0.01151 | 0.0006966 | 0.0008938 | 1.2321 | 21.6912 | 0.01166 | 0.0007062 | 0.0009078 | 1.2514 | 21.7942 | 0.01104 | 0.000623 | 0.0008002 | 1.2871 | 21.9132 | 0.0123 | 0.0006626 | 0.0008481 | 1.2871 | 24.191 | 0.01175 | 0.0007372 | 0.0009331 | 1.3904 | 24.4868 | 0.01267 | 0.0007573 | 0.0009571 | 1.3428 | 24.9676 | 0.01366 | 0.0007284 | 0.0009343 | 1.2671 | 25.5155 | 0.01281 | 0.0007351 | 0.000952 | 1.3594 | 25.9808 | 0.01368 | 0.0007535 | 0.0009748 | 1.2834 | 25.9889 | 0.01204 | 0.0007055 | 0.0009078 | 1.3109 | 26.0779 | 0.01314 | 0.0007383 | 0.0009513 | 1.2804 | 25.9798 | 0.01327 | 0.0007456 | 0.0009619 | 1.2373 | 27.397 | 0.01286 | 0.0007129 | 0.0009197 | 1.2235 | 26.6931 | 0.01347 | 0.0007667 | 0.0009937 | 1.2512 | 26.9116 | 0.01457 | 0.0007978 | 0.00104 | 1.2916 | 28.0234 | 0.01393 | 0.0007922 | 0.00103 | 1.3057 | 30.2673 | 0.01294 | 0.0007282 | 0.0009387 | 1.216 | 33.6339 | 0.01328 | 0.0008018 | 0.00104 | 1.1937 | 33.4365 | 0.0134 | 0.0008082 | 0.00105 | 1.182 | 36.4578 | 0.01484 | 0.0008745 | 0.00115 | 1.2106 | 38.8603 | 0.01317 | 0.0007313 | 0.0009512 | 1.1636 | 38.3774 | 0.01341 | 0.0007435 | 0.0009682 | 1.1773 | 38.5261 | 0.01423 | 0.0007658 | 0.0009996 | 1.2065 | 34.5873 | 0.01652 | 0.000921 | 0.00121 | 1.1813 | 35.0541 | 0.01615 | 0.0009135 | 0.0012 | 1.1326 | 42.1591 | 0.01524 | 0.0008362 | 0.0011 | 1.2126 | 45.2095 | 0.01512 | 0.0007917 | 0.00103 | 1.1839 | 44.9922 | 0.01577 | 0.0008446 | 0.00111 | 1.3816 | 49.6557 | 0.01758 | 0.0009041 | 0.00117 | 1.2628 | 51.0539 | 0.01698 | 0.0008391 | 0.00109 | 1.2692 | 52.171 | 0.0176 | 0.0009459 | 0.00124 | 1.3223 | 54.7654 | 0.01747 | 0.0008557 | 0.00111 | 1.3159 | 54.346 | 0.01739 | 0.0008385 | 0.00108 | 1.2929 | 57.8498 | 0.01823 | 0.0008958 | 0.00116 | 1.2764 | 60.2348 | 0.018 | 0.0008937 | 0.00116 | 1.2602 | 59.9504 | 0.01811 | 0.0008984 | 0.00117
1.3889 | 0.094187 | 0.01864 | 0.00111 | 0.00179 | 1.4896 | 0.090481 | 0.04177 | 0.00205 | 0.00299 | 1.3263 | 0.096693 | 0.05302 | 0.00232 | 0.0033 | 1.3263 | 0.3899 | 0.01437 | 0.0006667 | 0.0009483 | 1.374 | 0.3827 | 0.02007 | 0.0009048 | 0.00117 | 1.5678 | 0.80211 | 0.02077 | 0.0008981 | 0.00105 | 1.3982 | 2.0758 | 0.01199 | 0.0005157 | 0.0006449 | 1.3625 | 2.0939 | 0.01285 | 0.0005408 | 0.0006768 | 1.25 | 2.8098 | 0.01021 | 0.0004656 | 0.000598 | 1.214 | 3.6109 | 0.00954 | 0.0004427 | 0.0005772 | 1.2 | 3.62 | 0.01012 | 0.0004604 | 0.0006014 | 1.2504 | 4.223 | 0.0097 | 0.000467 | 0.0005998 | 1.3236 | 4.1748 | 0.01088 | 0.0005071 | 0.0006354 | 1.389 | 4.1306 | 0.01206 | 0.0005446 | 0.0006697 | 1.4475 | 4.7866 | 0.01144 | 0.0005197 | 0.0006315 | 1.3756 | 5.8141 | 0.01045 | 0.0005173 | 0.0006543 | 1.429 | 5.7789 | 0.01134 | 0.0005422 | 0.0006821 | 1.3642 | 5.8222 | 0.01143 | 0.0005505 | 0.000695 | 1.355 | 7.4812 | 0.01002 | 0.000551 | 0.0006882 | 1.2972 | 8.2815 | 0.01013 | 0.0005467 | 0.000697 | 1.3404 | 9.3029 | 0.00952 | 0.0004789 | 0.0006118 | 1.2942 | 9.3374 | 0.0096 | 0.0004853 | 0.0006213 | 1.2511 | 11.1991 | 0.00907 | 0.000484 | 0.0006266 | 1.2869 | 11.7511 | 0.00968 | 0.0004992 | 0.0006422 | 1.3526 | 11.7203 | 0.01063 | 0.0005264 | 0.0006713 | 1.3901 | 12.572 | 0.01012 | 0.000519 | 0.0006701 | 1.3763 | 12.5824 | 0.01118 | 0.0005546 | 0.0007147 | 1.3763 | 14.5272 | 0.00989 | 0.0005127 | 0.0006522 | 1.365 | 14.5276 | 0.01083 | 0.0005435 | 0.0006913 | 1.3555 | 14.528 | 0.01177 | 0.0005727 | 0.0007288 | 1.3556 | 16.1733 | 0.01115 | 0.0005818 | 0.0007501 | 1.3014 | 16.1246 | 0.0113 | 0.0005918 | 0.0007645 | 1.3741 | 17.1159 | 0.01107 | 0.0005676 | 0.0007237 | 1.3477 | 17.4195 | 0.01102 | 0.0005881 | 0.0007474 | 1.4302 | 19.5038 | 0.01169 | 0.0006576 | 0.0008329 | 1.3809 | 20.5117 | 0.01249 | 0.0008661 | 0.0011 | 1.4078 | 20.5514 | 0.01397 | 0.000919 | 0.00118 | 1.4302 | 22.174 | 0.01236 | 0.0007104 | 0.0009062 | 1.3862 | 22.0855 | 0.01252 | 0.00072 | 0.0009203 | 1.4078 | 22.2482 | 0.01189 | 0.0006384 | 0.0008136 | 1.4301 | 22.3079 | 0.01315 | 0.0006769 | 0.0008607 | 1.4301 | 24.5851 | 0.01252 | 0.0007481 | 0.0009438 | 1.5294 | 24.8017 | 0.01343 | 0.0007676 | 0.000967 | 1.4649 | 25.4322 | 0.0144 | 0.000739 | 0.000945 | 1.3939 | 26.139 | 0.01354 | 0.0007454 | 0.0009633 | 1.483 | 26.5052 | 0.0144 | 0.0007631 | 0.0009852 | 1.4117 | 26.3422 | 0.01276 | 0.0007158 | 0.0009187 | 1.4301 | 26.3918 | 0.01386 | 0.0007481 | 0.0009616 | 1.3968 | 26.3036 | 0.01399 | 0.0007554 | 0.0009723 | 1.3497 | 28.1296 | 0.01354 | 0.0007224 | 0.0009308 | 1.3347 | 27.5453 | 0.01416 | 0.0007764 | 0.00101 | 1.3555 | 27.6945 | 0.01525 | 0.000807 | 0.00105 | 1.3993 | 28.5962 | 0.01459 | 0.0008008 | 0.00104 | 1.4145 | 30.9998 | 0.01355 | 0.0007361 | 0.0009485 | 1.3096 | 34.3949 | 0.01383 | 0.0008081 | 0.00104 | 1.2855 | 34.2073 | 0.01395 | 0.0008146 | 0.00105 | 1.2608 | 37.3377 | 0.01535 | 0.00088 | 0.00115 | 1.2913 | 39.61 | 0.01364 | 0.0007368 | 0.0009591 | 1.2412 | 39.1568 | 0.01389 | 0.0007491 | 0.0009763 | 1.2509 | 39.2462 | 0.01471 | 0.0007711 | 0.00101 | 1.2774 | 35.3966 | 0.01705 | 0.0009271 | 0.00122 | 1.2508 | 35.8622 | 0.01668 | 0.0009198 | 0.00121 | 1.2585 | 43.7447 | 0.01611 | 0.0008499 | 0.00112 | 1.3642 | 46.8222 | 0.01614 | 0.0008096 | 0.00105 | 1.3319 | 46.883 | 0.01679 | 0.0008621 | 0.00113 | 1.5198 | 51.1822 | 0.01851 | 0.0009177 | 0.00119 | 1.3891 | 52.7455 | 0.01788 | 0.0008532 | 0.0011 | 1.3962 | 53.7721 | 0.01848 | 0.0009584 | 0.00125 | 1.4425 | 56.298 | 0.01831 | 0.000868 | 0.00112 | 1.4355 | 56.0078 | 0.01824 | 0.0008512 | 0.0011 | 1.4006 | 59.4293 | 0.01903 | 0.0009069 | 0.00117 | 1.3827 | 62.0128 | 0.01877 | 0.0009041 | 0.00117 | 1.3653 | 61.7381 | 0.01888 | 0.0009089 | 0.00118
1.4881 | 0.090534 | 0.02064 | 0.0012 | 0.00195 | 1.6137 | 0.086376 | 0.04704 | 0.00226 | 0.00331 | 1.492 | 0.090405 | 0.063 | 0.00283 | 0.00381 | 1.492 | 0.36597 | 0.01684 | 0.0007826 | 0.00106 | 1.4989 | 0.36498 | 0.02257 | 0.0009961 | 0.00127 | 1.7104 | 0.76417 | 0.02316 | 0.0009747 | 0.00112 | 1.4981 | 2.0247 | 0.0129 | 0.0005376 | 0.0006672 | 1.4534 | 2.0478 | 0.01375 | 0.0005614 | 0.0006979 | 1.3333 | 2.7597 | 0.01088 | 0.0004796 | 0.0006136 | 1.2854 | 3.5667 | 0.01006 | 0.0004522 | 0.0005887 | 1.3333 | 3.5367 | 0.01117 | 0.0004899 | 0.0006236 | 1.4067 | 4.1185 | 0.01082 | 0.0004997 | 0.0006227 | 1.4707 | 4.0764 | 0.01201 | 0.000538 | 0.0006575 | 1.5279 | 4.0383 | 0.0132 | 0.000574 | 0.0006911 | 1.5791 | 4.7042 | 0.01242 | 0.0005431 | 0.0006497 | 1.5006 | 5.7306 | 0.01126 | 0.000534 | 0.0006689 | 1.5481 | 5.6965 | 0.01216 | 0.0005584 | 0.0006963 | 1.4779 | 5.7458 | 0.01224 | 0.0005662 | 0.000709 | 1.4592 | 7.3946 | 0.01065 | 0.0005611 | 0.0006983 | 1.3898 | 8.2108 | 0.0107 | 0.0005553 | 0.0007063 | 1.4297 | 9.2282 | 0.01003 | 0.0004867 | 0.0006201 | 1.3805 | 9.2707 | 0.0101 | 0.000493 | 0.0006296 | 1.4075 | 11.1073 | 0.00991 | 0.0005024 | 0.0006402 | 1.4298 | 11.6793 | 0.01048 | 0.0005156 | 0.0006551 | 1.4879 | 11.6488 | 0.01143 | 0.000542 | 0.0006837 | 1.5291 | 12.4803 | 0.01087 | 0.0005331 | 0.0006817 | 1.5014 | 12.5008 | 0.01192 | 0.0005678 | 0.0007258 | 1.5014 | 14.5352 | 0.01054 | 0.0005237 | 0.0006621 | 1.4788 | 14.5358 | 0.01148 | 0.0005538 | 0.0007009 | 1.4598 | 14.5363 | 0.01242 | 0.0005825 | 0.000738 | 1.4599 | 16.2413 | 0.01173 | 0.00059 | 0.0007586 | 1.4015 | 16.2125 | 0.01188 | 0.0005999 | 0.0007732 | 1.5704 | 17.1921 | 0.01216 | 0.0005925 | 0.000739 | 1.5402 | 17.5853 | 0.01209 | 0.0006117 | 0.000763 | 1.609 | 19.6097 | 0.01265 | 0.000675 | 0.0008456 | 1.5535 | 20.7169 | 0.0134 | 0.0008789 | 0.00112 | 1.5643 | 20.7271 | 0.01488 | 0.0009311 | 0.00119 | 1.5891 | 22.4194 | 0.0132 | 0.0007234 | 0.0009174 | 1.5402 | 22.3509 | 0.01336 | 0.000733 | 0.0009316 | 1.5642 | 22.5833 | 0.01272 | 0.0006527 | 0.0008257 | 1.5731 | 22.5935 | 0.01398 | 0.0006903 | 0.0008722 | 1.5731 | 24.8701 | 0.01328 | 0.0007585 | 0.0009535 | 1.6685 | 25.0174 | 0.01418 | 0.0007775 | 0.0009761 | 1.587 | 25.8075 | 0.01513 | 0.0007489 | 0.0009549 | 1.5206 | 26.6435 | 0.01425 | 0.000755 | 0.0009736 | 1.6066 | 26.9304 | 0.0151 | 0.0007722 | 0.0009948 | 1.54 | 26.6165 | 0.01346 | 0.0007257 | 0.0009287 | 1.5493 | 26.6365 | 0.01457 | 0.0007575 | 0.0009712 | 1.5132 | 26.5682 | 0.0147 | 0.0007648 | 0.000982 | 1.4622 | 28.7632 | 0.0142 | 0.0007313 | 0.0009409 | 1.446 | 28.2986 | 0.01483 | 0.0007852 | 0.00102 | 1.4597 | 28.3883 | 0.01592 | 0.0008154 | 0.00106 | 1.5069 | 29.0899 | 0.01524 | 0.0008088 | 0.00105 | 1.5233 | 31.6333 | 0.01415 | 0.0007435 | 0.0009574 | 1.4031 | 35.0669 | 0.01437 | 0.000814 | 0.00105 | 1.3773 | 34.8892 | 0.01449 | 0.0008205 | 0.00106 | 1.3396 | 38.1486 | 0.01584 | 0.000885 | 0.00116 | 1.372 | 40.3008 | 0.01411 | 0.0007419 | 0.0009665 | 1.3188 | 39.8573 | 0.01436 | 0.0007543 | 0.0009839 | 1.3244 | 39.9073 | 0.01519 | 0.0007761 | 0.00101 | 1.4194 | 36.8879 | 0.01809 | 0.000944 | 0.00124 | 1.3897 | 37.3315 | 0.0177 | 0.0009368 | 0.00123 | 1.4158 | 45.3997 | 0.01716 | 0.0008678 | 0.00114 | 1.5158 | 48.1699 | 0.01713 | 0.0008258 | 0.00107 | 1.4799 | 48.4489 | 0.01777 | 0.0008777 | 0.00114 | 1.6579 | 52.4722 | 0.01942 | 0.0009302 | 0.0012 | 1.5154 | 54.2013 | 0.01875 | 0.0008662 | 0.00112 | 1.5231 | 55.1375 | 0.01934 | 0.0009699 | 0.00127 | 1.5627 | 57.6242 | 0.01913 | 0.0008794 | 0.00114 | 1.5552 | 57.4635 | 0.01906 | 0.0008629 | 0.00111 | 1.5084 | 60.8226 | 0.01981 | 0.0009172 | 0.00119 | 1.4891 | 63.6149 | 0.01952 | 0.0009137 | 0.00119 | 1.4703 | 63.3398 | 0.01963 | 0.0009185 | 0.00119
1.5873 | 0.08721 | 0.02272 | 0.00129 | 0.00212 | 1.7378 | 0.082692 | 0.05255 | 0.00248 | 0.00364 | 1.6578 | 0.085028 | 0.07365 | 0.00332 | 0.00435 | 1.6578 | 0.34514 | 0.01947 | 0.0008963 | 0.00118 | 1.6238 | 0.34916 | 0.02519 | 0.00109 | 0.00138 | 1.8529 | 0.72963 | 0.02567 | 0.00105 | 0.00119 | 1.5979 | 1.9756 | 0.01384 | 0.0005595 | 0.0006897 | 1.5442 | 2.0017 | 0.01468 | 0.0005821 | 0.0007193 | 1.4167 | 2.7105 | 0.01156 | 0.0004937 | 0.0006292 | 1.4283 | 3.4764 | 0.01113 | 0.0004829 | 0.0006115 | 1.5 | 3.4303 | 0.01252 | 0.0005329 | 0.0006511 | 1.563 | 4.0141 | 0.01198 | 0.0005317 | 0.0006455 | 1.6177 | 3.978 | 0.01318 | 0.0005685 | 0.0006796 | 1.6668 | 3.946 | 0.01438 | 0.0006032 | 0.0007125 | 1.7107 | 4.6228 | 0.01343 | 0.0005662 | 0.0006679 | 1.6257 | 5.6412 | 0.01209 | 0.0005505 | 0.0006833 | 1.6671 | 5.6111 | 0.01299 | 0.0005744 | 0.0007103 | 1.5916 | 5.6653 | 0.01306 | 0.0005818 | 0.0007228 | 1.5635 | 7.3041 | 0.01129 | 0.0005711 | 0.0007083 | 1.4825 | 8.1341 | 0.01127 | 0.0005638 | 0.0007154 | 1.6085 | 9.06 | 0.01106 | 0.0005124 | 0.0006364 | 1.553 | 9.1144 | 0.01112 | 0.0005182 | 0.0006457 | 1.5639 | 10.9859 | 0.01076 | 0.0005202 | 0.0006532 | 1.5728 | 11.5878 | 0.01129 | 0.0005317 | 0.0006675 | 1.6231 | 11.5474 | 0.01224 | 0.0005573 | 0.0006955 | 1.6681 | 12.3689 | 0.01162 | 0.0005469 | 0.0006928 | 1.6265 | 12.3995 | 0.01268 | 0.0005808 | 0.0007365 | 1.6265 | 14.5036 | 0.01118 | 0.0005343 | 0.0006716 | 1.5925 | 14.5143 | 0.01212 | 0.0005639 | 0.00071 | 1.6683 | 14.4835 | 0.01371 | 0.0006153 | 0.0007554 | 1.6685 | 16.278 | 0.01288 | 0.0006165 | 0.0007747 | 1.6018 | 16.2791 | 0.01304 | 0.0006262 | 0.0007893 | 1.7666 | 17.1791 | 0.01325 | 0.0006162 | 0.0007532 | 1.7327 | 17.642 | 0.01316 | 0.0006339 | 0.0007773 | 1.7878 | 19.6263 | 0.0136 | 0.0006917 | 0.0008574 | 1.7261 | 20.843 | 0.0143 | 0.0008911 | 0.00113 | 1.7207 | 20.8435 | 0.01578 | 0.0009426 | 0.0012 | 1.748 | 22.5657 | 0.01404 | 0.0007357 | 0.0009278 | 1.6942 | 22.517 | 0.0142 | 0.0007453 | 0.0009421 | 1.7207 | 22.8093 | 0.01355 | 0.0006662 | 0.000837 | 1.7161 | 22.8098 | 0.01481 | 0.0007031 | 0.000883 | 1.7161 | 25.0759 | 0.01403 | 0.0007683 | 0.0009626 | 1.8075 | 25.1737 | 0.01493 | 0.000787 | 0.0009847 | 1.709 | 26.1135 | 0.01585 | 0.0007584 | 0.0009641 | 1.6473 | 27.0488 | 0.01495 | 0.0007641 | 0.0009831 | 1.7302 | 27.2661 | 0.01579 | 0.0007808 | 0.001 | 1.6684 | 26.8315 | 0.01417 | 0.0007351 | 0.0009381 | 1.6684 | 26.832 | 0.01527 | 0.0007665 | 0.0009803 | 1.6296 | 26.7735 | 0.0154 | 0.0007738 | 0.0009911 | 1.5747 | 29.3077 | 0.01484 | 0.0007396 | 0.0009503 | 1.5572 | 28.9627 | 0.01549 | 0.0007935 | 0.00103 | 1.564 | 29.0028 | 0.01658 | 0.0008233 | 0.00107 | 1.6145 | 29.5243 | 0.01588 | 0.0008165 | 0.00106 | 1.6321 | 32.1976 | 0.01474 | 0.0007504 | 0.0009657 | 1.4967 | 35.6698 | 0.0149 | 0.0008196 | 0.00106 | 1.4692 | 35.492 | 0.01503 | 0.0008261 | 0.00107 | 1.4184 | 38.8904 | 0.01633 | 0.0008898 | 0.00117 | 1.4527 | 40.9226 | 0.01457 | 0.0007467 | 0.0009734 | 1.3964 | 40.4887 | 0.01483 | 0.0007592 | 0.0009909 | 1.4716 | 41.0518 | 0.01611 | 0.0007909 | 0.00103 | 1.5968 | 38.5088 | 0.01933 | 0.0009659 | 0.00126 | 1.5635 | 38.9403 | 0.01893 | 0.0009588 | 0.00125 | 1.5731 | 46.7491 | 0.01818 | 0.000884 | 0.00115 | 1.6674 | 49.3011 | 0.01809 | 0.0008407 | 0.00108 | 1.6279 | 49.7488 | 0.01872 | 0.000892 | 0.00116 | 1.7961 | 53.5749 | 0.0203 | 0.0009418 | 0.00121 | 1.6417 | 55.4604 | 0.01961 | 0.0008781 | 0.00113 | 1.65 | 56.3162 | 0.02018 | 0.0009806 | 0.00128 | 1.6829 | 58.7835 | 0.01994 | 0.00089 | 0.00115 | 1.6748 | 58.7323 | 0.01987 | 0.0008738 | 0.00112 | 1.6161 | 62.0592 | 0.02057 | 0.0009268 | 0.0012 | 1.5954 | 65.0602 | 0.02024 | 0.0009226 | 0.0012 | 1.5753 | 64.7949 | 0.02037 | 0.0009275 | 0.0012
1.6865 | 0.084167 | 0.02488 | 0.00139 | 0.0023 | 1.862 | 0.079368 | 0.0583 | 0.00269 | 0.00397 | 1.8236 | 0.080363 | 0.08495 | 0.00381 | 0.00491 | 1.8236 | 0.32683 | 0.02225 | 0.00101 | 0.00131 | 1.7487 | 0.33484 | 0.02793 | 0.00118 | 0.00149 | 1.9954 | 0.6981 | 0.0283 | 0.00113 | 0.00126 | 1.6978 | 1.9285 | 0.0148 | 0.0005817 | 0.0007125 | 1.635 | 1.9576 | 0.01562 | 0.0006029 | 0.000741 | 1.5 | 2.6624 | 0.01226 | 0.0005078 | 0.000645 | 1.6068 | 3.3621 | 0.0125 | 0.0005278 | 0.00064 | 1.6667 | 3.325 | 0.0139 | 0.0005749 | 0.0006787 | 1.7193 | 3.9118 | 0.01316 | 0.0005634 | 0.0006682 | 1.7648 | 3.8817 | 0.01437 | 0.0005987 | 0.0007017 | 1.8057 | 3.8557 | 0.01558 | 0.0006322 | 0.0007341 | 1.8423 | 4.5435 | 0.01445 | 0.0005891 | 0.0006861 | 1.7507 | 5.5498 | 0.01292 | 0.0005671 | 0.0006976 | 1.7862 | 5.5237 | 0.01383 | 0.0005904 | 0.0007242 | 1.7052 | 5.583 | 0.0139 | 0.0005974 | 0.0007364 | 1.6677 | 7.2106 | 0.01194 | 0.0005812 | 0.0007181 | 1.6678 | 7.9701 | 0.01244 | 0.0005923 | 0.0007331 | 1.7872 | 8.8769 | 0.0121 | 0.0005378 | 0.0006522 | 1.7256 | 8.9413 | 0.01216 | 0.000543 | 0.0006614 | 1.7203 | 10.8346 | 0.01162 | 0.0005378 | 0.0006657 | 1.7158 | 11.4765 | 0.0121 | 0.0005474 | 0.0006794 | 1.7584 | 11.4363 | 0.01306 | 0.0005724 | 0.0007071 | 1.8072 | 12.2376 | 0.01238 | 0.0005605 | 0.0007036 | 1.7517 | 12.2883 | 0.01344 | 0.0005936 | 0.0007469 | 1.7516 | 14.4422 | 0.01183 | 0.0005447 | 0.0006808 | 1.82 | 14.4017 | 0.01342 | 0.0005977 | 0.0007274 | 1.8768 | 14.3713 | 0.01501 | 0.0006465 | 0.0007718 | 1.877 | 16.2354 | 0.01403 | 0.0006418 | 0.0007896 | 1.802 | 16.2563 | 0.01419 | 0.0006511 | 0.0008042 | 1.9629 | 17.1066 | 0.01434 | 0.0006389 | 0.0007666 | 1.9253 | 17.6393 | 0.01422 | 0.0006551 | 0.0007907 | 1.9666 | 19.5935 | 0.01456 | 0.0007078 | 0.0008686 | 1.8987 | 20.9097 | 0.0152 | 0.0009029 | 0.00114 | 1.8771 | 20.9104 | 0.01668 | 0.0009537 | 0.00121 | 1.9069 | 22.6324 | 0.01487 | 0.0007477 | 0.0009375 | 1.8482 | 22.6137 | 0.01503 | 0.0007572 | 0.0009519 | 1.8771 | 22.9658 | 0.01437 | 0.000679 | 0.0008475 | 1.8591 | 22.9465 | 0.01563 | 0.0007153 | 0.0008931 | 1.8592 | 25.2123 | 0.01478 | 0.0007779 | 0.0009712 | 1.9466 | 25.2605 | 0.01567 | 0.0007962 | 0.0009928 | 1.8311 | 26.3499 | 0.01657 | 0.0007674 | 0.0009728 | 1.774 | 27.3747 | 0.01563 | 0.0007727 | 0.0009919 | 1.8538 | 27.5424 | 0.01648 | 0.000789 | 0.00101 | 1.7967 | 26.9973 | 0.01486 | 0.0007441 | 0.0009469 | 1.7876 | 26.9879 | 0.01596 | 0.0007752 | 0.0009888 | 1.746 | 26.9294 | 0.0161 | 0.0007825 | 0.0009997 | 1.6872 | 29.7728 | 0.01548 | 0.0007474 | 0.0009591 | 1.6684 | 29.5376 | 0.01613 | 0.0008012 | 0.00104 | 1.6683 | 29.538 | 0.01722 | 0.0008307 | 0.00108 | 1.7222 | 29.8994 | 0.01651 | 0.0008237 | 0.00107 | 1.7409 | 32.6825 | 0.01531 | 0.000757 | 0.0009735 | 1.5902 | 36.2035 | 0.01542 | 0.0008249 | 0.00107 | 1.561 | 36.0456 | 0.01555 | 0.0008314 | 0.00108 | 1.576 | 40.1963 | 0.01728 | 0.0009036 | 0.00118 | 1.6141 | 41.9983 | 0.01548 | 0.0007612 | 0.0009861 | 1.5515 | 41.6039 | 0.01574 | 0.0007737 | 0.001 | 1.6555 | 42.2459 | 0.01724 | 0.0008108 | 0.00104 | 1.7742 | 39.9231 | 0.02053 | 0.0009854 | 0.00128 | 1.7372 | 40.3529 | 0.02011 | 0.0009784 | 0.00127 | 1.7304 | 47.8619 | 0.01917 | 0.0008988 | 0.00116 | 1.819 | 50.2552 | 0.01903 | 0.0008545 | 0.00109 | 1.7758 | 50.8317 | 0.01966 | 0.0009052 | 0.00117 | 1.9343 | 54.5199 | 0.02117 | 0.0009527 | 0.00122 | 1.768 | 56.5422 | 0.02045 | 0.0008893 | 0.00114 | 1.7769 | 57.3276 | 0.02101 | 0.0009905 | 0.00129 | 1.8031 | 59.7953 | 0.02073 | 0.0008999 | 0.00116 | 1.7944 | 59.8635 | 0.02066 | 0.000884 | 0.00113 | 1.7239 | 63.1583 | 0.02132 | 0.0009358 | 0.00121 | 1.7018 | 66.3783 | 0.02096 | 0.000931 | 0.00121 | 1.6803 | 66.1228 | 0.02108 | 0.0009359 | 0.00121
1.7857 | 0.081365 | 0.02711 | 0.00148 | 0.00247 | 1.9861 | 0.076355 | 0.06428 | 0.00292 | 0.00432 | 1.9894 | 0.076278 | 0.09688 | 0.00429 | 0.00549 | 1.9894 | 0.31071 | 0.02518 | 0.00112 | 0.00144 | 1.9985 | 0.30992 | 0.03374 | 0.00148 | 0.00172 | 2.138 | 0.67177 | 0.03103 | 0.00121 | 0.00133 | 1.7977 | 1.8815 | 0.01579 | 0.000604 | 0.0007357 | 1.8167 | 1.8735 | 0.01758 | 0.000674 | 0.0007851 | 1.6667 | 2.5682 | 0.01369 | 0.000555 | 0.0006767 | 1.7853 | 3.2508 | 0.01392 | 0.0005718 | 0.0006687 | 1.8333 | 3.2208 | 0.01534 | 0.0006164 | 0.0007065 | 1.8756 | 3.8115 | 0.01437 | 0.0005948 | 0.0006911 | 1.9119 | 3.7885 | 0.01559 | 0.0006288 | 0.0007239 | 1.9446 | 3.7685 | 0.01681 | 0.0006612 | 0.0007557 | 1.9739 | 4.4663 | 0.01549 | 0.0006119 | 0.0007043 | 1.8758 | 5.4575 | 0.01377 | 0.0005836 | 0.0007118 | 1.9053 | 5.4354 | 0.01469 | 0.0006064 | 0.000738 | 1.8189 | 5.4997 | 0.01474 | 0.000613 | 0.00075 | 1.8762 | 7.0208 | 0.01326 | 0.0006156 | 0.0007377 | 1.8531 | 7.7982 | 0.01363 | 0.0006205 | 0.0007505 | 1.9659 | 8.6891 | 0.01317 | 0.0005628 | 0.0006678 | 1.8981 | 8.7604 | 0.01322 | 0.0005675 | 0.0006768 | 1.8766 | 10.6736 | 0.01249 | 0.0005552 | 0.000678 | 1.8588 | 11.3455 | 0.01292 | 0.0005629 | 0.0006911 | 1.8936 | 11.3153 | 0.01388 | 0.0005873 | 0.0007183 | 1.9462 | 12.0966 | 0.01315 | 0.0005741 | 0.0007142 | 2.0019 | 12.0464 | 0.01498 | 0.0006378 | 0.000767 | 2.0019 | 14.2798 | 0.01314 | 0.0005799 | 0.0006983 | 2.0475 | 14.2496 | 0.01473 | 0.0006301 | 0.000744 | 2.0854 | 14.2195 | 0.01632 | 0.0006767 | 0.0007875 | 2.0856 | 16.1332 | 0.01519 | 0.0006661 | 0.0008037 | 2.0022 | 16.1741 | 0.01535 | 0.0006751 | 0.0008183 | 2.1592 | 16.9846 | 0.01545 | 0.000661 | 0.0007795 | 2.1178 | 17.5871 | 0.01529 | 0.0006755 | 0.0008035 | 2.1453 | 19.5312 | 0.01552 | 0.0007235 | 0.0008792 | 2.0713 | 20.9469 | 0.0161 | 0.0009143 | 0.00115 | 2.0335 | 20.9378 | 0.01757 | 0.0009646 | 0.00122 | 2.0658 | 22.6597 | 0.0157 | 0.0007593 | 0.0009467 | 2.0022 | 22.6408 | 0.01586 | 0.0007687 | 0.0009611 | 2.0335 | 23.0628 | 0.01518 | 0.0006914 | 0.0008574 | 2.0021 | 23.0437 | 0.01644 | 0.0007271 | 0.0009027 | 2.0022 | 25.2892 | 0.01552 | 0.0007871 | 0.0009792 | 2.0856 | 25.3276 | 0.01641 | 0.0008051 | 0.001 | 1.9532 | 26.5468 | 0.01728 | 0.0007762 | 0.000981 | 1.9007 | 27.631 | 0.01632 | 0.0007809 | 0.001 | 1.9774 | 27.7592 | 0.01715 | 0.000797 | 0.00102 | 1.9251 | 27.1235 | 0.01556 | 0.0007529 | 0.0009553 | 1.9068 | 27.1044 | 0.01666 | 0.0007837 | 0.0009969 | 1.8624 | 27.0658 | 0.01679 | 0.0007909 | 0.00101 | 1.7997 | 30.1785 | 0.0161 | 0.0007549 | 0.0009672 | 1.7797 | 30.053 | 0.01676 | 0.0008085 | 0.00104 | 1.7725 | 30.0237 | 0.01785 | 0.0008378 | 0.00108 | 1.8298 | 30.225 | 0.01713 | 0.0008307 | 0.00108 | 1.8497 | 33.1079 | 0.01588 | 0.0007633 | 0.0009808 | 1.6837 | 36.6878 | 0.01594 | 0.0008299 | 0.00107 | 1.6528 | 36.5298 | 0.01607 | 0.0008365 | 0.00108 | 1.773 | 41.5518 | 0.01842 | 0.000922 | 0.0012 | 1.8159 | 43.0936 | 0.01658 | 0.0007808 | 0.001 | 1.7455 | 42.7388 | 0.01686 | 0.0007935 | 0.00102 | 1.8395 | 43.2029 | 0.01834 | 0.0008291 | 0.00106 | 1.9516 | 41.14 | 0.02168 | 0.001 | 0.00129 | 1.9109 | 41.5883 | 0.02125 | 0.0009962 | 0.00128 | 1.8877 | 48.7872 | 0.02014 | 0.0009126 | 0.00118 | 1.9705 | 51.0815 | 0.01996 | 0.0008675 | 0.0011 | 1.9238 | 51.747 | 0.02057 | 0.0009175 | 0.00118 | 2.0724 | 55.3667 | 0.02202 | 0.000963 | 0.00123 | 1.8942 | 57.4962 | 0.02127 | 0.0008998 | 0.00115 | 1.9039 | 58.2113 | 0.02182 | 0.001 | 0.0013 | 1.9233 | 60.6891 | 0.02151 | 0.0009094 | 0.00117 | 1.9141 | 60.8469 | 0.02144 | 0.0008937 | 0.00114 | 1.9393 | 65.0428 | 0.02278 | 0.0009636 | 0.00123 | 1.9145 | 68.691 | 0.02234 | 0.0009564 | 0.00122 | 1.8904 | 68.4551 | 0.02247 | 0.0009615 | 0.00123
1.9841 | 0.07639 | 0.03181 | 0.00174 | 0.00284 | 2.2344 | 0.07107 | 0.07693 | 0.00359 | 0.00505 | 2.1552 | 0.072654 | 0.10943 | 0.00477 | 0.0061 | 2.1552 | 0.2965 | 0.02826 | 0.00124 | 0.00158 | 2.2483 | 0.2885 | 0.04 | 0.00178 | 0.00196 | 2.2805 | 0.64544 | 0.03388 | 0.00129 | 0.00141 | 1.9974 | 1.7943 | 0.01783 | 0.0006805 | 0.0007831 | 2.0438 | 1.7763 | 0.02015 | 0.0007783 | 0.000842 | 1.875 | 2.457 | 0.01556 | 0.0006243 | 0.0007171 | 1.9639 | 3.1426 | 0.01538 | 0.0006153 | 0.0006978 | 2 | 3.1216 | 0.01682 | 0.0006576 | 0.0007346 | 2.0319 | 3.7163 | 0.01562 | 0.0006261 | 0.0007142 | 2.0589 | 3.7003 | 0.01684 | 0.0006589 | 0.0007464 | 2.0834 | 3.6863 | 0.01807 | 0.0006901 | 0.0007776 | 2.1055 | 4.3941 | 0.01655 | 0.0006346 | 0.0007226 | 2.0008 | 5.3652 | 0.01464 | 0.0006001 | 0.000726 | 2.1435 | 5.2649 | 0.01644 | 0.0006621 | 0.0007657 | 2.0463 | 5.3351 | 0.01648 | 0.0006669 | 0.000777 | 2.0846 | 6.8371 | 0.01461 | 0.0006498 | 0.0007571 | 2.0384 | 7.6285 | 0.01484 | 0.0006485 | 0.0007677 | 2.1446 | 8.5054 | 0.01426 | 0.0005877 | 0.0006833 | 2.0707 | 8.5847 | 0.0143 | 0.0005919 | 0.0006921 | 2.033 | 10.5227 | 0.01337 | 0.0005724 | 0.0006901 | 2.0018 | 11.2045 | 0.01375 | 0.0005782 | 0.0007025 | 2.1642 | 11.0537 | 0.01556 | 0.0006392 | 0.0007403 | 2.2242 | 11.8048 | 0.01472 | 0.000621 | 0.0007349 | 2.2521 | 11.7648 | 0.01655 | 0.0006807 | 0.0007865 | 2.2521 | 14.0379 | 0.01446 | 0.0006138 | 0.0007151 | 2.2751 | 14.008 | 0.01606 | 0.0006616 | 0.0007599 | 2.2939 | 13.978 | 0.01765 | 0.0007062 | 0.0008028 | 2.2942 | 15.9214 | 0.01636 | 0.0006899 | 0.0008172 | 2.2024 | 16.0422 | 0.01651 | 0.0006984 | 0.0008318 | 2.3555 | 16.7328 | 0.01656 | 0.0006827 | 0.0007919 | 2.3103 | 17.4051 | 0.01636 | 0.0006956 | 0.0008158 | 2.3241 | 19.3291 | 0.01648 | 0.0007391 | 0.0008895 | 2.2439 | 20.8745 | 0.017 | 0.0009255 | 0.00116 | 2.19 | 20.9155 | 0.01847 | 0.0009752 | 0.00123 | 2.2247 | 22.5973 | 0.01653 | 0.0007706 | 0.0009555 | 2.1562 | 22.6384 | 0.01669 | 0.0007799 | 0.00097 | 2.1899 | 23.1002 | 0.016 | 0.0007035 | 0.0008669 | 2.1452 | 23.1013 | 0.01726 | 0.0007386 | 0.0009119 | 2.1452 | 25.3364 | 0.01626 | 0.0007961 | 0.0009869 | 2.2246 | 25.3051 | 0.01715 | 0.0008139 | 0.00101 | 2.0753 | 26.7139 | 0.01798 | 0.0007846 | 0.0009889 | 2.0274 | 27.8478 | 0.01699 | 0.0007888 | 0.00101 | 2.1009 | 27.9562 | 0.01783 | 0.0008046 | 0.00103 | 2.0534 | 27.2302 | 0.01625 | 0.0007614 | 0.0009633 | 2.026 | 27.2012 | 0.01735 | 0.0007919 | 0.001 | 1.9788 | 27.1625 | 0.01749 | 0.0007991 | 0.00102 | 1.9121 | 30.5246 | 0.01672 | 0.000762 | 0.000975 | 1.8909 | 30.4989 | 0.01738 | 0.0008154 | 0.00105 | 1.8768 | 30.4398 | 0.01847 | 0.0008445 | 0.00109 | 1.9374 | 30.5111 | 0.01775 | 0.0008374 | 0.00108 | 1.9585 | 33.4738 | 0.01645 | 0.0007693 | 0.0009877 | 1.8708 | 37.498 | 0.01695 | 0.0008454 | 0.00109 | 1.8365 | 37.3598 | 0.01708 | 0.000852 | 0.0011 | 1.97 | 42.66 | 0.01954 | 0.0009388 | 0.00121 | 2.0177 | 43.9816 | 0.01766 | 0.000799 | 0.00101 | 1.9394 | 43.6463 | 0.01794 | 0.0008117 | 0.00103 | 2.0234 | 44.002 | 0.01941 | 0.0008461 | 0.00107 | 2.129 | 42.2389 | 0.02281 | 0.00102 | 0.00131 | 2.0846 | 42.7059 | 0.02237 | 0.00101 | 0.0013 | 2.045 | 49.5946 | 0.02109 | 0.0009256 | 0.00119 | 2.1221 | 51.8295 | 0.02087 | 0.0008799 | 0.00111 | 2.0718 | 52.5541 | 0.02147 | 0.0009292 | 0.00119 | 2.2106 | 55.9949 | 0.02287 | 0.0009729 | 0.00124 | 2.0205 | 58.3319 | 0.02208 | 0.0009098 | 0.00116 | 2.0308 | 59.0168 | 0.02262 | 0.00101 | 0.00131 | 2.1637 | 62.2015 | 0.02304 | 0.0009395 | 0.00119 | 2.1533 | 62.5387 | 0.02296 | 0.0009241 | 0.00116 | 2.1548 | 66.6137 | 0.02421 | 0.000989 | 0.00124 | 2.1273 | 70.7105 | 0.02369 | 0.0009795 | 0.00124 | 2.1004 | 70.4842 | 0.02382 | 0.0009846 | 0.00125
2.2321 | 0.071105 | 0.03809 | 0.0021 | 0.00333 | 2.4826 | 0.066576 | 0.09049 | 0.00424 | 0.00583 | 2.321 | 0.069421 | 0.12258 | 0.00525 | 0.00673 | 2.321 | 0.28228 | 0.03149 | 0.00135 | 0.00172 | 2.4981 | 0.26878 | 0.04672 | 0.00206 | 0.00222 | 2.423 | 0.61982 | 0.03684 | 0.00138 | 0.0015 | 2.2471 | 1.6922 | 0.02052 | 0.0007928 | 0.0008448 | 2.2709 | 1.6822 | 0.02287 | 0.00088 | 0.0009013 | 2.0833 | 2.3548 | 0.01751 | 0.0006919 | 0.0007586 | 2.1424 | 3.0414 | 0.0169 | 0.0006586 | 0.0007273 | 2.1667 | 3.0264 | 0.01834 | 0.0006988 | 0.0007633 | 2.1882 | 3.6211 | 0.0169 | 0.0006574 | 0.0007376 | 2.206 | 3.6091 | 0.01813 | 0.0006889 | 0.0007691 | 2.2223 | 3.5981 | 0.01936 | 0.0007191 | 0.0007997 | 2.3687 | 4.2177 | 0.01873 | 0.000714 | 0.0007595 | 2.2509 | 5.1767 | 0.01642 | 0.0006578 | 0.0007544 | 2.3816 | 5.0585 | 0.01826 | 0.0007171 | 0.0007936 | 2.2737 | 5.1577 | 0.01826 | 0.0007199 | 0.0008041 | 2.2931 | 6.6276 | 0.016 | 0.000684 | 0.0007766 | 2.2237 | 7.4489 | 0.01609 | 0.0006765 | 0.0007848 | 2.3233 | 8.2818 | 0.01538 | 0.0006126 | 0.0006989 | 2.2432 | 8.3881 | 0.01541 | 0.0006162 | 0.0007073 | 2.1894 | 10.3419 | 0.01427 | 0.0005896 | 0.000702 | 2.2877 | 10.893 | 0.01545 | 0.0006319 | 0.0007249 | 2.4347 | 10.6924 | 0.01729 | 0.0006897 | 0.0007619 | 2.5022 | 11.4234 | 0.01634 | 0.0006669 | 0.0007552 | 2.5024 | 11.4235 | 0.01817 | 0.000723 | 0.0008057 | 2.5023 | 13.6964 | 0.01582 | 0.0006471 | 0.0007315 | 2.5026 | 13.6966 | 0.01741 | 0.0006927 | 0.0007755 | 2.5025 | 13.6967 | 0.01901 | 0.0007355 | 0.0008177 | 2.5027 | 15.6599 | 0.01755 | 0.0007135 | 0.0008304 | 2.4026 | 15.7507 | 0.01769 | 0.0007215 | 0.0008449 | 2.5518 | 16.5013 | 0.01769 | 0.0007042 | 0.0008041 | 2.5028 | 17.1935 | 0.01744 | 0.0007154 | 0.0008278 | 2.5029 | 19.1074 | 0.01746 | 0.0007545 | 0.0008995 | 2.4165 | 20.6824 | 0.0179 | 0.0009366 | 0.00116 | 2.3464 | 20.7735 | 0.01937 | 0.0009858 | 0.00123 | 2.3836 | 22.3852 | 0.01736 | 0.0007819 | 0.000964 | 2.3103 | 22.4962 | 0.01752 | 0.000791 | 0.0009784 | 2.3464 | 22.978 | 0.01681 | 0.0007152 | 0.000876 | 2.2882 | 23.0391 | 0.01807 | 0.0007498 | 0.0009207 | 2.2882 | 25.2439 | 0.017 | 0.000805 | 0.0009944 | 2.3637 | 25.1529 | 0.0179 | 0.0008226 | 0.00102 | 2.1973 | 26.7914 | 0.01868 | 0.0007929 | 0.0009964 | 2.1541 | 28.005 | 0.01766 | 0.0007965 | 0.00102 | 2.2245 | 28.0336 | 0.0185 | 0.0008121 | 0.00103 | 2.1817 | 27.2872 | 0.01693 | 0.0007698 | 0.0009709 | 2.1451 | 27.2783 | 0.01804 | 0.0007999 | 0.00101 | 2.0952 | 27.2596 | 0.01818 | 0.0008071 | 0.00102 | 2.0246 | 30.8311 | 0.01733 | 0.0007689 | 0.0009823 | 2.0021 | 30.8852 | 0.01799 | 0.0008221 | 0.00106 | 2.0853 | 31.163 | 0.01968 | 0.0008657 | 0.00111 | 2.1527 | 30.9842 | 0.01897 | 0.0008588 | 0.0011 | 2.1761 | 34.0668 | 0.01756 | 0.0007886 | 0.001 | 2.1047 | 38.3179 | 0.01819 | 0.000867 | 0.0011 | 2.066 | 38.1995 | 0.01832 | 0.0008736 | 0.00111 | 2.167 | 43.5801 | 0.02062 | 0.0009544 | 0.00122 | 2.2194 | 44.6416 | 0.01871 | 0.0008159 | 0.00102 | 2.1334 | 44.416 | 0.01901 | 0.0008286 | 0.00104 | 2.2074 | 44.6128 | 0.02047 | 0.0008621 | 0.00108 | 2.3065 | 42.9993 | 0.02391 | 0.00103 | 0.00132 | 2.2583 | 43.5553 | 0.02345 | 0.00103 | 0.00131 | 2.2023 | 50.1936 | 0.02203 | 0.0009379 | 0.0012 | 2.2737 | 52.289 | 0.02177 | 0.0008916 | 0.00112 | 2.2198 | 53.1228 | 0.02236 | 0.0009403 | 0.0012 | 2.4869 | 56.6349 | 0.02453 | 0.00101 | 0.00126 | 2.2731 | 59.5477 | 0.02367 | 0.000942 | 0.00118 | 2.2846 | 60.1122 | 0.02419 | 0.00104 | 0.00133 | 2.4041 | 62.8489 | 0.02454 | 0.0009674 | 0.0012 | 2.3926 | 63.3455 | 0.02445 | 0.0009522 | 0.00118 | 2.3703 | 67.4193 | 0.02561 | 0.00101 | 0.00126 | 2.34 | 72.0049 | 0.025 | 0.001 | 0.00126 | 2.3104 | 71.8783 | 0.02514 | 0.00101 | 0.00126
2.4802 | 0.066611 | 0.04482 | 0.00245 | 0.00385 | 2.7309 | 0.062702 | 0.10492 | 0.00488 | 0.00664 | 2.6525 | 0.063865 | 0.15065 | 0.00682 | 0.00806 | 2.6525 | 0.25876 | 0.03841 | 0.00173 | 0.00202 | 2.7479 | 0.25297 | 0.0539 | 0.00235 | 0.0025 | 2.5656 | 0.5981 | 0.03992 | 0.00146 | 0.00158 | 2.4968 | 1.5901 | 0.02337 | 0.000903 | 0.0009096 | 2.498 | 1.5901 | 0.02573 | 0.0009812 | 0.0009633 | 2.2917 | 2.2507 | 0.01955 | 0.0007588 | 0.0008013 | 2.3209 | 2.9293 | 0.01847 | 0.000702 | 0.0007574 | 2.3333 | 2.9213 | 0.01992 | 0.0007402 | 0.0007925 | 2.3445 | 3.5129 | 0.01821 | 0.0006889 | 0.0007613 | 2.3531 | 3.5069 | 0.01944 | 0.0007193 | 0.0007922 | 2.5001 | 3.4158 | 0.02203 | 0.0008227 | 0.000845 | 2.6319 | 4.0673 | 0.021 | 0.0007909 | 0.0007971 | 2.501 | 4.9683 | 0.01827 | 0.0007148 | 0.0007833 | 2.6198 | 4.8861 | 0.02015 | 0.0007717 | 0.000822 | 2.501 | 4.9683 | 0.02012 | 0.0007726 | 0.0008316 | 2.5016 | 6.4131 | 0.01744 | 0.0007186 | 0.0007964 | 2.409 | 7.2304 | 0.01737 | 0.0007047 | 0.000802 | 2.5021 | 8.0662 | 0.01653 | 0.0006378 | 0.0007145 | 2.4158 | 8.1565 | 0.01654 | 0.0006407 | 0.0007226 | 2.5022 | 9.9287 | 0.01612 | 0.0006512 | 0.0007257 | 2.5737 | 10.5417 | 0.0172 | 0.0006842 | 0.0007471 | 2.7052 | 10.4013 | 0.01907 | 0.0007393 | 0.0007835 | 2.7802 | 11.1322 | 0.018 | 0.0007123 | 0.0007754 | 2.7526 | 11.1625 | 0.01984 | 0.000765 | 0.0008249 | 2.7525 | 13.4251 | 0.0172 | 0.0006801 | 0.0007477 | 2.7301 | 13.4454 | 0.01879 | 0.0007236 | 0.000791 | 2.711 | 13.4656 | 0.02039 | 0.0007647 | 0.0008325 | 2.7113 | 15.4386 | 0.01876 | 0.0007369 | 0.0008433 | 2.6029 | 15.5493 | 0.01889 | 0.0007444 | 0.0008577 | 2.7481 | 16.29 | 0.01883 | 0.0007257 | 0.0008161 | 2.6954 | 17.0221 | 0.01854 | 0.000735 | 0.0008395 | 2.6817 | 18.9458 | 0.01845 | 0.0007699 | 0.0009093 | 2.5891 | 20.5905 | 0.01881 | 0.0009477 | 0.00117 | 2.5028 | 20.6417 | 0.02028 | 0.0009962 | 0.00124 | 2.5425 | 22.2533 | 0.0182 | 0.0007931 | 0.0009723 | 2.4643 | 22.3143 | 0.01836 | 0.000802 | 0.0009867 | 2.5028 | 22.866 | 0.01763 | 0.0007269 | 0.0008847 | 2.4312 | 22.8971 | 0.01889 | 0.0007609 | 0.0009292 | 2.4312 | 25.0718 | 0.01775 | 0.0008138 | 0.001 | 2.5027 | 25.0408 | 0.01865 | 0.0008312 | 0.00102 | 2.4415 | 26.697 | 0.02009 | 0.000821 | 0.00101 | 2.2808 | 28.0324 | 0.01833 | 0.000804 | 0.00102 | 2.4717 | 27.969 | 0.01984 | 0.0008374 | 0.00105 | 2.3101 | 27.2345 | 0.01762 | 0.0007779 | 0.0009783 | 2.3835 | 27.1634 | 0.01942 | 0.0008271 | 0.00103 | 2.328 | 27.2145 | 0.01955 | 0.0008341 | 0.00104 | 2.2496 | 31.2251 | 0.01854 | 0.0007912 | 0.000996 | 2.2246 | 31.4789 | 0.01919 | 0.0008432 | 0.00107 | 2.346 | 31.6162 | 0.02118 | 0.0008953 | 0.00112 | 2.4218 | 31.1372 | 0.02048 | 0.0008893 | 0.00111 | 2.4481 | 34.2996 | 0.01893 | 0.0008159 | 0.00102 | 2.3385 | 38.6896 | 0.0194 | 0.0008871 | 0.00111 | 2.2956 | 38.6611 | 0.01954 | 0.0008937 | 0.00112 | 2.364 | 44.0417 | 0.02169 | 0.0009691 | 0.00123 | 2.4212 | 44.8731 | 0.01976 | 0.000832 | 0.00104 | 2.3273 | 44.7972 | 0.02006 | 0.0008447 | 0.00105 | 2.3913 | 44.8249 | 0.02152 | 0.0008774 | 0.00109 | 2.4839 | 43.581 | 0.02499 | 0.00105 | 0.00133 | 2.432 | 44.116 | 0.02452 | 0.00104 | 0.00132 | 2.3596 | 50.454 | 0.02296 | 0.0009498 | 0.00121 | 2.4253 | 52.5197 | 0.02266 | 0.000903 | 0.00113 | 2.3678 | 53.3727 | 0.02324 | 0.000951 | 0.00121 | 2.7632 | 57.3386 | 0.02618 | 0.00104 | 0.00128 | 2.5257 | 60.1979 | 0.02524 | 0.000972 | 0.0012 | 2.5385 | 60.732 | 0.02574 | 0.00106 | 0.00134 | 2.6445 | 63.6701 | 0.02602 | 0.0009936 | 0.00122 | 2.6318 | 64.2562 | 0.02592 | 0.0009785 | 0.00119 | 2.5858 | 68.2686 | 0.02699 | 0.00104 | 0.00127 | 2.5527 | 73.1631 | 0.0263 | 0.00102 | 0.00127 | 2.5205 | 72.9763 | 0.02644 | 0.00103 | 0.00128
2.7282 | 0.062738 | 0.05198 | 0.00281 | 0.00439 | 2.9791 | 0.059329 | 0.12021 | 0.00553 | 0.00749 | 2.9841 | 0.059261 | 0.18104 | 0.0083 | 0.00948 | 2.9841 | 0.23995 | 0.04592 | 0.00209 | 0.00235 | 2.9978 | 0.23925 | 0.06151 | 0.00263 | 0.00279 | 2.8506 | 0.55946 | 0.0464 | 0.00176 | 0.00176 | 2.7464 | 1.507 | 0.0264 | 0.00101 | 0.0009777 | 2.725 | 1.514 | 0.02876 | 0.00108 | 0.00103 | 2.5 | 2.1486 | 0.02168 | 0.000826 | 0.0008456 | 2.4995 | 2.8241 | 0.0201 | 0.0007459 | 0.0007884 | 2.5 | 2.8241 | 0.02155 | 0.0007822 | 0.0008224 | 2.5008 | 3.4148 | 0.01957 | 0.0007208 | 0.0007856 | 2.6472 | 3.3356 | 0.02219 | 0.0008276 | 0.0008396 | 2.7779 | 3.2676 | 0.02484 | 0.0009233 | 0.0008919 | 2.895 | 3.9311 | 0.02334 | 0.0008657 | 0.0008356 | 2.7511 | 4.7979 | 0.02019 | 0.0007715 | 0.0008127 | 2.858 | 4.7288 | 0.0221 | 0.0008262 | 0.000851 | 2.7284 | 4.813 | 0.02204 | 0.0008253 | 0.0008596 | 2.71 | 6.2357 | 0.01893 | 0.0007536 | 0.0008166 | 2.5943 | 7.0619 | 0.01868 | 0.0007332 | 0.0008194 | 2.8595 | 7.7113 | 0.01891 | 0.0007286 | 0.0007462 | 2.7609 | 7.8056 | 0.0189 | 0.0007292 | 0.0007536 | 2.815 | 9.5906 | 0.01805 | 0.0007114 | 0.0007495 | 2.8597 | 10.2507 | 0.01901 | 0.0007356 | 0.0007692 | 2.9757 | 10.1304 | 0.02089 | 0.0007883 | 0.000805 | 3.0583 | 10.8513 | 0.01971 | 0.000757 | 0.0007956 | 3.0029 | 10.9016 | 0.02154 | 0.0008066 | 0.0008441 | 3.0028 | 13.1441 | 0.01861 | 0.0007128 | 0.0007637 | 2.9576 | 13.1944 | 0.0202 | 0.0007543 | 0.0008062 | 2.9195 | 13.2346 | 0.0218 | 0.0007936 | 0.0008471 | 2.9198 | 15.2174 | 0.01998 | 0.0007602 | 0.0008561 | 2.8031 | 15.3381 | 0.02011 | 0.0007671 | 0.0008703 | 2.9444 | 16.0689 | 0.01999 | 0.000747 | 0.0008279 | 2.8879 | 16.8408 | 0.01965 | 0.0007545 | 0.000851 | 2.8605 | 18.7644 | 0.01944 | 0.0007851 | 0.0009189 | 2.7617 | 20.4689 | 0.01972 | 0.0009586 | 0.00118 | 2.6592 | 20.5401 | 0.02119 | 0.00101 | 0.00125 | 2.7014 | 22.1116 | 0.01905 | 0.0008042 | 0.0009803 | 2.6183 | 22.1826 | 0.0192 | 0.0008129 | 0.0009947 | 2.6592 | 22.7842 | 0.01845 | 0.0007384 | 0.0008933 | 2.5742 | 22.8354 | 0.01971 | 0.0007719 | 0.0009375 | 2.5742 | 24.9898 | 0.0185 | 0.0008225 | 0.00101 | 2.7808 | 24.8473 | 0.02015 | 0.0008615 | 0.00104 | 2.7467 | 26.6626 | 0.02185 | 0.000862 | 0.00103 | 2.5343 | 27.9679 | 0.01967 | 0.0008296 | 0.00104 | 2.7807 | 27.9444 | 0.02152 | 0.0008744 | 0.00106 | 2.5667 | 27.1299 | 0.019 | 0.0008058 | 0.0009925 | 2.6814 | 27.1183 | 0.02114 | 0.0008668 | 0.00104 | 2.619 | 27.1194 | 0.02128 | 0.0008734 | 0.00105 | 2.5308 | 31.369 | 0.02004 | 0.0008231 | 0.00101 | 2.5026 | 31.7824 | 0.02068 | 0.000873 | 0.00109 | 2.6067 | 31.9206 | 0.02265 | 0.0009231 | 0.00114 | 2.6909 | 31.3615 | 0.02198 | 0.0009181 | 0.00113 | 2.7201 | 34.5737 | 0.02029 | 0.0008417 | 0.00103 | 2.5724 | 38.9627 | 0.02061 | 0.0009064 | 0.00112 | 2.5251 | 38.8942 | 0.02075 | 0.0009129 | 0.00113 | 2.561 | 44.5044 | 0.02275 | 0.0009831 | 0.00124 | 2.623 | 45.2658 | 0.0208 | 0.0008475 | 0.00105 | 2.5212 | 45.0796 | 0.0211 | 0.0008601 | 0.00106 | 2.5753 | 45.178 | 0.02256 | 0.0008922 | 0.0011 | 2.6613 | 44.2436 | 0.02606 | 0.00106 | 0.00134 | 2.6058 | 44.8079 | 0.02558 | 0.00106 | 0.00134 | 2.5169 | 50.7554 | 0.02389 | 0.0009613 | 0.00122 | 2.7284 | 53.2938 | 0.02444 | 0.0009416 | 0.00115 | 2.6638 | 54.0257 | 0.02499 | 0.0009871 | 0.00123 | 3.0395 | 57.835 | 0.02781 | 0.00106 | 0.00129 | 2.7782 | 60.9113 | 0.02679 | 0.001 | 0.00121 | 2.7923 | 61.4051 | 0.02728 | 0.00109 | 0.00136 | 2.8849 | 64.314 | 0.02748 | 0.00102 | 0.00123 | 2.8711 | 64.9897 | 0.02737 | 0.001 | 0.00121 | 2.8013 | 69.0407 | 0.02835 | 0.00106 | 0.00129 | 2.7654 | 74.3443 | 0.02757 | 0.00104 | 0.00128 | 2.7305 | 74.1574 | 0.02771 | 0.00104 | 0.00129
2.9762 | 0.059355 | 0.05958 | 0.00317 | 0.00496 | 3.2274 | 0.056346 | 0.13635 | 0.00617 | 0.00838 | 3.3156 | 0.055367 | 0.21369 | 0.00975 | 0.01098 | 3.3156 | 0.22414 | 0.05398 | 0.00244 | 0.0027 | 3.2476 | 0.22714 | 0.06954 | 0.00292 | 0.00309 | 3.207 | 0.51863 | 0.05511 | 0.00218 | 0.002 | 2.9961 | 1.4309 | 0.0296 | 0.00112 | 0.00105 | 2.9521 | 1.444 | 0.03193 | 0.00118 | 0.0011 | 2.7083 | 2.0635 | 0.02391 | 0.0008935 | 0.0008914 | 2.678 | 2.734 | 0.02179 | 0.0007902 | 0.0008202 | 2.6667 | 2.739 | 0.02324 | 0.0008246 | 0.0008531 | 2.8134 | 3.2495 | 0.02238 | 0.0008342 | 0.0008355 | 2.9413 | 3.1854 | 0.02507 | 0.0009323 | 0.0008888 | 3.0557 | 3.1304 | 0.02778 | 0.00102 | 0.0009404 | 3.1582 | 3.8029 | 0.02577 | 0.0009392 | 0.0008748 | 3.0012 | 4.6387 | 0.02218 | 0.0008279 | 0.0008428 | 3.0961 | 4.5806 | 0.02412 | 0.0008805 | 0.0008806 | 2.9558 | 4.6667 | 0.02402 | 0.0008779 | 0.0008881 | 2.9185 | 6.0673 | 0.02045 | 0.0007888 | 0.0008371 | 2.9649 | 6.7492 | 0.0214 | 0.000836 | 0.0008548 | 3.2169 | 7.3866 | 0.02139 | 0.0008161 | 0.0007787 | 3.106 | 7.4839 | 0.02135 | 0.0008147 | 0.0007853 | 3.1277 | 9.2728 | 0.02004 | 0.0007706 | 0.0007736 | 3.1456 | 9.9669 | 0.02087 | 0.0007862 | 0.0007915 | 3.2462 | 9.8717 | 0.02277 | 0.0008367 | 0.0008267 | 3.3363 | 10.5805 | 0.02146 | 0.0008013 | 0.0008159 | 3.2531 | 10.6608 | 0.02328 | 0.0008478 | 0.0008633 | 3.253 | 12.8731 | 0.02006 | 0.0007452 | 0.0007797 | 3.1851 | 12.9435 | 0.02164 | 0.0007848 | 0.0008215 | 3.1281 | 13.0038 | 0.02323 | 0.0008225 | 0.0008617 | 3.1284 | 14.9864 | 0.02123 | 0.0007834 | 0.0008687 | 3.0033 | 15.1271 | 0.02134 | 0.0007898 | 0.0008827 | 3.1407 | 15.8479 | 0.02117 | 0.0007682 | 0.0008397 | 3.0804 | 16.6497 | 0.02077 | 0.0007738 | 0.0008624 | 3.0392 | 18.5732 | 0.02045 | 0.0008004 | 0.0009284 | 2.9343 | 20.3475 | 0.02064 | 0.0009695 | 0.00119 | 2.8157 | 20.4287 | 0.0221 | 0.00102 | 0.00126 | 2.8603 | 21.9601 | 0.0199 | 0.0008152 | 0.0009881 | 2.7723 | 22.051 | 0.02005 | 0.0008238 | 0.001 | 2.8156 | 22.6825 | 0.01928 | 0.0007497 | 0.0009016 | 2.8602 | 22.6523 | 0.02136 | 0.0008104 | 0.0009535 | 2.8602 | 24.7764 | 0.02001 | 0.0008532 | 0.00102 | 3.1284 | 24.5338 | 0.02205 | 0.0009065 | 0.00105 | 3.0519 | 26.5289 | 0.02361 | 0.0009012 | 0.00104 | 2.8511 | 27.9234 | 0.02135 | 0.0008668 | 0.00105 | 3.0896 | 27.8106 | 0.0232 | 0.0009099 | 0.00108 | 2.8876 | 27.0651 | 0.02073 | 0.0008465 | 0.00101 | 2.9793 | 27.0442 | 0.02288 | 0.0009048 | 0.00106 | 2.91 | 27.0652 | 0.02301 | 0.0009111 | 0.00107 | 2.812 | 31.514 | 0.02153 | 0.0008533 | 0.00103 | 2.7807 | 32.0871 | 0.02214 | 0.000901 | 0.00111 | 2.8673 | 32.1459 | 0.02412 | 0.0009494 | 0.00115 | 2.96 | 31.4968 | 0.02347 | 0.0009456 | 0.00114 | 2.9922 | 34.7088 | 0.02165 | 0.0008663 | 0.00104 | 2.8062 | 39.2169 | 0.02181 | 0.0009248 | 0.00113 | 2.7547 | 39.1682 | 0.02195 | 0.0009313 | 0.00114 | 2.758 | 44.9382 | 0.0238 | 0.0009966 | 0.00125 | 2.8247 | 45.5694 | 0.02184 | 0.0008624 | 0.00105 | 2.7152 | 45.413 | 0.02214 | 0.0008749 | 0.00107 | 2.7592 | 45.4819 | 0.0236 | 0.0009064 | 0.00111 | 2.8387 | 44.8171 | 0.02711 | 0.00108 | 0.00135 | 2.7795 | 45.4206 | 0.02662 | 0.00107 | 0.00135 | 2.8315 | 51.3509 | 0.02573 | 0.001 | 0.00124 | 3.0316 | 53.8708 | 0.02619 | 0.0009774 | 0.00116 | 2.9597 | 54.5218 | 0.02671 | 0.00102 | 0.00124 | 3.3159 | 58.1834 | 0.02942 | 0.00109 | 0.0013 | 3.0308 | 61.4572 | 0.02832 | 0.00103 | 0.00123 | 3.0462 | 61.9408 | 0.0288 | 0.00111 | 0.00137 | 3.1253 | 64.8103 | 0.02894 | 0.00104 | 0.00124 | 3.1103 | 65.5656 | 0.02881 | 0.00103 | 0.00122 | 3.0167 | 69.6852 | 0.02971 | 0.00108 | 0.0013 | 2.9782 | 75.368 | 0.02882 | 0.00106 | 0.00129 | 2.9405 | 75.2009 | 0.02897 | 0.00106 | 0.0013
3.2242 | 0.056373 | 0.06759 | 0.00353 | 0.00556 | 3.4757 | 0.053694 | 0.15331 | 0.00682 | 0.00931 | 3.6472 | 0.052024 | 0.24853 | 0.01119 | 0.01257 | 3.6472 | 0.21052 | 0.0626 | 0.0028 | 0.00306 | 3.4974 | 0.21643 | 0.07799 | 0.00321 | 0.00341 | 3.5633 | 0.4841 | 0.06447 | 0.00259 | 0.00225 | 3.2458 | 1.3629 | 0.03296 | 0.00123 | 0.00112 | 3.1792 | 1.3809 | 0.03525 | 0.00129 | 0.00117 | 2.9167 | 1.9854 | 0.02622 | 0.0009613 | 0.0009389 | 2.8565 | 2.6489 | 0.02353 | 0.0008348 | 0.0008528 | 3 | 2.5848 | 0.02677 | 0.0009761 | 0.0009168 | 3.126 | 3.0983 | 0.02534 | 0.0009436 | 0.0008873 | 3.2355 | 3.0482 | 0.02808 | 0.00103 | 0.0009398 | 3.3335 | 3.0052 | 0.03084 | 0.00112 | 0.0009907 | 3.4214 | 3.6817 | 0.02828 | 0.00101 | 0.000915 | 3.2513 | 4.4894 | 0.02424 | 0.0008841 | 0.0008735 | 3.3343 | 4.4414 | 0.0262 | 0.0009348 | 0.0009109 | 3.1831 | 4.5285 | 0.02606 | 0.0009304 | 0.0009173 | 3.3354 | 5.7568 | 0.02363 | 0.0009167 | 0.0008793 | 3.3356 | 6.4646 | 0.02424 | 0.0009354 | 0.0008912 | 3.5744 | 7.0921 | 0.02399 | 0.0009017 | 0.0008121 | 3.4511 | 7.1903 | 0.02391 | 0.0008982 | 0.0008178 | 3.4405 | 8.9751 | 0.0221 | 0.0008292 | 0.0007981 | 3.4316 | 9.7002 | 0.02277 | 0.0008363 | 0.0008139 | 3.5167 | 9.623 | 0.0247 | 0.0008848 | 0.0008487 | 3.6143 | 10.3298 | 0.02326 | 0.0008452 | 0.0008363 | 3.5033 | 10.4301 | 0.02506 | 0.0008888 | 0.0008826 | 3.5032 | 12.6023 | 0.02153 | 0.0007776 | 0.0007957 | 3.4126 | 12.7027 | 0.0231 | 0.0008152 | 0.0008367 | 3.3366 | 12.783 | 0.02468 | 0.0008513 | 0.0008763 | 3.3369 | 14.7555 | 0.02249 | 0.0008065 | 0.0008812 | 3.2035 | 14.9062 | 0.02259 | 0.0008124 | 0.000895 | 3.337 | 15.627 | 0.02236 | 0.0007893 | 0.0008513 | 3.2729 | 16.4487 | 0.02191 | 0.000793 | 0.0008736 | 3.218 | 18.3821 | 0.02146 | 0.0008156 | 0.0009377 | 3.1069 | 20.2062 | 0.02157 | 0.0009804 | 0.0012 | 3.1285 | 20.1862 | 0.02395 | 0.00105 | 0.00127 | 3.1781 | 21.6275 | 0.02162 | 0.0008547 | 0.001 | 3.0803 | 21.7384 | 0.02176 | 0.0008626 | 0.00102 | 3.1285 | 22.4398 | 0.02094 | 0.0007898 | 0.0009177 | 3.2177 | 22.3693 | 0.02344 | 0.000867 | 0.0009726 | 3.2178 | 24.4529 | 0.02191 | 0.0008988 | 0.00104 | 3.476 | 24.1809 | 0.02398 | 0.0009503 | 0.00107 | 3.3571 | 26.3259 | 0.02539 | 0.0009391 | 0.00106 | 3.1678 | 27.7697 | 0.02304 | 0.0009027 | 0.00107 | 3.3986 | 27.6074 | 0.02489 | 0.0009443 | 0.00109 | 3.2084 | 26.9613 | 0.02247 | 0.0008854 | 0.00103 | 3.2773 | 26.9308 | 0.02462 | 0.0009413 | 0.00107 | 3.201 | 26.9617 | 0.02475 | 0.0009473 | 0.00109 | 3.0932 | 31.5498 | 0.02302 | 0.0008822 | 0.00104 | 3.0588 | 32.2427 | 0.0236 | 0.0009277 | 0.00112 | 3.128 | 32.2619 | 0.02558 | 0.0009747 | 0.00117 | 3.2291 | 31.5428 | 0.02496 | 0.0009721 | 0.00116 | 3.2642 | 34.7446 | 0.023 | 0.00089 | 0.00105 | 3.0401 | 39.3819 | 0.02301 | 0.0009427 | 0.00114 | 2.9843 | 39.3431 | 0.02315 | 0.000949 | 0.00115 | 2.955 | 45.2726 | 0.02484 | 0.00101 | 0.00126 | 3.0265 | 45.8138 | 0.02286 | 0.0008768 | 0.00106 | 2.9091 | 45.6772 | 0.02317 | 0.0008893 | 0.00108 | 2.9432 | 45.7165 | 0.02463 | 0.0009202 | 0.00112 | 3.1936 | 45.7361 | 0.02919 | 0.00112 | 0.00137 | 3.1269 | 46.4383 | 0.02866 | 0.00111 | 0.00137 | 3.1461 | 51.749 | 0.02755 | 0.00104 | 0.00125 | 3.3347 | 54.32 | 0.02792 | 0.00101 | 0.00118 | 3.2557 | 54.8501 | 0.02843 | 0.00105 | 0.00126 | 3.5922 | 58.4034 | 0.03103 | 0.00112 | 0.00132 | 3.2834 | 61.8651 | 0.02984 | 0.00105 | 0.00124 | 3.3 | 62.3484 | 0.03031 | 0.00114 | 0.00138 | 3.3658 | 65.2082 | 0.03038 | 0.00106 | 0.00126 | 3.3496 | 66.0132 | 0.03023 | 0.00105 | 0.00123 | 3.4477 | 70.6794 | 0.03238 | 0.00115 | 0.00132 | 3.4036 | 77.0709 | 0.03129 | 0.00112 | 0.00131 | 3.3606 | 76.9135 | 0.03144 | 0.00112 | 0.00132
3.4722 | 0.053721 | 0.07602 | 0.0039 | 0.00618 | 3.9722 | 0.04917 | 0.18964 | 0.0089 | 0.01127 | 3.9788 | 0.049122 | 0.28553 | 0.01263 | 0.01423 | 3.9788 | 0.19862 | 0.07175 | 0.00315 | 0.00345 | 3.7472 | 0.20673 | 0.08684 | 0.00351 | 0.00374 | 3.9196 | 0.45448 | 0.07446 | 0.00299 | 0.00253 | 3.4955 | 1.3008 | 0.03648 | 0.00134 | 0.0012 | 3.4063 | 1.3228 | 0.03872 | 0.00139 | 0.00124 | 3.125 | 1.9123 | 0.02863 | 0.00103 | 0.000988 | 3.2136 | 2.4947 | 0.02718 | 0.0009945 | 0.0009206 | 3.3333 | 2.4467 | 0.0305 | 0.00112 | 0.0009836 | 3.4386 | 2.9601 | 0.02844 | 0.00105 | 0.0009412 | 3.5296 | 2.9221 | 0.03122 | 0.00114 | 0.0009928 | 3.6113 | 2.889 | 0.03402 | 0.00122 | 0.00104 | 3.6846 | 3.5675 | 0.03087 | 0.00108 | 0.0009562 | 3.5014 | 4.3492 | 0.02636 | 0.0009404 | 0.0009051 | 3.8106 | 4.188 | 0.03055 | 0.00113 | 0.0009737 | 3.6379 | 4.2761 | 0.03032 | 0.00112 | 0.0009776 | 3.7523 | 5.4793 | 0.02697 | 0.00104 | 0.0009234 | 3.7062 | 6.2071 | 0.0272 | 0.00103 | 0.0009288 | 3.9318 | 6.8246 | 0.02669 | 0.0009859 | 0.0008466 | 3.7962 | 6.9228 | 0.02657 | 0.0009806 | 0.0008513 | 3.7533 | 8.6975 | 0.02422 | 0.0008873 | 0.0008231 | 3.7176 | 9.4476 | 0.02474 | 0.0008861 | 0.0008366 | 3.7873 | 9.3885 | 0.02667 | 0.0009327 | 0.0008709 | 3.8923 | 10.0992 | 0.0251 | 0.0008889 | 0.000857 | 3.7536 | 10.2096 | 0.02688 | 0.0009297 | 0.0009022 | 3.7535 | 12.3416 | 0.02303 | 0.0008099 | 0.0008117 | 3.6401 | 12.462 | 0.0246 | 0.0008456 | 0.000852 | 3.5451 | 12.5624 | 0.02617 | 0.0008801 | 0.0008909 | 3.5455 | 14.5248 | 0.02377 | 0.0008297 | 0.0008937 | 3.4037 | 14.6853 | 0.02386 | 0.0008349 | 0.0009072 | 3.5333 | 15.4062 | 0.02357 | 0.0008105 | 0.000863 | 3.4655 | 16.2578 | 0.02305 | 0.0008122 | 0.0008848 | 3.5756 | 18.0002 | 0.02353 | 0.0008708 | 0.0009562 | 3.4521 | 19.9139 | 0.02344 | 0.00102 | 0.00121 | 3.5196 | 19.8537 | 0.0263 | 0.00111 | 0.00129 | 3.5754 | 21.1749 | 0.02381 | 0.0009138 | 0.00102 | 3.4654 | 21.3057 | 0.02394 | 0.0009206 | 0.00104 | 3.5195 | 22.0869 | 0.02305 | 0.0008489 | 0.0009372 | 3.5753 | 22.0267 | 0.02556 | 0.0009214 | 0.0009911 | 3.5753 | 24.0801 | 0.02385 | 0.0009433 | 0.00105 | 3.8236 | 23.8085 | 0.02593 | 0.0009933 | 0.00108 | 3.6622 | 26.0733 | 0.02718 | 0.000976 | 0.00107 | 3.4846 | 27.5466 | 0.02473 | 0.0009374 | 0.00108 | 3.7075 | 27.3548 | 0.0266 | 0.0009779 | 0.00111 | 3.5293 | 26.8181 | 0.02422 | 0.0009229 | 0.00104 | 3.5752 | 26.7979 | 0.02636 | 0.0009766 | 0.00109 | 3.492 | 26.8387 | 0.02649 | 0.0009824 | 0.0011 | 3.3744 | 31.4962 | 0.02451 | 0.0009101 | 0.00105 | 3.3369 | 32.2889 | 0.02506 | 0.0009533 | 0.00113 | 3.3887 | 32.2885 | 0.02703 | 0.0009991 | 0.00118 | 3.4982 | 31.5393 | 0.02645 | 0.0009977 | 0.00117 | 3.5362 | 34.701 | 0.02435 | 0.000913 | 0.00106 | 3.2739 | 39.4675 | 0.0242 | 0.0009599 | 0.00115 | 3.2138 | 39.4487 | 0.02434 | 0.0009662 | 0.00116 | 3.152 | 45.5277 | 0.02588 | 0.00102 | 0.00127 | 3.2283 | 45.9888 | 0.02389 | 0.0008908 | 0.00107 | 3.1031 | 45.8821 | 0.02419 | 0.0009031 | 0.00109 | 3.3111 | 46.0474 | 0.02667 | 0.0009685 | 0.00113 | 3.5484 | 46.4371 | 0.03122 | 0.00116 | 0.00139 | 3.4743 | 47.2383 | 0.03066 | 0.00115 | 0.00139 | 3.4608 | 51.9891 | 0.02936 | 0.00107 | 0.00127 | 3.6379 | 54.6509 | 0.02965 | 0.00104 | 0.00119 | 3.5517 | 55.0503 | 0.03014 | 0.00108 | 0.00127 | 3.8685 | 58.5248 | 0.03264 | 0.00114 | 0.00133 | 3.5359 | 62.1746 | 0.03135 | 0.00108 | 0.00125 | 3.5539 | 62.6677 | 0.03181 | 0.00116 | 0.00139 | 3.8466 | 65.7383 | 0.03325 | 0.00114 | 0.00128 | 3.8281 | 66.6328 | 0.03306 | 0.00113 | 0.00126 | 3.8787 | 71.3588 | 0.03503 | 0.00121 | 0.00134 | 3.8291 | 78.3893 | 0.0337 | 0.00117 | 0.00133 | 3.7807 | 78.2516 | 0.03386 | 0.00118 | 0.00134
3.7202 | 0.051349 | 0.08485 | 0.00427 | 0.00683 | 4.4687 | 0.045447 | 0.22913 | 0.01088 | 0.01338 | 4.3103 | 0.04656 | 0.32464 | 0.01407 | 0.01598 | 4.3103 | 0.18821 | 0.08143 | 0.00351 | 0.00386 | 3.997 | 0.19802 | 0.0961 | 0.0038 | 0.00409 | 4.2759 | 0.42866 | 0.08509 | 0.00339 | 0.00282 | 3.7451 | 1.2448 | 0.04016 | 0.00145 | 0.00128 | 3.6334 | 1.2698 | 0.04234 | 0.0015 | 0.00132 | 3.3333 | 1.8452 | 0.03113 | 0.0011 | 0.00104 | 3.5707 | 2.3576 | 0.03105 | 0.00115 | 0.0009921 | 3.6667 | 2.3225 | 0.03443 | 0.00126 | 0.00105 | 3.7512 | 2.8349 | 0.03168 | 0.00116 | 0.0009973 | 3.8238 | 2.8069 | 0.0345 | 0.00124 | 0.00105 | 3.8891 | 2.7829 | 0.03733 | 0.00131 | 0.0011 | 4.211 | 3.3572 | 0.03629 | 0.00134 | 0.00104 | 4.0016 | 4.0959 | 0.03081 | 0.00114 | 0.0009707 | 4.2869 | 3.9647 | 0.03516 | 0.00132 | 0.00104 | 4.0926 | 4.0528 | 0.03483 | 0.0013 | 0.00104 | 4.1693 | 5.2309 | 0.03048 | 0.00116 | 0.0009695 | 4.0768 | 5.9717 | 0.03029 | 0.00113 | 0.0009676 | 4.2892 | 6.5802 | 0.02949 | 0.00107 | 0.0008822 | 4.1414 | 6.6784 | 0.02933 | 0.00106 | 0.0008858 | 4.0661 | 8.439 | 0.02641 | 0.0009452 | 0.0008486 | 4.0035 | 9.209 | 0.02675 | 0.0009356 | 0.0008597 | 4.0578 | 9.166 | 0.0287 | 0.0009804 | 0.0008934 | 4.1704 | 9.8736 | 0.02698 | 0.0009324 | 0.000878 | 4.0038 | 10.006 | 0.02873 | 0.0009705 | 0.0009219 | 4.0037 | 12.091 | 0.02457 | 0.0008423 | 0.0008279 | 3.8676 | 12.2314 | 0.02612 | 0.0008761 | 0.0008674 | 3.7537 | 12.3418 | 0.02767 | 0.000909 | 0.0009056 | 3.7541 | 14.3041 | 0.02507 | 0.0008529 | 0.0009061 | 3.604 | 14.4646 | 0.02515 | 0.0008576 | 0.0009195 | 3.9259 | 14.9748 | 0.02604 | 0.0008879 | 0.0008862 | 3.8505 | 15.8563 | 0.02539 | 0.0008821 | 0.000907 | 4.0225 | 17.5283 | 0.02617 | 0.0009529 | 0.0009792 | 3.8837 | 19.5216 | 0.02582 | 0.00108 | 0.00123 | 3.9106 | 19.4917 | 0.02868 | 0.00116 | 0.00131 | 3.9727 | 20.7128 | 0.02606 | 0.0009714 | 0.00104 | 3.8504 | 20.8635 | 0.02617 | 0.0009772 | 0.00105 | 3.9106 | 21.6946 | 0.02519 | 0.0009058 | 0.0009561 | 3.9328 | 21.6746 | 0.02771 | 0.0009742 | 0.00101 | 3.9328 | 23.6878 | 0.02581 | 0.000987 | 0.00107 | 4.1712 | 23.4164 | 0.02792 | 0.00104 | 0.0011 | 3.9674 | 25.8011 | 0.02899 | 0.00101 | 0.00109 | 3.8014 | 27.274 | 0.02645 | 0.0009714 | 0.00109 | 4.0165 | 27.0625 | 0.02832 | 0.00101 | 0.00112 | 3.8501 | 26.6654 | 0.02597 | 0.0009591 | 0.00105 | 3.8732 | 26.6454 | 0.02812 | 0.00101 | 0.0011 | 3.783 | 26.6961 | 0.02825 | 0.00102 | 0.00111 | 3.6555 | 31.3732 | 0.026 | 0.0009372 | 0.00107 | 3.6149 | 32.2557 | 0.02651 | 0.0009781 | 0.00115 | 3.6493 | 32.2455 | 0.02848 | 0.00102 | 0.00119 | 3.7672 | 31.4963 | 0.02794 | 0.00102 | 0.00118 | 3.8082 | 34.5979 | 0.0257 | 0.0009355 | 0.00108 | 3.5078 | 39.4937 | 0.02538 | 0.0009768 | 0.00116 | 3.4434 | 39.4948 | 0.02553 | 0.000983 | 0.00117 | 3.546 | 45.8694 | 0.02793 | 0.00107 | 0.00129 | 3.6318 | 46.2004 | 0.02592 | 0.00094 | 0.00109 | 3.4909 | 46.1534 | 0.02623 | 0.0009519 | 0.00111 | 3.679 | 46.22 | 0.0287 | 0.00101 | 0.00115 | 3.9033 | 46.9496 | 0.03323 | 0.0012 | 0.00141 | 3.8218 | 47.85 | 0.03264 | 0.00119 | 0.0014 | 3.7754 | 52.1306 | 0.03116 | 0.0011 | 0.00128 | 3.9411 | 54.903 | 0.03136 | 0.00107 | 0.00121 | 3.8477 | 55.1618 | 0.03184 | 0.00111 | 0.00129 | 4.4212 | 58.5904 | 0.03585 | 0.00124 | 0.00135 | 4.0411 | 62.5671 | 0.03436 | 0.00116 | 0.00128 | 4.0616 | 63.0899 | 0.0348 | 0.00124 | 0.00142 | 4.3274 | 66.0325 | 0.0361 | 0.00122 | 0.0013 | 4.3066 | 66.9765 | 0.03587 | 0.0012 | 0.00128 | 4.3096 | 71.832 | 0.03765 | 0.00127 | 0.00136 | 4.2545 | 79.4116 | 0.03608 | 0.00122 | 0.00135 | 4.2008 | 79.2938 | 0.03624 | 0.00123 | 0.00136
3.9683 | 0.049198 | 0.09408 | 0.00466 | 0.0075 | 4.9652 | 0.042315 | 0.27171 | 0.01283 | 0.01562 | 4.6419 | 0.044298 | 0.36583 | 0.01554 | 0.0178 | 4.6419 | 0.179 | 0.09162 | 0.00387 | 0.00428 | 4.2468 | 0.19011 | 0.10575 | 0.00411 | 0.00444 | 4.6323 | 0.40604 | 0.09633 | 0.00379 | 0.00312 | 3.9948 | 1.1937 | 0.04401 | 0.00157 | 0.00137 | 4.0876 | 1.1757 | 0.05003 | 0.00187 | 0.00148 | 3.75 | 1.7241 | 0.03639 | 0.00134 | 0.00115 | 3.9277 | 2.2344 | 0.03514 | 0.0013 | 0.00107 | 4 | 2.2114 | 0.03857 | 0.00141 | 0.00113 | 4.0638 | 2.7198 | 0.03506 | 0.00126 | 0.00106 | 4.1179 | 2.7008 | 0.03791 | 0.00134 | 0.0011 | 4.4447 | 2.5927 | 0.04432 | 0.00166 | 0.00121 | 4.7373 | 3.169 | 0.04205 | 0.00158 | 0.00113 | 4.5018 | 3.8716 | 0.03553 | 0.00134 | 0.00104 | 4.7633 | 3.7655 | 0.04002 | 0.0015 | 0.00111 | 4.5473 | 3.8526 | 0.03958 | 0.00147 | 0.00111 | 4.5862 | 5.0066 | 0.03415 | 0.00128 | 0.00102 | 4.4474 | 5.7584 | 0.03349 | 0.00122 | 0.00101 | 4.6467 | 6.3568 | 0.03239 | 0.00115 | 0.0009189 | 4.4865 | 6.455 | 0.03219 | 0.00114 | 0.0009214 | 4.3788 | 8.1986 | 0.02867 | 0.001 | 0.0008747 | 4.2895 | 8.9846 | 0.02881 | 0.000985 | 0.0008832 | 4.3283 | 8.9556 | 0.03077 | 0.00103 | 0.0009162 | 4.4484 | 9.6642 | 0.0289 | 0.0009758 | 0.0008992 | 4.254 | 9.8096 | 0.03063 | 0.00101 | 0.0009419 | 4.2539 | 11.8504 | 0.02614 | 0.0008747 | 0.0008443 | 4.0951 | 12.0009 | 0.02767 | 0.0009066 | 0.0008829 | 4.1708 | 11.9308 | 0.03077 | 0.00102 | 0.0009353 | 4.1712 | 13.8628 | 0.02774 | 0.0009382 | 0.0009312 | 4.0044 | 14.0334 | 0.02778 | 0.0009406 | 0.000944 | 4.4166 | 14.4633 | 0.02923 | 0.001 | 0.0009155 | 4.3318 | 15.3747 | 0.0284 | 0.0009852 | 0.0009348 | 4.4695 | 17.0567 | 0.02888 | 0.00103 | 0.001 | 4.3152 | 19.1198 | 0.02825 | 0.00114 | 0.00125 | 4.3017 | 19.13 | 0.03111 | 0.00122 | 0.00133 | 4.3699 | 20.251 | 0.02835 | 0.00103 | 0.00106 | 4.2355 | 20.4116 | 0.02845 | 0.00103 | 0.00107 | 4.3016 | 21.2927 | 0.02738 | 0.0009611 | 0.0009747 | 4.2903 | 21.3029 | 0.02989 | 0.00103 | 0.00103 | 4.2904 | 23.2858 | 0.02781 | 0.00103 | 0.00108 | 4.5188 | 23.0247 | 0.02994 | 0.00108 | 0.00111 | 4.2726 | 25.4992 | 0.03082 | 0.00105 | 0.0011 | 4.1182 | 26.9617 | 0.02818 | 0.001 | 0.00111 | 4.3255 | 26.7505 | 0.03007 | 0.00104 | 0.00113 | 4.1709 | 26.483 | 0.02774 | 0.0009945 | 0.00107 | 4.1711 | 26.4832 | 0.02989 | 0.00104 | 0.00112 | 4.074 | 26.5339 | 0.03001 | 0.00105 | 0.00113 | 3.9367 | 31.2005 | 0.0275 | 0.0009637 | 0.00108 | 3.893 | 32.1629 | 0.02797 | 0.001 | 0.00116 | 3.91 | 32.1529 | 0.02994 | 0.00105 | 0.0012 | 4.0363 | 31.4036 | 0.02943 | 0.00105 | 0.00119 | 4.0802 | 34.4452 | 0.02706 | 0.0009575 | 0.00109 | 3.7416 | 39.4803 | 0.02657 | 0.0009933 | 0.00117 | 3.6729 | 39.4913 | 0.02672 | 0.0009994 | 0.00118 | 3.94 | 46.0127 | 0.02997 | 0.00111 | 0.0013 | 4.0353 | 46.2736 | 0.02795 | 0.0009863 | 0.0011 | 3.8788 | 46.2662 | 0.02826 | 0.0009978 | 0.00112 | 4.0469 | 46.2738 | 0.03073 | 0.00106 | 0.00116 | 4.2581 | 47.3232 | 0.03522 | 0.00123 | 0.00142 | 4.1692 | 48.3229 | 0.03459 | 0.00122 | 0.00142 | 4.09 | 52.1934 | 0.03296 | 0.00114 | 0.00129 | 4.2442 | 55.0861 | 0.03307 | 0.0011 | 0.00122 | 4.1436 | 55.1944 | 0.03354 | 0.00114 | 0.0013 | 4.9738 | 58.479 | 0.03905 | 0.00132 | 0.00137 | 4.5462 | 62.7532 | 0.03736 | 0.00124 | 0.0013 | 4.5693 | 63.3058 | 0.03777 | 0.00131 | 0.00144 | 4.8082 | 66.1595 | 0.03894 | 0.00129 | 0.00132 | 4.7851 | 67.1332 | 0.03867 | 0.00127 | 0.0013 | 4.7406 | 72.158 | 0.04026 | 0.00133 | 0.00138 | 4.68 | 80.2069 | 0.03843 | 0.00127 | 0.00136 | 4.6209 | 80.1088 | 0.03859 | 0.00128 | 0.00137
4.4643 | 0.045475 | 0.11371 | 0.00578 | 0.00892 | 5.4618 | 0.039643 | 0.31731 | 0.01477 | 0.018 | 4.9735 | 0.042266 | 0.40907 | 0.01702 | 0.0197 | 4.9735 | 0.1708 | 0.10233 | 0.00423 | 0.00473 | 4.4966 | 0.18291 | 0.11579 | 0.00441 | 0.00481 | 4.9886 | 0.38602 | 0.10817 | 0.00419 | 0.00344 | 4.4942 | 1.1027 | 0.05219 | 0.00198 | 0.00155 | 4.5417 | 1.0947 | 0.0583 | 0.00223 | 0.00165 | 4.1667 | 1.618 | 0.04201 | 0.00158 | 0.00126 | 4.2848 | 2.1253 | 0.03945 | 0.00145 | 0.00115 | 4.3333 | 2.1113 | 0.04292 | 0.00155 | 0.0012 | 4.3764 | 2.6147 | 0.03858 | 0.00137 | 0.00112 | 4.7062 | 2.5126 | 0.04512 | 0.0017 | 0.00122 | 5.0003 | 2.4285 | 0.0518 | 0.00199 | 0.00133 | 5.2637 | 2.9998 | 0.04814 | 0.00182 | 0.00123 | 5.002 | 3.6743 | 0.0405 | 0.00152 | 0.00111 | 5.2396 | 3.5883 | 0.04512 | 0.00167 | 0.00118 | 5.002 | 3.6744 | 0.04458 | 0.00165 | 0.00118 | 5.0031 | 4.8044 | 0.03797 | 0.0014 | 0.00107 | 4.818 | 5.5631 | 0.03681 | 0.00132 | 0.00105 | 5.0041 | 6.1525 | 0.03539 | 0.00123 | 0.0009568 | 4.8316 | 6.2497 | 0.03515 | 0.00122 | 0.0009581 | 4.6916 | 7.9732 | 0.03099 | 0.00106 | 0.0009015 | 4.5755 | 8.7732 | 0.03093 | 0.00103 | 0.000907 | 4.5988 | 8.7562 | 0.03289 | 0.00108 | 0.0009395 | 4.7264 | 9.4658 | 0.03086 | 0.00102 | 0.0009208 | 4.5043 | 9.6232 | 0.03256 | 0.00105 | 0.0009621 | 4.5042 | 11.6099 | 0.02774 | 0.0009072 | 0.0008608 | 4.5501 | 11.5699 | 0.03085 | 0.00102 | 0.0009143 | 4.6921 | 11.4397 | 0.03479 | 0.00117 | 0.0009731 | 4.6926 | 13.3416 | 0.03119 | 0.00106 | 0.0009629 | 4.505 | 13.5221 | 0.03119 | 0.00106 | 0.0009749 | 4.9073 | 13.9722 | 0.03254 | 0.00111 | 0.0009453 | 4.8132 | 14.9034 | 0.0315 | 0.00108 | 0.0009627 | 4.9164 | 16.6154 | 0.03167 | 0.00111 | 0.00103 | 4.7467 | 18.7182 | 0.03073 | 0.00119 | 0.00127 | 4.6928 | 18.7685 | 0.03359 | 0.00127 | 0.00134 | 4.7672 | 19.7995 | 0.03069 | 0.00108 | 0.00108 | 4.6205 | 19.9701 | 0.03077 | 0.00109 | 0.00109 | 4.6927 | 20.881 | 0.0296 | 0.00102 | 0.0009932 | 4.6478 | 20.9313 | 0.03211 | 0.00108 | 0.00104 | 4.6479 | 22.884 | 0.02985 | 0.00107 | 0.0011 | 4.8664 | 22.6432 | 0.032 | 0.00112 | 0.00113 | 4.5778 | 25.1775 | 0.03267 | 0.00108 | 0.00111 | 4.435 | 26.6398 | 0.02993 | 0.00104 | 0.00112 | 4.6344 | 26.4287 | 0.03183 | 0.00108 | 0.00115 | 4.4918 | 26.291 | 0.02952 | 0.00103 | 0.00108 | 4.469 | 26.3013 | 0.03166 | 0.00108 | 0.00113 | 4.365 | 26.372 | 0.03178 | 0.00108 | 0.00114 | 4.2179 | 30.9982 | 0.02901 | 0.0009897 | 0.00109 | 4.1711 | 32.0105 | 0.02943 | 0.00103 | 0.00117 | 4.1707 | 32.0106 | 0.0314 | 0.00107 | 0.00121 | 4.3054 | 31.2913 | 0.03093 | 0.00107 | 0.00121 | 4.3522 | 34.2627 | 0.02843 | 0.0009791 | 0.0011 | 4.2093 | 39.3346 | 0.02896 | 0.00105 | 0.00119 | 4.132 | 39.3655 | 0.0291 | 0.00106 | 0.0012 | 4.334 | 46.027 | 0.03201 | 0.00115 | 0.00131 | 4.4388 | 46.2478 | 0.02998 | 0.00103 | 0.00112 | 4.2667 | 46.2703 | 0.03029 | 0.00104 | 0.00114 | 4.4148 | 46.2485 | 0.03276 | 0.0011 | 0.00118 | 4.6129 | 47.5878 | 0.0372 | 0.00127 | 0.00144 | 4.5166 | 48.6868 | 0.03652 | 0.00126 | 0.00143 | 4.4046 | 52.1971 | 0.03476 | 0.00117 | 0.00131 | 4.8505 | 55.2948 | 0.03647 | 0.00121 | 0.00124 | 4.7356 | 55.1222 | 0.03695 | 0.00124 | 0.00132 | 5.5264 | 58.2796 | 0.04227 | 0.0014 | 0.00139 | 5.0513 | 62.7919 | 0.04035 | 0.00132 | 0.00132 | 5.077 | 63.3942 | 0.04073 | 0.00138 | 0.00145 | 5.289 | 66.1887 | 0.04178 | 0.00135 | 0.00134 | 5.2637 | 67.1621 | 0.04147 | 0.00133 | 0.00132 | 5.1716 | 72.3561 | 0.04285 | 0.00138 | 0.0014 | 5.1054 | 80.8144 | 0.04076 | 0.00132 | 0.00138 | 5.0409 | 80.7362 | 0.04093 | 0.00132 | 0.00139
4.9603 | 0.042343 | 0.13487 | 0.00687 | 0.01043 | 5.9583 | 0.037321 | 0.36587 | 0.01672 | 0.02052 | 5.305 | 0.040445 | 0.45432 | 0.01851 | 0.02168 | 5.305 | 0.16339 | 0.11353 | 0.0046 | 0.00519 | 4.9963 | 0.1702 | 0.13702 | 0.00546 | 0.00559 | 5.3449 | 0.36811 | 0.12061 | 0.00459 | 0.00377 | 4.9935 | 1.0266 | 0.06101 | 0.00236 | 0.00174 | 4.9959 | 1.0256 | 0.06715 | 0.00259 | 0.00184 | 4.5833 | 1.5259 | 0.04798 | 0.00181 | 0.00138 | 4.6419 | 2.0272 | 0.04397 | 0.00159 | 0.00123 | 4.6667 | 2.0212 | 0.04746 | 0.00169 | 0.00128 | 5.0016 | 2.4285 | 0.04603 | 0.00174 | 0.00124 | 5.2944 | 2.3515 | 0.05284 | 0.00204 | 0.00135 | 5.5559 | 2.2864 | 0.05977 | 0.0023 | 0.00146 | 5.7901 | 2.8467 | 0.05456 | 0.00204 | 0.00132 | 5.5022 | 3.4982 | 0.04574 | 0.0017 | 0.00119 | 5.7159 | 3.4281 | 0.05048 | 0.00185 | 0.00126 | 5.4568 | 3.5132 | 0.0498 | 0.00181 | 0.00125 | 5.4201 | 4.6211 | 0.04196 | 0.00152 | 0.00112 | 5.1886 | 5.3838 | 0.04024 | 0.00141 | 0.00109 | 5.3615 | 5.9653 | 0.03849 | 0.00132 | 0.0009958 | 5.1767 | 6.0604 | 0.0382 | 0.0013 | 0.0009959 | 5.0044 | 7.7639 | 0.03338 | 0.00112 | 0.0009289 | 4.8614 | 8.5728 | 0.03309 | 0.00108 | 0.0009313 | 4.8693 | 8.5678 | 0.03506 | 0.00112 | 0.0009631 | 5.0044 | 9.2784 | 0.03286 | 0.00106 | 0.0009427 | 5.0048 | 9.2785 | 0.03654 | 0.0012 | 0.001 | 5.0046 | 11.1791 | 0.03104 | 0.00103 | 0.0008946 | 5.1189 | 11.079 | 0.035 | 0.00118 | 0.0009547 | 5.2134 | 10.9989 | 0.03897 | 0.00132 | 0.00101 | 5.214 | 12.8606 | 0.03478 | 0.00118 | 0.0009952 | 5.0055 | 13.051 | 0.03473 | 0.00118 | 0.00101 | 5.3981 | 13.5212 | 0.03595 | 0.00122 | 0.0009756 | 5.2945 | 14.4624 | 0.0347 | 0.00118 | 0.000991 | 5.3634 | 16.1842 | 0.03454 | 0.00119 | 0.00105 | 5.1782 | 18.3169 | 0.03327 | 0.00125 | 0.00129 | 5.0838 | 18.3973 | 0.03612 | 0.00132 | 0.00136 | 5.1645 | 19.3682 | 0.03309 | 0.00114 | 0.00109 | 5.0055 | 19.5387 | 0.03315 | 0.00114 | 0.00111 | 5.0838 | 20.4796 | 0.03187 | 0.00107 | 0.00101 | 5.0054 | 20.56 | 0.03438 | 0.00113 | 0.00106 | 5.0054 | 22.4826 | 0.03192 | 0.00112 | 0.00111 | 5.214 | 22.2618 | 0.03409 | 0.00116 | 0.00114 | 4.883 | 24.8661 | 0.03455 | 0.00112 | 0.00113 | 4.7518 | 26.2981 | 0.0317 | 0.00107 | 0.00113 | 4.9434 | 26.0972 | 0.03362 | 0.00111 | 0.00116 | 4.8126 | 26.0892 | 0.03131 | 0.00106 | 0.0011 | 4.767 | 26.1196 | 0.03346 | 0.00111 | 0.00114 | 4.656 | 26.1902 | 0.03357 | 0.00111 | 0.00115 | 4.4991 | 30.7662 | 0.03053 | 0.00102 | 0.0011 | 4.4491 | 31.8283 | 0.0309 | 0.00105 | 0.00118 | 4.692 | 31.6467 | 0.03435 | 0.00115 | 0.00123 | 4.8436 | 31.0073 | 0.03394 | 0.00116 | 0.00123 | 4.8963 | 33.8186 | 0.03119 | 0.00106 | 0.00112 | 4.677 | 39.0799 | 0.03135 | 0.00111 | 0.00121 | 4.5912 | 39.1307 | 0.03149 | 0.00111 | 0.00122 | 4.728 | 45.9322 | 0.03406 | 0.00119 | 0.00133 | 4.8424 | 46.133 | 0.03201 | 0.00107 | 0.00113 | 4.6546 | 46.1953 | 0.03232 | 0.00108 | 0.00115 | 4.7827 | 46.154 | 0.0348 | 0.00114 | 0.00119 | 4.9678 | 47.753 | 0.03917 | 0.0013 | 0.00145 | 4.8641 | 48.9515 | 0.03845 | 0.00129 | 0.00145 | 5.0338 | 52.0667 | 0.03836 | 0.00128 | 0.00133 | 5.4569 | 55.3557 | 0.03986 | 0.0013 | 0.00126 | 5.3275 | 54.9325 | 0.04036 | 0.00134 | 0.00135 | 6.0791 | 58.0119 | 0.0455 | 0.00148 | 0.00141 | 5.5565 | 62.7424 | 0.04334 | 0.00139 | 0.00134 | 5.5847 | 63.3945 | 0.0437 | 0.00145 | 0.00147 | 5.7699 | 66.1295 | 0.04462 | 0.00141 | 0.00135 | 5.7422 | 67.1027 | 0.04427 | 0.00139 | 0.00133 | 5.6025 | 72.4759 | 0.04545 | 0.00143 | 0.00141 | 5.5309 | 81.2736 | 0.04308 | 0.00136 | 0.00139 | 5.461 | 81.2053 | 0.04325 | 0.00136 | 0.0014
5.4563 | 0.039661 | 0.15754 | 0.00797 | 0.01203 | 6.4548 | 0.0353 | 0.41733 | 0.0187 | 0.02316 | 5.6366 | 0.038793 | 0.50156 | 0.02003 | 0.02372 | 5.6366 | 0.15659 | 0.12524 | 0.00498 | 0.00567 | 5.6208 | 0.15689 | 0.16568 | 0.00695 | 0.00663 | 5.7013 | 0.3519 | 0.13364 | 0.005 | 0.00412 | 5.4929 | 0.96055 | 0.07047 | 0.00274 | 0.00195 | 5.4501 | 0.96586 | 0.07658 | 0.00294 | 0.00204 | 5 | 1.4439 | 0.05431 | 0.00204 | 0.0015 | 4.9989 | 1.9392 | 0.0487 | 0.00174 | 0.00131 | 5.3333 | 1.8631 | 0.05714 | 0.0022 | 0.00145 | 5.6268 | 2.2704 | 0.05403 | 0.0021 | 0.00138 | 5.8827 | 2.2113 | 0.06107 | 0.00236 | 0.00149 | 6.1115 | 2.1623 | 0.06822 | 0.00261 | 0.00159 | 6.3165 | 2.7086 | 0.06133 | 0.00227 | 0.00143 | 6.0024 | 3.34 | 0.05124 | 0.00188 | 0.00127 | 6.1922 | 3.284 | 0.05608 | 0.00202 | 0.00134 | 5.9115 | 3.367 | 0.05526 | 0.00198 | 0.00132 | 5.837 | 4.4539 | 0.0461 | 0.00163 | 0.00117 | 5.5593 | 5.2186 | 0.04378 | 0.00151 | 0.00114 | 5.719 | 5.792 | 0.04169 | 0.0014 | 0.00104 | 5.5218 | 5.8862 | 0.04135 | 0.00138 | 0.00103 | 5.3172 | 7.5676 | 0.03583 | 0.00118 | 0.0009569 | 5.1474 | 8.3845 | 0.03531 | 0.00113 | 0.000956 | 5.4104 | 8.2192 | 0.03953 | 0.0013 | 0.00101 | 5.5605 | 8.9327 | 0.03699 | 0.00122 | 0.0009874 | 5.6303 | 8.8917 | 0.04171 | 0.00141 | 0.00106 | 5.6302 | 10.6782 | 0.03534 | 0.0012 | 0.000938 | 5.6876 | 10.6282 | 0.03933 | 0.00134 | 0.0009963 | 5.7348 | 10.5982 | 0.04332 | 0.00146 | 0.00105 | 5.7354 | 12.4098 | 0.03849 | 0.0013 | 0.00103 | 5.5061 | 12.6001 | 0.03839 | 0.0013 | 0.00104 | 5.8888 | 13.0904 | 0.03948 | 0.00132 | 0.00101 | 5.7758 | 14.0415 | 0.03799 | 0.00127 | 0.00102 | 5.8103 | 15.7833 | 0.03747 | 0.00126 | 0.00107 | 5.6097 | 17.9258 | 0.03586 | 0.00131 | 0.0013 | 5.4749 | 18.0462 | 0.03869 | 0.00138 | 0.00138 | 5.5617 | 18.9471 | 0.03554 | 0.0012 | 0.00111 | 5.3906 | 19.1276 | 0.03558 | 0.0012 | 0.00113 | 5.4748 | 20.0884 | 0.03419 | 0.00112 | 0.00103 | 5.3629 | 20.1989 | 0.03668 | 0.00118 | 0.00108 | 5.363 | 22.1013 | 0.03402 | 0.00116 | 0.00113 | 5.5616 | 21.8907 | 0.03622 | 0.0012 | 0.00116 | 5.4934 | 24.2235 | 0.03837 | 0.00125 | 0.00116 | 5.0686 | 25.9566 | 0.0335 | 0.0011 | 0.00115 | 5.5613 | 25.4246 | 0.03727 | 0.00123 | 0.00118 | 5.1335 | 25.8876 | 0.03311 | 0.0011 | 0.00111 | 5.3628 | 25.7368 | 0.03708 | 0.00123 | 0.00117 | 5.238 | 25.8173 | 0.03718 | 0.00123 | 0.00118 | 5.0615 | 30.2527 | 0.03361 | 0.00111 | 0.00112 | 5.0053 | 31.3846 | 0.03387 | 0.00114 | 0.0012 | 5.2133 | 31.1936 | 0.03734 | 0.00123 | 0.00125 | 5.3818 | 30.6541 | 0.03699 | 0.00124 | 0.00125 | 5.4403 | 33.3153 | 0.03399 | 0.00113 | 0.00113 | 5.1448 | 38.756 | 0.03376 | 0.00116 | 0.00122 | 5.0503 | 38.8268 | 0.0339 | 0.00117 | 0.00123 | 5.122 | 45.7581 | 0.0361 | 0.00122 | 0.00134 | 5.2459 | 45.9588 | 0.03405 | 0.00111 | 0.00114 | 5.0425 | 46.051 | 0.03436 | 0.00112 | 0.00116 | 5.1506 | 46.0101 | 0.03683 | 0.00118 | 0.0012 | 5.6775 | 47.8751 | 0.0431 | 0.00142 | 0.00148 | 5.559 | 49.2527 | 0.04227 | 0.0014 | 0.00147 | 5.663 | 51.8184 | 0.04198 | 0.00138 | 0.00135 | 6.0632 | 55.3084 | 0.04326 | 0.00139 | 0.00128 | 5.9195 | 54.6745 | 0.04379 | 0.00143 | 0.00137 | 6.6317 | 57.7053 | 0.04875 | 0.00155 | 0.00143 | 6.0616 | 62.6244 | 0.04634 | 0.00145 | 0.00136 | 6.0924 | 63.3264 | 0.04666 | 0.00151 | 0.00149 | 6.2507 | 66.0217 | 0.04746 | 0.00147 | 0.00137 | 6.2207 | 66.9847 | 0.04707 | 0.00145 | 0.00135 | 6.0335 | 72.527 | 0.04804 | 0.00148 | 0.00143 | 5.9563 | 81.6043 | 0.04539 | 0.0014 | 0.00141 | 5.8811 | 81.5559 | 0.04556 | 0.00141 | 0.00141
5.9524 | 0.03735 | 0.18167 | 0.00907 | 0.01372 | 6.9513 | 0.033509 | 0.47164 | 0.0207 | 0.02592 | 5.9682 | 0.037282 | 0.55076 | 0.02157 | 0.02584 | 5.9682 | 0.15048 | 0.13743 | 0.00536 | 0.00616 | 6.2453 | 0.14578 | 0.19665 | 0.00836 | 0.00774 | 6.4139 | 0.32408 | 0.16142 | 0.00645 | 0.00486 | 5.9922 | 0.90381 | 0.08054 | 0.00312 | 0.00217 | 5.9043 | 0.91333 | 0.08658 | 0.00329 | 0.00225 | 5.4167 | 1.3718 | 0.06097 | 0.00226 | 0.00164 | 5.7131 | 1.786 | 0.0588 | 0.00228 | 0.0015 | 6 | 1.732 | 0.06759 | 0.00267 | 0.00164 | 6.252 | 2.1332 | 0.06256 | 0.00244 | 0.00152 | 6.471 | 2.0902 | 0.06981 | 0.00269 | 0.00163 | 6.667 | 2.0532 | 0.07713 | 0.00292 | 0.00174 | 6.8428 | 2.5835 | 0.06842 | 0.0025 | 0.00154 | 6.5026 | 3.1969 | 0.05698 | 0.00206 | 0.00135 | 6.6686 | 3.1528 | 0.06191 | 0.00219 | 0.00142 | 6.3662 | 3.2349 | 0.06095 | 0.00215 | 0.0014 | 6.2539 | 4.3008 | 0.05039 | 0.00175 | 0.00123 | 5.9299 | 5.0664 | 0.04743 | 0.0016 | 0.00118 | 6.0764 | 5.6318 | 0.04497 | 0.00148 | 0.00108 | 5.8669 | 5.724 | 0.04458 | 0.00147 | 0.00107 | 5.6299 | 7.3833 | 0.03834 | 0.00123 | 0.0009856 | 5.7194 | 8.0359 | 0.03988 | 0.00131 | 0.00101 | 6.0867 | 7.8316 | 0.04539 | 0.00155 | 0.00107 | 6.2556 | 8.5461 | 0.04236 | 0.00145 | 0.00105 | 6.2559 | 8.5461 | 0.04709 | 0.00162 | 0.00111 | 6.2558 | 10.2275 | 0.03983 | 0.00137 | 0.0009831 | 6.2564 | 10.2275 | 0.04383 | 0.00149 | 0.00104 | 6.2561 | 10.2276 | 0.04783 | 0.0016 | 0.00109 | 6.2568 | 11.989 | 0.04234 | 0.00142 | 0.00106 | 6.0066 | 12.1894 | 0.04218 | 0.00141 | 0.00107 | 6.3796 | 12.6997 | 0.04312 | 0.00142 | 0.00104 | 6.2571 | 13.6507 | 0.04139 | 0.00137 | 0.00105 | 6.2573 | 15.4025 | 0.04049 | 0.00134 | 0.0011 | 6.0413 | 17.5548 | 0.0385 | 0.00136 | 0.00132 | 5.866 | 17.7053 | 0.04132 | 0.00143 | 0.00139 | 5.959 | 18.5461 | 0.03804 | 0.00125 | 0.00113 | 5.7756 | 18.7265 | 0.03806 | 0.00125 | 0.00114 | 5.8659 | 19.6974 | 0.03655 | 0.00117 | 0.00105 | 5.7204 | 19.8479 | 0.03903 | 0.00123 | 0.0011 | 5.7205 | 21.7301 | 0.03616 | 0.0012 | 0.00114 | 6.2568 | 21.1886 | 0.04058 | 0.00136 | 0.00119 | 6.1037 | 23.5915 | 0.0423 | 0.00137 | 0.00118 | 5.7021 | 25.274 | 0.03717 | 0.00122 | 0.00117 | 6.1792 | 24.7624 | 0.04101 | 0.00134 | 0.00121 | 5.7752 | 25.455 | 0.03677 | 0.00122 | 0.00114 | 5.9587 | 25.3344 | 0.04075 | 0.00134 | 0.0012 | 5.82 | 25.425 | 0.04085 | 0.00134 | 0.00121 | 5.6239 | 29.6899 | 0.03674 | 0.0012 | 0.00114 | 5.5614 | 30.8716 | 0.03689 | 0.00122 | 0.00122 | 5.7347 | 30.7109 | 0.04038 | 0.00131 | 0.00127 | 5.92 | 30.2814 | 0.04007 | 0.00132 | 0.00127 | 5.9843 | 32.7725 | 0.03683 | 0.00121 | 0.00115 | 5.6125 | 38.3927 | 0.0362 | 0.00122 | 0.00124 | 5.5094 | 38.4734 | 0.03633 | 0.00122 | 0.00125 | 5.516 | 45.5345 | 0.03816 | 0.00126 | 0.00135 | 5.6494 | 45.7452 | 0.0361 | 0.00115 | 0.00116 | 5.4304 | 45.8673 | 0.0364 | 0.00116 | 0.00118 | 5.8864 | 45.6136 | 0.04093 | 0.00132 | 0.00123 | 6.3871 | 47.7989 | 0.04702 | 0.00153 | 0.0015 | 6.2538 | 49.3458 | 0.04608 | 0.00151 | 0.0015 | 6.2923 | 51.5117 | 0.04561 | 0.00148 | 0.00138 | 6.6695 | 55.1822 | 0.04666 | 0.00148 | 0.0013 | 6.5114 | 54.3679 | 0.04723 | 0.00151 | 0.00139 | 7.1844 | 57.3897 | 0.05201 | 0.00162 | 0.00145 | 6.5667 | 62.4675 | 0.04934 | 0.00152 | 0.00137 | 6.6001 | 63.2094 | 0.04963 | 0.00157 | 0.00151 | 6.7315 | 65.8648 | 0.05031 | 0.00153 | 0.00139 | 6.6992 | 66.8177 | 0.04988 | 0.00151 | 0.00137 | 6.4645 | 72.5192 | 0.05063 | 0.00153 | 0.00144 | 6.3818 | 81.8261 | 0.04768 | 0.00144 | 0.00142 | 6.3012 | 81.7976 | 0.04786 | 0.00145 | 0.00143
6.4484 | 0.035328 | 0.20725 | 0.01019 | 0.0155 | 7.4479 | 0.031917 | 0.52877 | 0.02274 | 0.02881 | 6.6313 | 0.03464 | 0.65491 | 0.0268 | 0.0303 | 6.6313 | 0.13977 | 0.16325 | 0.00665 | 0.00721 | 6.8698 | 0.13637 | 0.22988 | 0.00975 | 0.00892 | 7.1266 | 0.30076 | 0.19148 | 0.00781 | 0.00565 | 6.4916 | 0.85438 | 0.09122 | 0.0035 | 0.0024 | 6.3584 | 0.86689 | 0.09712 | 0.00364 | 0.00247 | 5.8333 | 1.3068 | 0.06799 | 0.00249 | 0.00178 | 6.4272 | 1.6579 | 0.06971 | 0.00277 | 0.0017 | 6.6667 | 1.6199 | 0.0788 | 0.00313 | 0.00183 | 6.8771 | 2.0151 | 0.07162 | 0.00277 | 0.00168 | 7.0592 | 1.9831 | 0.07903 | 0.003 | 0.00178 | 7.2226 | 1.9561 | 0.0865 | 0.00322 | 0.00188 | 7.3692 | 2.4684 | 0.07586 | 0.00272 | 0.00165 | 7.0028 | 3.0678 | 0.06298 | 0.00224 | 0.00144 | 7.1449 | 3.0327 | 0.06799 | 0.00237 | 0.00151 | 6.821 | 3.1128 | 0.06687 | 0.00232 | 0.00149 | 6.6708 | 4.1606 | 0.05483 | 0.00187 | 0.00129 | 6.3005 | 4.9252 | 0.05119 | 0.00169 | 0.00123 | 6.4339 | 5.4826 | 0.04835 | 0.00156 | 0.00112 | 6.212 | 5.5738 | 0.0479 | 0.00155 | 0.00112 | 6.2555 | 7.0468 | 0.04355 | 0.00145 | 0.00104 | 6.4343 | 7.6503 | 0.04587 | 0.00157 | 0.00107 | 6.763 | 7.4881 | 0.05152 | 0.00179 | 0.00114 | 6.9506 | 8.2016 | 0.04797 | 0.00166 | 0.00111 | 6.8815 | 8.2337 | 0.05269 | 0.00181 | 0.00117 | 6.8814 | 9.8209 | 0.04452 | 0.00153 | 0.00103 | 6.8252 | 9.855 | 0.04851 | 0.00164 | 0.00108 | 6.7775 | 9.8851 | 0.0525 | 0.00174 | 0.00114 | 6.7782 | 11.6084 | 0.04632 | 0.00153 | 0.0011 | 6.5072 | 11.8088 | 0.04609 | 0.00152 | 0.00111 | 6.8703 | 12.3391 | 0.04688 | 0.00152 | 0.00107 | 6.7384 | 13.28 | 0.04487 | 0.00146 | 0.00108 | 6.7042 | 15.0418 | 0.04357 | 0.00141 | 0.00112 | 6.4728 | 17.1839 | 0.04121 | 0.00142 | 0.00134 | 6.257 | 17.3645 | 0.044 | 0.00148 | 0.00141 | 6.3563 | 18.1652 | 0.0406 | 0.00131 | 0.00115 | 6.1607 | 18.3456 | 0.04059 | 0.0013 | 0.00116 | 6.2569 | 19.3364 | 0.03895 | 0.00123 | 0.00107 | 6.4355 | 19.1661 | 0.04384 | 0.00141 | 0.00113 | 6.4356 | 21.0082 | 0.04056 | 0.00136 | 0.00117 | 6.952 | 20.527 | 0.04508 | 0.0015 | 0.00122 | 6.7141 | 22.9798 | 0.04634 | 0.00149 | 0.00121 | 6.3357 | 24.6019 | 0.04093 | 0.00134 | 0.0012 | 6.7972 | 24.1207 | 0.04485 | 0.00145 | 0.00123 | 6.4168 | 25.0228 | 0.04049 | 0.00133 | 0.00116 | 6.5546 | 24.9225 | 0.04449 | 0.00144 | 0.00122 | 6.402 | 25.033 | 0.04457 | 0.00144 | 0.00123 | 6.1863 | 29.1275 | 0.03994 | 0.00129 | 0.00117 | 6.1176 | 30.3291 | 0.03996 | 0.0013 | 0.00124 | 6.256 | 30.1987 | 0.04346 | 0.00138 | 0.00129 | 6.4581 | 29.8792 | 0.04319 | 0.00139 | 0.00129 | 6.5283 | 32.2202 | 0.03972 | 0.00128 | 0.00117 | 6.0802 | 37.9898 | 0.03865 | 0.00127 | 0.00125 | 5.9685 | 38.0905 | 0.03878 | 0.00127 | 0.00126 | 6.304 | 44.9586 | 0.04231 | 0.0014 | 0.00137 | 6.4565 | 45.2293 | 0.04023 | 0.0013 | 0.00118 | 6.2061 | 45.4011 | 0.04052 | 0.0013 | 0.0012 | 6.6222 | 45.1084 | 0.04507 | 0.00144 | 0.00125 | 7.0968 | 47.5738 | 0.05096 | 0.00163 | 0.00152 | 6.9487 | 49.2701 | 0.04989 | 0.00161 | 0.00152 | 6.9215 | 51.1561 | 0.04927 | 0.00157 | 0.0014 | 7.2758 | 55.007 | 0.05006 | 0.00156 | 0.00132 | 7.1034 | 54.0523 | 0.05069 | 0.00159 | 0.00141 | 7.737 | 57.0648 | 0.05529 | 0.00169 | 0.00147 | 7.0718 | 62.2815 | 0.05235 | 0.00158 | 0.00139 | 7.1078 | 63.0633 | 0.0526 | 0.00163 | 0.00152 | 7.2123 | 65.6788 | 0.05316 | 0.00158 | 0.0014 | 7.1777 | 66.6215 | 0.05269 | 0.00156 | 0.00138 | 6.8954 | 72.4823 | 0.05322 | 0.00157 | 0.00146 | 6.8072 | 81.9688 | 0.04998 | 0.00148 | 0.00143 | 6.7212 | 81.9403 | 0.05015 | 0.00148 | 0.00144
6.9444 | 0.033537 | 0.23426 | 0.01132 | 0.01736 | 7.9444 | 0.030486 | 0.58867 | 0.0248 | 0.03182 | 7.4602 | 0.031878 | 0.79574 | 0.03421 | 0.03626 | 7.4602 | 0.12857 | 0.19817 | 0.00849 | 0.00861 | 7.4944 | 0.12817 | 0.26533 | 0.01113 | 0.01017 | 7.8392 | 0.28095 | 0.22375 | 0.00915 | 0.0065 | 6.9909 | 0.81085 | 0.10249 | 0.00387 | 0.00265 | 7.2668 | 0.78904 | 0.11983 | 0.0049 | 0.00294 | 6.6667 | 1.1957 | 0.08301 | 0.00331 | 0.00207 | 7.1413 | 1.5499 | 0.08142 | 0.00326 | 0.00191 | 7.3333 | 1.5238 | 0.09075 | 0.00358 | 0.00204 | 7.5023 | 1.9111 | 0.08119 | 0.00311 | 0.00184 | 7.6475 | 1.8881 | 0.08874 | 0.00332 | 0.00194 | 7.7782 | 1.869 | 0.09632 | 0.00353 | 0.00204 | 7.8956 | 2.3643 | 0.08364 | 0.00295 | 0.00176 | 7.503 | 2.9486 | 0.06922 | 0.00242 | 0.00153 | 7.6212 | 2.9226 | 0.07429 | 0.00254 | 0.00159 | 7.2757 | 3.0017 | 0.07301 | 0.00249 | 0.00157 | 7.0878 | 4.0315 | 0.05941 | 0.00199 | 0.00135 | 6.6711 | 4.7931 | 0.05505 | 0.00179 | 0.00128 | 7.1487 | 5.2143 | 0.05538 | 0.00187 | 0.00121 | 6.9023 | 5.3024 | 0.05481 | 0.00184 | 0.0012 | 7.0374 | 6.6794 | 0.05039 | 0.00175 | 0.00112 | 7.1492 | 7.3089 | 0.05215 | 0.00182 | 0.00114 | 7.4393 | 7.1817 | 0.05792 | 0.00201 | 0.00121 | 7.6457 | 7.8911 | 0.05381 | 0.00186 | 0.00117 | 7.5071 | 7.9512 | 0.05849 | 0.00199 | 0.00123 | 7.5069 | 9.4534 | 0.04939 | 0.00168 | 0.00108 | 7.3939 | 9.5175 | 0.05336 | 0.00178 | 0.00113 | 7.2988 | 9.5716 | 0.05733 | 0.00187 | 0.00118 | 7.2996 | 11.2579 | 0.05043 | 0.00164 | 0.00113 | 7.0077 | 11.4482 | 0.05013 | 0.00163 | 0.00114 | 7.361 | 11.9986 | 0.05074 | 0.00162 | 0.0011 | 7.2197 | 12.9394 | 0.04845 | 0.00155 | 0.00111 | 7.1512 | 14.7011 | 0.04673 | 0.00148 | 0.00115 | 6.9043 | 16.8332 | 0.04397 | 0.00148 | 0.00136 | 7.0392 | 16.733 | 0.04951 | 0.00168 | 0.00145 | 7.1508 | 17.4537 | 0.04588 | 0.00151 | 0.00119 | 6.9308 | 17.6441 | 0.04581 | 0.00151 | 0.0012 | 7.0391 | 18.6348 | 0.0439 | 0.00142 | 0.0011 | 7.1505 | 18.5347 | 0.04883 | 0.00158 | 0.00117 | 7.1506 | 20.3466 | 0.0451 | 0.00151 | 0.0012 | 7.6472 | 19.9157 | 0.04973 | 0.00165 | 0.00125 | 7.3245 | 22.3984 | 0.05048 | 0.0016 | 0.00124 | 6.9693 | 23.9502 | 0.0448 | 0.00145 | 0.00122 | 7.4151 | 23.5092 | 0.0488 | 0.00156 | 0.00126 | 7.0585 | 24.571 | 0.04428 | 0.00144 | 0.00119 | 7.1504 | 24.5109 | 0.04829 | 0.00154 | 0.00125 | 6.984 | 24.6313 | 0.04835 | 0.00154 | 0.00126 | 6.7487 | 28.5555 | 0.04319 | 0.00137 | 0.00119 | 6.6737 | 29.777 | 0.04308 | 0.00137 | 0.00126 | 6.7773 | 29.6768 | 0.0466 | 0.00146 | 0.00131 | 6.9963 | 29.4672 | 0.04636 | 0.00147 | 0.00131 | 7.0724 | 31.6682 | 0.04266 | 0.00135 | 0.00119 | 6.5479 | 37.5674 | 0.04114 | 0.00132 | 0.00126 | 6.4276 | 37.678 | 0.04126 | 0.00132 | 0.00127 | 7.092 | 44.294 | 0.04652 | 0.00152 | 0.0014 | 7.2636 | 44.6245 | 0.04441 | 0.00143 | 0.00121 | 6.9819 | 44.8461 | 0.04468 | 0.00144 | 0.00123 | 7.358 | 44.5542 | 0.04926 | 0.00156 | 0.00127 | 7.8065 | 47.2596 | 0.05492 | 0.00173 | 0.00154 | 7.6436 | 49.0954 | 0.05371 | 0.0017 | 0.00154 | 7.5507 | 50.7813 | 0.05295 | 0.00166 | 0.00142 | 7.8821 | 54.7826 | 0.05349 | 0.00163 | 0.00134 | 7.6953 | 53.7175 | 0.05418 | 0.00167 | 0.00143 | 8.2897 | 56.7305 | 0.05859 | 0.00176 | 0.00148 | 7.577 | 62.0663 | 0.05537 | 0.00164 | 0.00141 | 7.6155 | 62.8879 | 0.05559 | 0.00169 | 0.00154 | 7.6932 | 65.4735 | 0.05602 | 0.00164 | 0.00142 | 7.6562 | 66.3961 | 0.05552 | 0.00162 | 0.0014 | 7.3264 | 72.4062 | 0.05581 | 0.00162 | 0.00147 | 7.2327 | 82.0223 | 0.05227 | 0.00152 | 0.00144 | 7.1413 | 82.0237 | 0.05244 | 0.00152 | 0.00145
7.9365 | 0.030505 | 0.2924 | 0.01482 | 0.02134 | 8.4409 | 0.029196 | 0.65131 | 0.02691 | 0.03495 | 8.2891 | 0.029577 | 0.94815 | 0.04129 | 0.04264 | 8.2891 | 0.11926 | 0.23598 | 0.01024 | 0.01012 | 8.1189 | 0.12106 | 0.30295 | 0.01252 | 0.01148 | 8.5519 | 0.26394 | 0.25821 | 0.01047 | 0.0074 | 7.9896 | 0.7379 | 0.12676 | 0.00523 | 0.00318 | 8.1751 | 0.72609 | 0.14463 | 0.00608 | 0.00345 | 7.5 | 1.1046 | 0.09935 | 0.00407 | 0.0024 | 7.8555 | 1.4578 | 0.09391 | 0.00373 | 0.00213 | 8 | 1.4408 | 0.10343 | 0.00403 | 0.00226 | 8.1275 | 1.819 | 0.09126 | 0.00344 | 0.00201 | 8.2358 | 1.804 | 0.09891 | 0.00364 | 0.00211 | 8.3338 | 1.791 | 0.10659 | 0.00383 | 0.0022 | 8.4219 | 2.2682 | 0.09175 | 0.00318 | 0.00189 | 8.0032 | 2.8406 | 0.07571 | 0.0026 | 0.00162 | 8.0976 | 2.8215 | 0.08083 | 0.00272 | 0.00169 | 7.7304 | 2.8986 | 0.07938 | 0.00266 | 0.00166 | 7.5047 | 3.9124 | 0.06414 | 0.00211 | 0.00141 | 7.4123 | 4.5548 | 0.06309 | 0.00213 | 0.00138 | 8.0423 | 4.923 | 0.06465 | 0.0023 | 0.00132 | 7.765 | 5.0091 | 0.06393 | 0.00226 | 0.00131 | 7.8193 | 6.357 | 0.0576 | 0.00204 | 0.0012 | 7.8641 | 7.0055 | 0.05871 | 0.00205 | 0.00121 | 8.1156 | 6.9054 | 0.06459 | 0.00223 | 0.00128 | 8.3407 | 7.6097 | 0.05987 | 0.00206 | 0.00123 | 8.1327 | 7.6909 | 0.0645 | 0.00218 | 0.00129 | 8.1325 | 9.1209 | 0.05445 | 0.00183 | 0.00113 | 7.9627 | 9.2081 | 0.05837 | 0.00192 | 0.00118 | 7.8202 | 9.2832 | 0.06231 | 0.00201 | 0.00122 | 7.821 | 10.9275 | 0.05467 | 0.00175 | 0.00117 | 7.5083 | 11.1177 | 0.05429 | 0.00174 | 0.00118 | 7.8518 | 11.6781 | 0.0547 | 0.00172 | 0.00114 | 7.701 | 12.6189 | 0.05213 | 0.00164 | 0.00114 | 8.0451 | 14.07 | 0.05326 | 0.00176 | 0.0012 | 7.7673 | 16.1819 | 0.04966 | 0.00169 | 0.0014 | 7.8213 | 16.1419 | 0.05522 | 0.00187 | 0.00148 | 7.9453 | 16.8025 | 0.05136 | 0.0017 | 0.00123 | 7.7008 | 16.9929 | 0.05124 | 0.0017 | 0.00124 | 7.8212 | 17.9835 | 0.04903 | 0.0016 | 0.00114 | 7.8656 | 17.9435 | 0.05397 | 0.00175 | 0.00121 | 7.8657 | 19.7353 | 0.04979 | 0.00165 | 0.00124 | 8.3424 | 19.3445 | 0.05451 | 0.00179 | 0.00128 | 7.9349 | 21.8371 | 0.05472 | 0.00172 | 0.00126 | 7.6028 | 23.3287 | 0.04878 | 0.00156 | 0.00125 | 8.033 | 22.9279 | 0.05284 | 0.00167 | 0.00128 | 7.7002 | 24.1295 | 0.04814 | 0.00154 | 0.00122 | 7.7463 | 24.0995 | 0.05216 | 0.00164 | 0.00127 | 7.566 | 24.2199 | 0.0522 | 0.00164 | 0.00128 | 7.3111 | 27.9938 | 0.04651 | 0.00145 | 0.00121 | 7.2299 | 29.2252 | 0.04626 | 0.00145 | 0.00128 | 7.2987 | 29.1551 | 0.04979 | 0.00153 | 0.00133 | 7.5345 | 29.0455 | 0.04957 | 0.00154 | 0.00133 | 7.6164 | 31.1264 | 0.04565 | 0.00141 | 0.00121 | 7.4833 | 36.7033 | 0.0462 | 0.00151 | 0.00129 | 7.3459 | 36.8339 | 0.0463 | 0.00151 | 0.0013 | 7.88 | 43.5701 | 0.0508 | 0.00164 | 0.00142 | 8.0706 | 43.9806 | 0.04865 | 0.00155 | 0.00123 | 7.7577 | 44.2321 | 0.0489 | 0.00156 | 0.00125 | 8.0938 | 43.9607 | 0.05351 | 0.00168 | 0.0013 | 8.5162 | 46.876 | 0.05891 | 0.00182 | 0.00156 | 8.3384 | 48.8214 | 0.05754 | 0.00179 | 0.00157 | 8.18 | 50.3772 | 0.05667 | 0.00174 | 0.00144 | 8.4884 | 54.5187 | 0.05692 | 0.00171 | 0.00136 | 8.2873 | 53.3834 | 0.05769 | 0.00175 | 0.00144 | 8.8423 | 56.4067 | 0.06191 | 0.00182 | 0.0015 | 8.0821 | 61.8416 | 0.05841 | 0.0017 | 0.00142 | 8.1232 | 62.6832 | 0.05858 | 0.00174 | 0.00155 | 8.174 | 65.2488 | 0.0589 | 0.00169 | 0.00143 | 8.1347 | 66.1512 | 0.05835 | 0.00167 | 0.00142 | 7.7574 | 72.3006 | 0.0584 | 0.00166 | 0.00149 | 7.6581 | 82.0265 | 0.05456 | 0.00155 | 0.00145 | 7.5614 | 82.0278 | 0.05473 | 0.00156 | 0.00146
8.9286 | 0.028034 | 0.356 | 0.0182 | 0.02565 | 8.9374 | 0.028015 | 0.71665 | 0.02904 | 0.0382 | 9.118 | 0.027615 | 1.11 | 0.04825 | 0.04944 | 9.118 | 0.11126 | 0.27662 | 0.01197 | 0.01172 | 8.7434 | 0.11476 | 0.34271 | 0.01391 | 0.01287 | 9.2645 | 0.24903 | 0.29481 | 0.01178 | 0.00835 | 8.9883 | 0.67916 | 0.15328 | 0.0065 | 0.00375 | 9.0835 | 0.67416 | 0.17147 | 0.00722 | 0.00401 | 8.3333 | 1.0276 | 0.11697 | 0.00481 | 0.00274 | 8.5696 | 1.3777 | 0.10716 | 0.0042 | 0.00237 | 8.6667 | 1.3677 | 0.11681 | 0.00448 | 0.00249 | 8.7527 | 1.7369 | 0.10182 | 0.00377 | 0.00218 | 8.824 | 1.7289 | 0.10954 | 0.00396 | 0.00228 | 8.8894 | 1.7209 | 0.11729 | 0.00414 | 0.00237 | 8.9483 | 2.1802 | 0.10019 | 0.00341 | 0.00201 | 8.5034 | 2.7405 | 0.08244 | 0.00278 | 0.00172 | 8.5739 | 2.7275 | 0.0876 | 0.0029 | 0.00178 | 8.1852 | 2.8035 | 0.08597 | 0.00283 | 0.00175 | 8.3385 | 3.6981 | 0.07402 | 0.00255 | 0.00154 | 8.3389 | 4.2955 | 0.07371 | 0.00262 | 0.00151 | 8.9359 | 4.6717 | 0.07444 | 0.0027 | 0.00145 | 8.6278 | 4.7548 | 0.07355 | 0.00265 | 0.00143 | 8.6013 | 6.0727 | 0.06516 | 0.00231 | 0.00129 | 8.579 | 6.7311 | 0.06555 | 0.00228 | 0.00129 | 8.7919 | 6.6551 | 0.07152 | 0.00245 | 0.00135 | 9.0358 | 7.3514 | 0.06615 | 0.00225 | 0.0013 | 8.7583 | 7.4516 | 0.0707 | 0.00235 | 0.00135 | 8.7581 | 8.8166 | 0.05968 | 0.00199 | 0.00118 | 8.5315 | 8.9237 | 0.06355 | 0.00207 | 0.00123 | 8.3415 | 9.0159 | 0.06744 | 0.00214 | 0.00127 | 8.3424 | 10.617 | 0.05903 | 0.00187 | 0.00121 | 8.0088 | 10.8073 | 0.05857 | 0.00185 | 0.00121 | 8.8332 | 11.0973 | 0.06296 | 0.00209 | 0.00121 | 8.6637 | 12.0281 | 0.05975 | 0.00197 | 0.00121 | 8.9389 | 13.4991 | 0.06008 | 0.00201 | 0.00125 | 8.6304 | 15.5709 | 0.05558 | 0.00189 | 0.00144 | 8.6034 | 15.591 | 0.06114 | 0.00206 | 0.00152 | 8.7399 | 16.2115 | 0.05705 | 0.00189 | 0.00127 | 8.4709 | 16.4119 | 0.05686 | 0.00188 | 0.00128 | 8.6033 | 17.3824 | 0.05435 | 0.00177 | 0.00118 | 8.5806 | 17.4026 | 0.05929 | 0.00191 | 0.00124 | 8.5807 | 19.1542 | 0.05462 | 0.00179 | 0.00127 | 9.0376 | 18.8136 | 0.05944 | 0.00192 | 0.00131 | 8.5452 | 21.3161 | 0.05908 | 0.00183 | 0.00129 | 8.2364 | 22.7475 | 0.05285 | 0.00167 | 0.00127 | 8.6509 | 22.3768 | 0.05699 | 0.00177 | 0.00131 | 8.3419 | 23.6782 | 0.05207 | 0.00164 | 0.00124 | 8.3422 | 23.6783 | 0.05609 | 0.00174 | 0.0013 | 8.148 | 23.8187 | 0.05611 | 0.00174 | 0.00131 | 7.8735 | 27.4423 | 0.0499 | 0.00153 | 0.00123 | 7.786 | 28.6737 | 0.04951 | 0.00152 | 0.0013 | 8.3413 | 28.1424 | 0.05635 | 0.00179 | 0.00137 | 8.6109 | 28.2027 | 0.05613 | 0.0018 | 0.00137 | 8.7045 | 30.0535 | 0.05179 | 0.00167 | 0.00124 | 8.4187 | 35.8201 | 0.05138 | 0.00168 | 0.00132 | 8.2641 | 35.9706 | 0.05146 | 0.00168 | 0.00133 | 8.668 | 42.817 | 0.05515 | 0.00176 | 0.00144 | 8.8777 | 43.2974 | 0.05295 | 0.00167 | 0.00125 | 8.5334 | 43.5888 | 0.05317 | 0.00167 | 0.00127 | 8.8296 | 43.3378 | 0.05781 | 0.00179 | 0.00132 | 9.2259 | 46.4329 | 0.06294 | 0.00191 | 0.00159 | 9.0333 | 48.498 | 0.0614 | 0.00187 | 0.00159 | 8.8092 | 49.9737 | 0.06041 | 0.00182 | 0.00146 | 9.0948 | 54.2353 | 0.06038 | 0.00178 | 0.00138 | 8.8792 | 53.0397 | 0.06122 | 0.00182 | 0.00146 | 9.395 | 56.0733 | 0.06525 | 0.00188 | 0.00152 | 8.5872 | 61.5975 | 0.06145 | 0.00175 | 0.00144 | 8.6309 | 62.459 | 0.06158 | 0.00179 | 0.00157 | 8.6548 | 65.0146 | 0.06178 | 0.00174 | 0.00145 | 8.6133 | 65.8968 | 0.06119 | 0.00172 | 0.00143 | 8.6193 | 72.0211 | 0.06361 | 0.00182 | 0.00151 | 8.509 | 81.8465 | 0.05914 | 0.00169 | 0.00148 | 8.4016 | 81.8777 | 0.05931 | 0.00169 | 0.00148
9.9206 | 0.025982 | 0.42493 | 0.02156 | 0.03028 | 9.9305 | 0.025964 | 0.85524 | 0.03615 | 0.04505 | 9.9469 | 0.025934 | 1.29 | 0.05517 | 0.05663 | 9.9469 | 0.10445 | 0.32004 | 0.01369 | 0.01342 | 9.368 | 0.10916 | 0.38458 | 0.01532 | 0.01432 | 9.9772 | 0.23592 | 0.33352 | 0.01311 | 0.00934 | 9.987 | 0.63073 | 0.18197 | 0.00772 | 0.00436 | 9.9918 | 0.63053 | 0.20027 | 0.00835 | 0.00459 | 9.1667 | 0.96271 | 0.13585 | 0.00554 | 0.00311 | 9.2837 | 1.3077 | 0.12116 | 0.00467 | 0.00262 | 9.3333 | 1.3027 | 0.13088 | 0.00492 | 0.00273 | 9.3779 | 1.6639 | 0.11287 | 0.0041 | 0.00237 | 9.4123 | 1.6609 | 0.12063 | 0.00428 | 0.00246 | 9.445 | 1.6569 | 0.12841 | 0.00445 | 0.00254 | 9.4747 | 2.0991 | 0.10897 | 0.00365 | 0.00214 | 9.0036 | 2.6484 | 0.08941 | 0.00297 | 0.00182 | 9.5265 | 2.5583 | 0.10182 | 0.00355 | 0.00198 | 9.0946 | 2.6324 | 0.0998 | 0.00346 | 0.00194 | 9.3809 | 3.4689 | 0.08713 | 0.00317 | 0.00172 | 9.2654 | 4.0693 | 0.08494 | 0.00308 | 0.00165 | 9.8295 | 4.4495 | 0.08474 | 0.00308 | 0.00157 | 9.4906 | 4.5306 | 0.08367 | 0.00303 | 0.00155 | 9.3832 | 5.8184 | 0.07306 | 0.00258 | 0.00138 | 9.2939 | 6.4839 | 0.07266 | 0.0025 | 0.00137 | 9.4682 | 6.4268 | 0.0787 | 0.00266 | 0.00143 | 9.7309 | 7.1131 | 0.07264 | 0.00244 | 0.00137 | 9.3839 | 7.2293 | 0.0771 | 0.00253 | 0.00141 | 9.3837 | 8.5372 | 0.0651 | 0.00214 | 0.00123 | 9.1002 | 8.6614 | 0.0689 | 0.00221 | 0.00128 | 9.3842 | 8.5373 | 0.07815 | 0.00264 | 0.00137 | 9.3852 | 10.0664 | 0.06811 | 0.00228 | 0.00129 | 9.0099 | 10.2566 | 0.06749 | 0.00225 | 0.00129 | 9.8147 | 10.5967 | 0.07162 | 0.00243 | 0.00128 | 9.6263 | 11.5073 | 0.06774 | 0.00228 | 0.00127 | 9.8328 | 12.9784 | 0.06718 | 0.00225 | 0.00131 | 9.4934 | 15 | 0.06172 | 0.00209 | 0.00148 | 9.3856 | 15.0702 | 0.06727 | 0.00224 | 0.00156 | 9.5344 | 15.6807 | 0.06295 | 0.00207 | 0.00131 | 9.241 | 15.871 | 0.06268 | 0.00206 | 0.00132 | 9.3854 | 16.8315 | 0.05984 | 0.00194 | 0.00122 | 9.2957 | 16.8917 | 0.06477 | 0.00206 | 0.00128 | 9.2958 | 18.6232 | 0.05959 | 0.00193 | 0.0013 | 9.7328 | 18.3127 | 0.0645 | 0.00206 | 0.00134 | 9.766 | 20.3343 | 0.0681 | 0.00224 | 0.00135 | 8.87 | 22.1864 | 0.05703 | 0.00177 | 0.0013 | 9.8868 | 21.3549 | 0.06558 | 0.00215 | 0.00136 | 8.9836 | 23.237 | 0.05607 | 0.00174 | 0.00127 | 9.5339 | 22.8563 | 0.06416 | 0.00209 | 0.00135 | 9.312 | 23.0066 | 0.06413 | 0.00208 | 0.00136 | 8.9983 | 26.3999 | 0.05688 | 0.00183 | 0.00127 | 8.8983 | 27.6211 | 0.05618 | 0.0018 | 0.00134 | 9.384 | 27.1702 | 0.06314 | 0.00204 | 0.00141 | 9.6872 | 27.3805 | 0.06289 | 0.00205 | 0.00141 | 9.7925 | 29.0413 | 0.05815 | 0.0019 | 0.00128 | 9.3541 | 34.9475 | 0.05669 | 0.00184 | 0.00135 | 9.1823 | 35.1079 | 0.05675 | 0.00184 | 0.00136 | 9.456 | 42.0543 | 0.05957 | 0.00187 | 0.00146 | 9.6848 | 42.6047 | 0.05733 | 0.00179 | 0.00128 | 9.3092 | 42.926 | 0.05752 | 0.00179 | 0.00129 | 9.5654 | 42.7053 | 0.06218 | 0.0019 | 0.00134 | 9.9356 | 45.9502 | 0.067 | 0.002 | 0.00161 | 9.7282 | 48.115 | 0.06529 | 0.00195 | 0.00161 | 9.4384 | 49.5606 | 0.06418 | 0.0019 | 0.00148 | 9.7011 | 53.9123 | 0.06385 | 0.00185 | 0.0014 | 9.4712 | 52.7065 | 0.06477 | 0.00189 | 0.00148 | 9.9476 | 55.7402 | 0.06861 | 0.00194 | 0.00153 | 9.0924 | 61.3538 | 0.0645 | 0.00181 | 0.00146 | 9.1386 | 62.2252 | 0.06459 | 0.00185 | 0.00158 | 9.6164 | 64.4972 | 0.06758 | 0.00193 | 0.00148 | 9.5703 | 65.3593 | 0.06692 | 0.0019 | 0.00146 | 9.6967 | 71.5714 | 0.07015 | 0.00205 | 0.00155 | 9.5727 | 81.3962 | 0.0649 | 0.00188 | 0.0015 | 9.4518 | 81.4574 | 0.06506 | 0.00188 | 0.00151
10.9127 | 0.024241 | 0.49907 | 0.02496 | 0.03522 | 11.1718 | 0.023832 | 1.04 | 0.04622 | 0.05425 | 10.7759 | 0.024463 | 1.47 | 0.06212 | 0.06422 | 10.7759 | 0.098548 | 0.36618 | 0.01541 | 0.01522 | 9.9925 | 0.10415 | 0.42853 | 0.01674 | 0.01583 | 11.4025 | 0.21391 | 0.41707 | 0.01785 | 0.01148 | 10.9857 | 0.5899 | 0.21275 | 0.00893 | 0.00502 | 10.9002 | 0.59321 | 0.23097 | 0.00947 | 0.00522 | 10 | 0.90657 | 0.15595 | 0.00627 | 0.0035 | 9.9979 | 1.2446 | 0.13588 | 0.00514 | 0.00288 | 10 | 1.2446 | 0.14562 | 0.00538 | 0.00299 | 10.0031 | 1.5988 | 0.12438 | 0.00443 | 0.00256 | 10.0006 | 1.5988 | 0.13215 | 0.0046 | 0.00264 | 10.0006 | 1.5988 | 0.13995 | 0.00476 | 0.00272 | 10.5274 | 1.954 | 0.12752 | 0.00453 | 0.00242 | 10.004 | 2.4823 | 0.10406 | 0.00364 | 0.00203 | 10.7173 | 2.3772 | 0.12087 | 0.00448 | 0.00225 | 10.2315 | 2.4473 | 0.1183 | 0.00437 | 0.00219 | 10.4232 | 3.2718 | 0.10107 | 0.00375 | 0.0019 | 10.192 | 3.8701 | 0.09678 | 0.00353 | 0.00179 | 10.7231 | 4.2523 | 0.09553 | 0.00345 | 0.00171 | 10.3534 | 4.3314 | 0.09427 | 0.00339 | 0.00168 | 10.1651 | 5.5902 | 0.08129 | 0.00284 | 0.00147 | 10.0089 | 6.2566 | 0.08003 | 0.00272 | 0.00145 | 10.1445 | 6.2166 | 0.08613 | 0.00287 | 0.00151 | 10.4259 | 6.8909 | 0.07935 | 0.00263 | 0.00144 | 10.0095 | 7.0221 | 0.08369 | 0.0027 | 0.00148 | 10.0093 | 8.28 | 0.07068 | 0.00228 | 0.00129 | 10.2377 | 8.1909 | 0.08005 | 0.00273 | 0.00138 | 10.4269 | 8.1198 | 0.08943 | 0.00309 | 0.00147 | 10.428 | 9.5808 | 0.07768 | 0.00266 | 0.00137 | 10.011 | 9.767 | 0.07688 | 0.00262 | 0.00137 | 10.7962 | 10.1461 | 0.08068 | 0.00276 | 0.00136 | 10.5889 | 11.0368 | 0.07608 | 0.00258 | 0.00134 | 10.7267 | 12.5078 | 0.07455 | 0.00249 | 0.00136 | 10.3564 | 14.4793 | 0.06809 | 0.00228 | 0.00152 | 10.1677 | 14.5895 | 0.07361 | 0.00242 | 0.0016 | 10.3289 | 15.19 | 0.06903 | 0.00225 | 0.00135 | 10.0111 | 15.3803 | 0.06869 | 0.00223 | 0.00136 | 10.1675 | 16.3208 | 0.0655 | 0.00211 | 0.00126 | 10.0107 | 16.421 | 0.07041 | 0.00222 | 0.00132 | 10.0109 | 18.1224 | 0.0647 | 0.00207 | 0.00133 | 11.1232 | 17.4113 | 0.07502 | 0.00255 | 0.00141 | 10.9867 | 19.4629 | 0.07754 | 0.00261 | 0.00141 | 10.1371 | 21.1546 | 0.0657 | 0.00216 | 0.00135 | 11.1226 | 20.4235 | 0.07458 | 0.00251 | 0.00142 | 10.2669 | 22.3552 | 0.06431 | 0.0021 | 0.00132 | 10.7256 | 22.0547 | 0.07253 | 0.00241 | 0.0014 | 10.476 | 22.215 | 0.07244 | 0.0024 | 0.00141 | 10.1231 | 25.428 | 0.06413 | 0.0021 | 0.00131 | 10.0106 | 26.619 | 0.06311 | 0.00205 | 0.00138 | 10.4267 | 26.2584 | 0.07017 | 0.00227 | 0.00145 | 10.7636 | 26.5687 | 0.06985 | 0.00228 | 0.00145 | 10.8806 | 28.0894 | 0.06473 | 0.00212 | 0.00132 | 10.2895 | 34.0953 | 0.06213 | 0.002 | 0.00138 | 10.1005 | 34.2657 | 0.06216 | 0.002 | 0.00139 | 10.244 | 41.292 | 0.06408 | 0.00198 | 0.00148 | 10.4918 | 41.8924 | 0.06177 | 0.0019 | 0.0013 | 10.0849 | 42.2536 | 0.06193 | 0.0019 | 0.00132 | 10.3012 | 42.0631 | 0.06661 | 0.002 | 0.00136 | 10.6452 | 45.4479 | 0.07111 | 0.00209 | 0.00163 | 10.423 | 47.6924 | 0.06921 | 0.00203 | 0.00163 | 10.0676 | 49.1379 | 0.06799 | 0.00198 | 0.0015 | 10.3074 | 53.5797 | 0.06734 | 0.00192 | 0.00141 | 10.0631 | 52.3636 | 0.06834 | 0.00196 | 0.0015 | 11.0529 | 55.095 | 0.07539 | 0.00217 | 0.00157 | 10.1026 | 60.8274 | 0.07065 | 0.00201 | 0.00149 | 10.154 | 61.7187 | 0.07065 | 0.00204 | 0.00161 | 10.8185 | 63.8098 | 0.0749 | 0.00219 | 0.00151 | 10.7666 | 64.6417 | 0.07414 | 0.00216 | 0.0015 | 10.7741 | 71.0435 | 0.07674 | 0.00225 | 0.00158 | 10.6363 | 80.7379 | 0.07069 | 0.00205 | 0.00153 | 10.502 | 80.8289 | 0.07085 | 0.00205 | 0.00153
11.9048 | 0.022751 | 0.57832 | 0.02841 | 0.04045 | 12.4131 | 0.022061 | 1.25 | 0.05589 | 0.06415 | 11.6048 | 0.023172 | 1.67 | 0.06913 | 0.0722 | 11.6048 | 0.093325 | 0.41501 | 0.01715 | 0.01711 | 11.2416 | 0.095538 | 0.5225 | 0.02175 | 0.01904 | 12.8278 | 0.196 | 0.50872 | 0.02227 | 0.01381 | 11.9844 | 0.55498 | 0.24556 | 0.01013 | 0.00571 | 11.8085 | 0.56079 | 0.26352 | 0.0106 | 0.00588 | 10.8333 | 0.85774 | 0.17724 | 0.007 | 0.00391 | 10.712 | 1.1896 | 0.15131 | 0.00562 | 0.00315 | 10.6667 | 1.1926 | 0.16104 | 0.00583 | 0.00325 | 10.6283 | 1.5388 | 0.13635 | 0.00477 | 0.00275 | 10.5889 | 1.5418 | 0.14411 | 0.00493 | 0.00283 | 11.1117 | 1.4958 | 0.16424 | 0.00591 | 0.0031 | 11.8434 | 1.8019 | 0.15255 | 0.00578 | 0.00279 | 11.2545 | 2.3032 | 0.1237 | 0.00461 | 0.00231 | 11.9082 | 2.2201 | 0.14131 | 0.00536 | 0.00253 | 11.3683 | 2.2882 | 0.13814 | 0.00522 | 0.00246 | 11.4655 | 3.0996 | 0.11582 | 0.00431 | 0.00209 | 11.1185 | 3.693 | 0.1092 | 0.00396 | 0.00195 | 11.6167 | 4.0752 | 0.10681 | 0.00382 | 0.00184 | 11.2162 | 4.1522 | 0.10534 | 0.00375 | 0.00182 | 10.9471 | 5.382 | 0.08985 | 0.0031 | 0.00157 | 10.7238 | 6.0494 | 0.08767 | 0.00293 | 0.00153 | 10.8208 | 6.0224 | 0.0938 | 0.00308 | 0.00159 | 11.121 | 6.6847 | 0.08627 | 0.00281 | 0.00151 | 11.2607 | 6.6447 | 0.09744 | 0.00335 | 0.00162 | 11.2604 | 7.8215 | 0.08235 | 0.00283 | 0.0014 | 11.3753 | 7.7825 | 0.09181 | 0.00321 | 0.00149 | 11.4696 | 7.7505 | 0.10127 | 0.00353 | 0.00158 | 11.4708 | 9.1503 | 0.08771 | 0.00302 | 0.00146 | 11.0121 | 9.3335 | 0.08672 | 0.00297 | 0.00145 | 11.7776 | 9.7367 | 0.09013 | 0.00308 | 0.00144 | 11.5516 | 10.6063 | 0.08476 | 0.00286 | 0.00142 | 11.6206 | 12.0773 | 0.08219 | 0.00272 | 0.00142 | 11.2195 | 13.9986 | 0.07469 | 0.00247 | 0.00157 | 10.9498 | 14.1489 | 0.08014 | 0.00259 | 0.00164 | 11.1235 | 14.7293 | 0.07531 | 0.00243 | 0.0014 | 10.7812 | 14.9196 | 0.0749 | 0.0024 | 0.0014 | 10.9496 | 15.8401 | 0.07135 | 0.00227 | 0.00131 | 11.4408 | 15.5598 | 0.08216 | 0.00278 | 0.0014 | 11.441 | 17.221 | 0.07534 | 0.00256 | 0.0014 | 12.5136 | 16.6002 | 0.08607 | 0.003 | 0.00148 | 12.2075 | 18.6618 | 0.0874 | 0.00297 | 0.00147 | 11.4042 | 20.2331 | 0.07479 | 0.00252 | 0.00141 | 12.3585 | 19.5823 | 0.08397 | 0.00285 | 0.00147 | 11.5503 | 21.5037 | 0.07288 | 0.00244 | 0.00138 | 11.9174 | 21.2634 | 0.08121 | 0.00271 | 0.00145 | 11.64 | 21.4437 | 0.08105 | 0.00269 | 0.00146 | 11.2478 | 24.5164 | 0.07166 | 0.00236 | 0.00136 | 11.1229 | 25.6873 | 0.0703 | 0.0023 | 0.00142 | 11.4693 | 25.4069 | 0.07745 | 0.0025 | 0.00149 | 11.8399 | 25.7872 | 0.07703 | 0.0025 | 0.00149 | 11.9686 | 27.1878 | 0.07152 | 0.00233 | 0.00136 | 11.2249 | 33.2734 | 0.06771 | 0.00216 | 0.00141 | 11.0188 | 33.4539 | 0.06771 | 0.00215 | 0.00141 | 11.032 | 40.53 | 0.06867 | 0.00208 | 0.0015 | 11.2989 | 41.1904 | 0.06629 | 0.002 | 0.00132 | 10.8607 | 41.5715 | 0.06641 | 0.002 | 0.00134 | 11.037 | 41.4211 | 0.07111 | 0.0021 | 0.00138 | 11.3549 | 44.9159 | 0.07527 | 0.00217 | 0.00165 | 11.1179 | 47.2401 | 0.07317 | 0.00211 | 0.00165 | 10.6969 | 48.7154 | 0.07183 | 0.00206 | 0.00152 | 10.9137 | 53.2273 | 0.07086 | 0.00198 | 0.00143 | 10.655 | 52.021 | 0.07194 | 0.00203 | 0.00152 | 12.4345 | 54.2797 | 0.08398 | 0.00249 | 0.00161 | 11.3655 | 60.1409 | 0.07842 | 0.0023 | 0.00152 | 11.4232 | 61.012 | 0.0783 | 0.00231 | 0.00165 | 12.0206 | 63.0837 | 0.0823 | 0.00243 | 0.00155 | 11.9629 | 63.8854 | 0.08145 | 0.0024 | 0.00153 | 11.8515 | 70.4569 | 0.08337 | 0.00244 | 0.00161 | 11.6999 | 79.931 | 0.07653 | 0.00221 | 0.00155 | 11.5521 | 80.0519 | 0.07669 | 0.00222 | 0.00156
12.8968 | 0.02144 | 0.6626 | 0.03192 | 0.04599 | 13.6544 | 0.02056 | 1.47 | 0.06544 | 0.07471 | 12.4337 | 0.022032 | 1.88 | 0.07622 | 0.08056 | 12.4337 | 0.088693 | 0.46648 | 0.01891 | 0.01909 | 12.4906 | 0.088394 | 0.6245 | 0.0265 | 0.0225 | 14.2531 | 0.18129 | 0.60829 | 0.02658 | 0.01631 | 12.9831 | 0.52466 | 0.28035 | 0.01133 | 0.00644 | 12.7169 | 0.53237 | 0.29788 | 0.01173 | 0.00657 | 11.6667 | 0.81461 | 0.1997 | 0.00773 | 0.00434 | 11.4261 | 1.1396 | 0.16744 | 0.00609 | 0.00343 | 11.3333 | 1.1456 | 0.1771 | 0.00629 | 0.00352 | 11.2535 | 1.4847 | 0.14878 | 0.00511 | 0.00296 | 11.7654 | 1.4437 | 0.16929 | 0.00612 | 0.00323 | 12.5007 | 1.3887 | 0.19681 | 0.00754 | 0.0036 | 13.1593 | 1.6738 | 0.17959 | 0.00697 | 0.00319 | 12.505 | 2.1491 | 0.14481 | 0.00552 | 0.00261 | 13.099 | 2.084 | 0.16315 | 0.00622 | 0.00283 | 12.5051 | 2.1491 | 0.15932 | 0.00604 | 0.00275 | 12.5078 | 2.9475 | 0.13135 | 0.00486 | 0.0023 | 12.0451 | 3.5328 | 0.1222 | 0.00438 | 0.00211 | 12.5103 | 3.913 | 0.11857 | 0.00418 | 0.00199 | 12.079 | 3.9891 | 0.11688 | 0.00411 | 0.00196 | 11.729 | 5.1918 | 0.09874 | 0.00336 | 0.00167 | 11.4387 | 5.8572 | 0.09556 | 0.00315 | 0.00161 | 12.1733 | 5.6731 | 0.10987 | 0.00384 | 0.00176 | 12.5111 | 6.3073 | 0.10073 | 0.00349 | 0.00166 | 12.5119 | 6.3073 | 0.11195 | 0.00394 | 0.00176 | 12.5116 | 7.4211 | 0.09468 | 0.00334 | 0.00153 | 12.5128 | 7.4211 | 0.10417 | 0.00366 | 0.00161 | 12.5123 | 7.4211 | 0.11366 | 0.00395 | 0.00169 | 12.5136 | 8.7649 | 0.0982 | 0.00338 | 0.00155 | 12.0132 | 8.9451 | 0.097 | 0.00332 | 0.00154 | 12.7591 | 9.3693 | 0.09997 | 0.00338 | 0.00153 | 12.5142 | 10.2258 | 0.09378 | 0.00314 | 0.00149 | 12.5145 | 11.6768 | 0.0901 | 0.00295 | 0.00148 | 12.0825 | 13.5481 | 0.08151 | 0.00266 | 0.00161 | 12.5141 | 13.3379 | 0.09382 | 0.00325 | 0.00173 | 12.7125 | 13.9183 | 0.08844 | 0.00306 | 0.00149 | 12.3213 | 14.1086 | 0.08784 | 0.00303 | 0.00149 | 12.5139 | 14.979 | 0.08354 | 0.00286 | 0.00139 | 12.8709 | 14.7988 | 0.09455 | 0.0033 | 0.00149 | 12.8711 | 16.4099 | 0.08652 | 0.00302 | 0.00148 | 13.904 | 15.8793 | 0.09764 | 0.00342 | 0.00156 | 13.4282 | 17.9308 | 0.09768 | 0.00331 | 0.00153 | 12.6714 | 19.382 | 0.08427 | 0.00286 | 0.00147 | 13.5943 | 18.8213 | 0.09376 | 0.00317 | 0.00153 | 12.8337 | 20.6725 | 0.08179 | 0.00275 | 0.00143 | 13.1091 | 20.4923 | 0.09021 | 0.003 | 0.00151 | 12.8039 | 20.6926 | 0.08997 | 0.00298 | 0.00151 | 12.3726 | 23.6751 | 0.07945 | 0.00261 | 0.0014 | 12.2351 | 24.816 | 0.07774 | 0.00253 | 0.00146 | 12.512 | 24.6057 | 0.08496 | 0.00272 | 0.00153 | 12.9163 | 25.036 | 0.08442 | 0.00271 | 0.00153 | 13.0567 | 26.3365 | 0.07855 | 0.00254 | 0.0014 | 12.1603 | 32.4619 | 0.07342 | 0.00231 | 0.00143 | 11.937 | 32.6522 | 0.0734 | 0.0023 | 0.00144 | 11.82 | 39.7782 | 0.07335 | 0.00219 | 0.00152 | 12.106 | 40.4786 | 0.0709 | 0.00211 | 0.00134 | 11.6365 | 40.8897 | 0.07097 | 0.00211 | 0.00136 | 11.7728 | 40.7694 | 0.07568 | 0.0022 | 0.0014 | 12.0646 | 44.374 | 0.07948 | 0.00225 | 0.00167 | 11.8128 | 46.768 | 0.07717 | 0.00219 | 0.00166 | 11.3261 | 48.2832 | 0.0757 | 0.00213 | 0.00153 | 12.1264 | 52.4731 | 0.07797 | 0.00223 | 0.00146 | 11.8389 | 51.3366 | 0.07921 | 0.00228 | 0.00155 | 13.8161 | 53.4653 | 0.0927 | 0.00279 | 0.00165 | 12.6283 | 59.4156 | 0.08627 | 0.00255 | 0.00156 | 12.6925 | 60.2566 | 0.08605 | 0.00256 | 0.00168 | 13.2226 | 62.3187 | 0.08979 | 0.00266 | 0.00158 | 13.1592 | 63.1103 | 0.08885 | 0.00262 | 0.00156 | 12.9289 | 69.8013 | 0.09007 | 0.00263 | 0.00164 | 12.7636 | 79.0151 | 0.08244 | 0.00237 | 0.00157 | 12.6023 | 79.166 | 0.08259 | 0.00237 | 0.00158
13.8889 | 0.020299 | 0.75181 | 0.03551 | 0.05181 | 14.8957 | 0.019279 | 1.7 | 0.07499 | 0.08593 | 13.2626 | 0.021011 | 2.09 | 0.0834 | 0.08929 | 13.2626 | 0.08455 | 0.52055 | 0.0207 | 0.02116 | 13.7397 | 0.08236 | 0.73436 | 0.03114 | 0.02619 | 15.6784 | 0.16878 | 0.71561 | 0.03085 | 0.01899 | 13.9818 | 0.49794 | 0.31708 | 0.01254 | 0.00721 | 13.6252 | 0.50715 | 0.33402 | 0.01287 | 0.00729 | 12.5 | 0.77639 | 0.22331 | 0.00847 | 0.00479 | 12.1403 | 1.0935 | 0.18426 | 0.00657 | 0.00372 | 12 | 1.1025 | 0.19381 | 0.00675 | 0.0038 | 12.5039 | 1.3887 | 0.17494 | 0.00635 | 0.00338 | 13.2361 | 1.3396 | 0.20307 | 0.00781 | 0.00376 | 13.8897 | 1.2986 | 0.23177 | 0.00907 | 0.00414 | 14.4752 | 1.5658 | 0.20859 | 0.00812 | 0.00361 | 13.7555 | 2.015 | 0.16737 | 0.00641 | 0.00293 | 14.2898 | 1.9629 | 0.18637 | 0.00706 | 0.00315 | 13.6419 | 2.027 | 0.18182 | 0.00686 | 0.00305 | 13.5501 | 2.8124 | 0.14766 | 0.0054 | 0.00251 | 12.9716 | 3.3867 | 0.13578 | 0.0048 | 0.00227 | 13.4039 | 3.7649 | 0.13081 | 0.00454 | 0.00214 | 12.9417 | 3.84 | 0.12887 | 0.00446 | 0.0021 | 12.5109 | 5.0166 | 0.10794 | 0.00361 | 0.00177 | 12.8685 | 5.5109 | 0.11209 | 0.00394 | 0.00179 | 13.5259 | 5.3668 | 0.12689 | 0.00455 | 0.00193 | 13.9012 | 5.971 | 0.11604 | 0.00413 | 0.00182 | 13.7631 | 6.0031 | 0.12722 | 0.00451 | 0.00191 | 13.7627 | 7.0687 | 0.10765 | 0.00382 | 0.00165 | 13.6503 | 7.0988 | 0.11712 | 0.00411 | 0.00173 | 13.5549 | 7.1239 | 0.12658 | 0.00436 | 0.00181 | 13.5564 | 8.4166 | 0.10914 | 0.00372 | 0.00165 | 13.0143 | 8.5938 | 0.10771 | 0.00366 | 0.00163 | 13.7406 | 9.034 | 0.11018 | 0.00369 | 0.00162 | 13.4768 | 9.8665 | 0.10314 | 0.00342 | 0.00157 | 14.3023 | 10.9561 | 0.10671 | 0.00379 | 0.00162 | 13.8086 | 12.7372 | 0.09581 | 0.00335 | 0.00171 | 14.0783 | 12.6171 | 0.10831 | 0.00385 | 0.00183 | 14.3016 | 13.2075 | 0.10229 | 0.00365 | 0.00159 | 13.8615 | 13.3977 | 0.10151 | 0.00361 | 0.00159 | 14.0781 | 14.2181 | 0.09642 | 0.0034 | 0.00149 | 14.301 | 14.118 | 0.10755 | 0.00378 | 0.00158 | 14.3012 | 15.6791 | 0.09823 | 0.00345 | 0.00156 | 15.2943 | 15.2186 | 0.10973 | 0.00383 | 0.00164 | 14.649 | 17.26 | 0.10836 | 0.00365 | 0.0016 | 13.9385 | 18.611 | 0.09416 | 0.00319 | 0.00153 | 14.8302 | 18.1105 | 0.10394 | 0.00349 | 0.00159 | 14.117 | 19.8715 | 0.09106 | 0.00305 | 0.00149 | 14.3009 | 19.7514 | 0.09954 | 0.00328 | 0.00156 | 13.9679 | 19.9617 | 0.09921 | 0.00326 | 0.00157 | 13.4974 | 22.884 | 0.08753 | 0.00286 | 0.00145 | 13.3474 | 23.9948 | 0.08544 | 0.00276 | 0.00151 | 13.5547 | 23.8447 | 0.09272 | 0.00294 | 0.00157 | 13.9926 | 24.3049 | 0.09204 | 0.00292 | 0.00158 | 14.1447 | 25.5254 | 0.08579 | 0.00274 | 0.00144 | 13.0957 | 31.6805 | 0.07928 | 0.00245 | 0.00146 | 12.8552 | 31.8808 | 0.07922 | 0.00245 | 0.00147 | 12.608 | 39.0367 | 0.07812 | 0.00229 | 0.00154 | 12.913 | 39.767 | 0.07558 | 0.00222 | 0.00137 | 12.4122 | 40.2081 | 0.0756 | 0.00221 | 0.00138 | 12.5086 | 40.1279 | 0.08033 | 0.0023 | 0.00143 | 12.7743 | 43.8124 | 0.08374 | 0.00233 | 0.00168 | 12.5076 | 46.2662 | 0.0812 | 0.00227 | 0.00168 | 12.5846 | 47.4194 | 0.08355 | 0.00241 | 0.00157 | 13.6422 | 51.459 | 0.08701 | 0.00257 | 0.00151 | 13.3188 | 50.462 | 0.08844 | 0.00263 | 0.0016 | 15.1977 | 52.6417 | 0.10155 | 0.00306 | 0.00169 | 13.8911 | 58.6712 | 0.09423 | 0.00279 | 0.0016 | 13.9617 | 59.4421 | 0.0939 | 0.0028 | 0.00171 | 14.4247 | 61.5244 | 0.09738 | 0.00287 | 0.00162 | 14.3554 | 62.3059 | 0.09634 | 0.00283 | 0.0016 | 14.0063 | 69.1066 | 0.09683 | 0.0028 | 0.00167 | 13.8272 | 78.0201 | 0.08842 | 0.00252 | 0.0016 | 13.6525 | 78.1909 | 0.08856 | 0.00252 | 0.00161
14.881 | 0.019289 | 0.84588 | 0.03917 | 0.05792 | 16.137 | 0.018159 | 1.95 | 0.0846 | 0.09779 | 14.9204 | 0.01925 | 2.56 | 0.10846 | 0.10784 | 14.9204 | 0.077456 | 0.6363 | 0.02693 | 0.02556 | 14.9888 | 0.077197 | 0.85191 | 0.03574 | 0.03012 | 17.1038 | 0.15808 | 0.83051 | 0.03513 | 0.02184 | 14.9805 | 0.47423 | 0.35571 | 0.01376 | 0.00801 | 14.5336 | 0.48454 | 0.37189 | 0.01401 | 0.00805 | 13.3333 | 0.74206 | 0.24805 | 0.00921 | 0.00526 | 12.8544 | 1.0525 | 0.20176 | 0.00706 | 0.00403 | 13.3333 | 1.0265 | 0.22911 | 0.00845 | 0.0044 | 14.0669 | 1.2886 | 0.21005 | 0.00811 | 0.00395 | 14.7067 | 1.2516 | 0.23933 | 0.0094 | 0.00433 | 15.2786 | 1.2216 | 0.26905 | 0.01054 | 0.0047 | 15.7911 | 1.4727 | 0.23952 | 0.00927 | 0.00406 | 15.006 | 1.8969 | 0.19139 | 0.00728 | 0.00327 | 15.4806 | 1.8559 | 0.21097 | 0.0079 | 0.00349 | 14.7788 | 1.9179 | 0.20564 | 0.00767 | 0.00337 | 14.5925 | 2.6903 | 0.16473 | 0.00594 | 0.00273 | 13.8982 | 3.2536 | 0.14992 | 0.00522 | 0.00245 | 14.2975 | 3.6288 | 0.14351 | 0.0049 | 0.00229 | 13.8045 | 3.7029 | 0.14133 | 0.00481 | 0.00225 | 14.0748 | 4.7034 | 0.12728 | 0.00455 | 0.00199 | 14.2984 | 5.2076 | 0.12962 | 0.00467 | 0.00198 | 14.8785 | 5.0946 | 0.14486 | 0.00523 | 0.00212 | 15.2914 | 5.6678 | 0.13219 | 0.00473 | 0.00198 | 15.0143 | 5.7258 | 0.14324 | 0.00506 | 0.00207 | 15.0139 | 6.7525 | 0.12125 | 0.00429 | 0.00179 | 14.7879 | 6.8075 | 0.13063 | 0.00454 | 0.00186 | 14.5976 | 6.8546 | 0.14002 | 0.00477 | 0.00193 | 14.5991 | 8.0993 | 0.12051 | 0.00407 | 0.00175 | 14.0154 | 8.2735 | 0.11885 | 0.00399 | 0.00173 | 15.7035 | 8.4414 | 0.13169 | 0.0048 | 0.0018 | 15.4021 | 9.2359 | 0.12282 | 0.00442 | 0.00173 | 16.0901 | 10.3255 | 0.12438 | 0.00455 | 0.00175 | 15.5347 | 12.0165 | 0.11101 | 0.00399 | 0.00182 | 15.6426 | 11.9665 | 0.1236 | 0.00443 | 0.00193 | 15.8907 | 12.5768 | 0.11687 | 0.0042 | 0.00169 | 15.4017 | 12.757 | 0.11588 | 0.00415 | 0.00169 | 15.6424 | 13.5274 | 0.10997 | 0.00391 | 0.00159 | 15.7311 | 13.4974 | 0.12116 | 0.00425 | 0.00167 | 15.7314 | 15.0183 | 0.11047 | 0.00387 | 0.00164 | 16.6847 | 14.6079 | 0.12233 | 0.00423 | 0.00172 | 15.8697 | 16.6393 | 0.11944 | 0.00398 | 0.00167 | 15.2057 | 17.9102 | 0.10445 | 0.00352 | 0.00159 | 16.066 | 17.4497 | 0.1145 | 0.0038 | 0.00166 | 15.4004 | 19.1006 | 0.10071 | 0.00335 | 0.00155 | 15.4926 | 19.0406 | 0.10923 | 0.00356 | 0.00162 | 15.1319 | 19.2509 | 0.1088 | 0.00354 | 0.00162 | 14.6222 | 22.143 | 0.09587 | 0.0031 | 0.0015 | 14.4597 | 23.2238 | 0.0934 | 0.00299 | 0.00155 | 14.5973 | 23.1337 | 0.10072 | 0.00315 | 0.00161 | 15.069 | 23.604 | 0.09988 | 0.00313 | 0.00162 | 15.2328 | 24.7645 | 0.09327 | 0.00294 | 0.00148 | 14.0311 | 30.9193 | 0.08528 | 0.0026 | 0.00149 | 13.7735 | 31.1296 | 0.08518 | 0.00259 | 0.0015 | 13.396 | 38.3053 | 0.08298 | 0.0024 | 0.00157 | 13.7201 | 39.0656 | 0.08034 | 0.00232 | 0.00139 | 13.188 | 39.5266 | 0.08031 | 0.00231 | 0.0014 | 13.2444 | 39.4866 | 0.08504 | 0.0024 | 0.00145 | 14.1937 | 42.6795 | 0.09243 | 0.00264 | 0.00172 | 13.8974 | 45.233 | 0.08942 | 0.00255 | 0.00172 | 14.1576 | 46.3256 | 0.09357 | 0.0028 | 0.00162 | 15.1579 | 50.3855 | 0.09623 | 0.00289 | 0.00155 | 14.7987 | 49.5684 | 0.09783 | 0.00295 | 0.00164 | 16.5793 | 51.7987 | 0.11054 | 0.00332 | 0.00173 | 15.154 | 57.8874 | 0.10229 | 0.00302 | 0.00163 | 15.231 | 58.5784 | 0.10186 | 0.00302 | 0.00175 | 15.6267 | 60.7008 | 0.10506 | 0.00307 | 0.00165 | 15.5517 | 61.4821 | 0.10392 | 0.00303 | 0.00163 | 15.0837 | 68.3724 | 0.10366 | 0.00296 | 0.0017 | 14.8908 | 76.9657 | 0.09448 | 0.00266 | 0.00162 | 14.7027 | 77.1565 | 0.0946 | 0.00266 | 0.00163
15.873 | 0.018388 | 0.94475 | 0.04292 | 0.06431 | 17.3784 | 0.017178 | 2.22 | 0.09432 | 0.11028 | 16.5782 | 0.017799 | 3.07 | 0.13223 | 0.12783 | 16.5782 | 0.071583 | 0.76211 | 0.03284 | 0.03031 | 16.2378 | 0.072705 | 0.97703 | 0.04036 | 0.03427 | 18.5291 | 0.14887 | 0.95288 | 0.03944 | 0.02486 | 15.9792 | 0.45282 | 0.39623 | 0.01499 | 0.00885 | 15.4419 | 0.46402 | 0.41149 | 0.01517 | 0.00883 | 14.1667 | 0.71104 | 0.2739 | 0.00996 | 0.00575 | 14.2827 | 0.97976 | 0.23875 | 0.00885 | 0.00467 | 15 | 0.94715 | 0.27673 | 0.01088 | 0.00519 | 15.6299 | 1.2036 | 0.24776 | 0.00976 | 0.00455 | 16.1774 | 1.1765 | 0.27801 | 0.01092 | 0.00493 | 16.6676 | 1.1545 | 0.3086 | 0.01198 | 0.00529 | 17.1071 | 1.3927 | 0.27231 | 0.01041 | 0.00454 | 16.2565 | 1.7918 | 0.21686 | 0.00816 | 0.00362 | 16.6714 | 1.7598 | 0.23696 | 0.00875 | 0.00384 | 15.9156 | 1.8199 | 0.23078 | 0.00849 | 0.00371 | 15.6348 | 2.5792 | 0.18256 | 0.00648 | 0.00296 | 14.8247 | 3.1305 | 0.16464 | 0.00564 | 0.00262 | 16.0846 | 3.3836 | 0.17032 | 0.00622 | 0.00261 | 15.5301 | 3.4567 | 0.16759 | 0.00611 | 0.00256 | 15.6387 | 4.4292 | 0.14786 | 0.00542 | 0.00222 | 15.7282 | 4.9384 | 0.14815 | 0.00538 | 0.00217 | 16.2311 | 4.8494 | 0.16376 | 0.00589 | 0.00231 | 16.6815 | 5.3926 | 0.14918 | 0.00532 | 0.00216 | 16.2655 | 5.4727 | 0.16002 | 0.0056 | 0.00223 | 16.265 | 6.4672 | 0.13546 | 0.00475 | 0.00193 | 15.9254 | 6.5423 | 0.1447 | 0.00497 | 0.00199 | 16.683 | 6.3772 | 0.16844 | 0.00626 | 0.00218 | 16.6847 | 7.5388 | 0.14456 | 0.00532 | 0.00196 | 16.0176 | 7.709 | 0.14238 | 0.00522 | 0.00193 | 17.6665 | 7.929 | 0.15466 | 0.00581 | 0.002 | 17.3274 | 8.6874 | 0.1438 | 0.00534 | 0.00191 | 17.8779 | 9.765 | 0.14309 | 0.00527 | 0.0019 | 17.2607 | 11.3759 | 0.12708 | 0.00461 | 0.00193 | 17.2069 | 11.396 | 0.13969 | 0.00499 | 0.00203 | 17.4797 | 11.9963 | 0.13217 | 0.00473 | 0.0018 | 16.9418 | 12.1865 | 0.13095 | 0.00467 | 0.0018 | 17.2066 | 12.9068 | 0.12418 | 0.00441 | 0.00169 | 17.1612 | 12.9268 | 0.13539 | 0.00471 | 0.00177 | 17.1615 | 14.4077 | 0.12324 | 0.00428 | 0.00172 | 18.0751 | 14.0374 | 0.13545 | 0.00463 | 0.00181 | 17.0905 | 16.0588 | 0.13094 | 0.0043 | 0.00174 | 16.4728 | 17.2495 | 0.11514 | 0.00383 | 0.00166 | 17.3019 | 16.8491 | 0.12546 | 0.00411 | 0.00172 | 16.6838 | 18.3599 | 0.11074 | 0.00364 | 0.00161 | 16.6843 | 18.36 | 0.11928 | 0.00384 | 0.00168 | 16.2959 | 18.5802 | 0.11873 | 0.00381 | 0.00168 | 15.747 | 21.4422 | 0.10449 | 0.00333 | 0.00155 | 15.572 | 22.5029 | 0.10161 | 0.00321 | 0.0016 | 15.64 | 22.4629 | 0.10896 | 0.00337 | 0.00166 | 16.1454 | 22.9231 | 0.10796 | 0.00334 | 0.00166 | 16.3208 | 24.0336 | 0.10097 | 0.00314 | 0.00152 | 14.9666 | 30.1882 | 0.09143 | 0.00275 | 0.00152 | 14.6917 | 30.3986 | 0.09129 | 0.00274 | 0.00153 | 14.184 | 37.5941 | 0.08793 | 0.0025 | 0.00159 | 14.5271 | 38.3744 | 0.08519 | 0.00242 | 0.00141 | 13.9638 | 38.8553 | 0.0851 | 0.00241 | 0.00143 | 14.7159 | 38.2142 | 0.09472 | 0.00277 | 0.00149 | 15.9679 | 41.2366 | 0.10363 | 0.00309 | 0.00177 | 15.6346 | 43.8998 | 0.09996 | 0.00296 | 0.00177 | 15.7307 | 45.2225 | 0.10384 | 0.00316 | 0.00166 | 16.6737 | 49.2727 | 0.10566 | 0.00318 | 0.00159 | 16.2785 | 48.6553 | 0.10739 | 0.00325 | 0.00168 | 17.961 | 50.9361 | 0.11969 | 0.00356 | 0.00176 | 16.4168 | 57.0742 | 0.11046 | 0.00324 | 0.00167 | 16.5002 | 57.6651 | 0.10994 | 0.00323 | 0.00178 | 16.8288 | 59.8476 | 0.11285 | 0.00327 | 0.00168 | 16.748 | 60.6489 | 0.11161 | 0.00323 | 0.00166 | 16.1611 | 67.5988 | 0.11057 | 0.00312 | 0.00172 | 15.9545 | 75.8619 | 0.10063 | 0.0028 | 0.00164 | 15.7529 | 76.0726 | 0.10073 | 0.0028 | 0.00165
16.8651 | 0.017568 | 1.05 | 0.04674 | 0.07098 | 18.6197 | 0.016318 | 2.5 | 0.10418 | 0.12338 | 18.2361 | 0.016568 | 3.61 | 0.15551 | 0.1492 | 18.2361 | 0.06664 | 0.89774 | 0.03864 | 0.0354 | 17.4869 | 0.068772 | 1.11 | 0.045 | 0.03865 | 19.9544 | 0.14077 | 1.08 | 0.0438 | 0.02804 | 16.9779 | 0.4334 | 0.43861 | 0.01624 | 0.00972 | 16.3503 | 0.44541 | 0.45279 | 0.01634 | 0.00965 | 15 | 0.68293 | 0.30085 | 0.01072 | 0.00625 | 16.068 | 0.90282 | 0.28867 | 0.01139 | 0.00552 | 16.6667 | 0.87991 | 0.32816 | 0.01316 | 0.00604 | 17.1929 | 1.1305 | 0.28801 | 0.01136 | 0.00519 | 17.6481 | 1.1115 | 0.31907 | 0.01243 | 0.00556 | 18.0566 | 1.0945 | 0.35039 | 0.01341 | 0.00591 | 18.423 | 1.3216 | 0.30692 | 0.01154 | 0.00503 | 17.507 | 1.6978 | 0.24379 | 0.00904 | 0.004 | 17.8622 | 1.6728 | 0.26433 | 0.0096 | 0.00421 | 17.0524 | 1.7308 | 0.25725 | 0.00931 | 0.00406 | 16.6771 | 2.4772 | 0.20114 | 0.00701 | 0.0032 | 16.6778 | 2.9114 | 0.19576 | 0.00718 | 0.003 | 17.8718 | 3.1705 | 0.199 | 0.00746 | 0.00295 | 17.2557 | 3.2405 | 0.19565 | 0.00731 | 0.00288 | 17.2026 | 4.188 | 0.16967 | 0.00626 | 0.00246 | 17.1581 | 4.6953 | 0.16765 | 0.00606 | 0.00238 | 17.5837 | 4.6272 | 0.18358 | 0.00654 | 0.00251 | 18.0716 | 5.1424 | 0.16701 | 0.00591 | 0.00234 | 17.5166 | 5.2395 | 0.17756 | 0.00614 | 0.0024 | 17.5162 | 6.207 | 0.15029 | 0.00521 | 0.00207 | 18.2004 | 6.0729 | 0.17452 | 0.00654 | 0.00227 | 18.7684 | 5.9669 | 0.1989 | 0.00762 | 0.00245 | 18.7703 | 7.0555 | 0.17032 | 0.00647 | 0.00218 | 18.0198 | 7.2216 | 0.16757 | 0.00633 | 0.00215 | 19.6294 | 7.4756 | 0.17907 | 0.00677 | 0.0022 | 19.2526 | 8.2 | 0.16606 | 0.00621 | 0.00209 | 19.6657 | 9.2606 | 0.16285 | 0.00598 | 0.00206 | 18.9868 | 10.7954 | 0.14404 | 0.0052 | 0.00205 | 18.7711 | 10.8655 | 0.15658 | 0.00554 | 0.00215 | 19.0688 | 11.4758 | 0.14818 | 0.00526 | 0.00192 | 18.482 | 11.666 | 0.14671 | 0.00519 | 0.00191 | 18.7708 | 12.3463 | 0.13906 | 0.00489 | 0.0018 | 18.5913 | 12.4064 | 0.15022 | 0.00517 | 0.00188 | 18.5916 | 13.8472 | 0.13655 | 0.00468 | 0.00181 | 19.4655 | 13.5169 | 0.14909 | 0.00502 | 0.0019 | 18.3112 | 15.5182 | 0.14284 | 0.00463 | 0.00181 | 17.7399 | 16.6389 | 0.12623 | 0.00415 | 0.00172 | 18.5377 | 16.2786 | 0.13681 | 0.00442 | 0.00179 | 17.9671 | 17.6593 | 0.12117 | 0.00394 | 0.00168 | 17.8761 | 17.7094 | 0.1297 | 0.00412 | 0.00174 | 17.4599 | 17.9396 | 0.12902 | 0.00409 | 0.00174 | 16.8718 | 20.7815 | 0.11339 | 0.00357 | 0.0016 | 16.6843 | 21.8222 | 0.11009 | 0.00343 | 0.00164 | 16.6827 | 21.8222 | 0.11744 | 0.00358 | 0.0017 | 17.2217 | 22.2724 | 0.11628 | 0.00355 | 0.00171 | 17.4089 | 23.3529 | 0.1089 | 0.00334 | 0.00156 | 15.902 | 29.4773 | 0.09773 | 0.00289 | 0.00155 | 15.6099 | 29.6976 | 0.09754 | 0.00288 | 0.00156 | 15.7599 | 36.202 | 0.09811 | 0.00289 | 0.00163 | 16.1413 | 37.0023 | 0.09517 | 0.00281 | 0.00146 | 15.5153 | 37.5331 | 0.09494 | 0.00279 | 0.00147 | 16.5554 | 36.6619 | 0.10727 | 0.00329 | 0.00155 | 17.7421 | 39.7943 | 0.11522 | 0.0035 | 0.00182 | 17.3717 | 42.5472 | 0.11082 | 0.00334 | 0.00182 | 17.3038 | 44.0999 | 0.11435 | 0.0035 | 0.00171 | 18.1895 | 48.1303 | 0.11531 | 0.00347 | 0.00163 | 17.7584 | 47.7127 | 0.11714 | 0.00353 | 0.00173 | 19.3426 | 50.0438 | 0.12899 | 0.0038 | 0.0018 | 17.6796 | 56.2415 | 0.11875 | 0.00345 | 0.0017 | 17.7695 | 56.7223 | 0.11815 | 0.00344 | 0.00182 | 18.0308 | 58.9848 | 0.12076 | 0.00346 | 0.00172 | 17.9443 | 59.786 | 0.11941 | 0.00341 | 0.0017 | 17.2386 | 66.7956 | 0.11756 | 0.00328 | 0.00175 | 17.0181 | 74.7386 | 0.10687 | 0.00294 | 0.00167 | 16.8031 | 74.9692 | 0.10695 | 0.00294 | 0.00167
17.8571 | 0.016837 | 1.16 | 0.05066 | 0.07792 | 19.861 | 0.015547 | 2.79 | 0.11419 | 0.13709 | 19.8939 | 0.015528 | 4.19 | 0.17867 | 0.17192 | 19.8939 | 0.062408 | 1.04 | 0.0444 | 0.04081 | 19.985 | 0.062199 | 1.4 | 0.06149 | 0.04805 | 21.3797 | 0.13356 | 1.22 | 0.04821 | 0.03139 | 17.9766 | 0.41569 | 0.48284 | 0.01749 | 0.01063 | 18.167 | 0.41249 | 0.54041 | 0.02067 | 0.01137 | 16.6667 | 0.6335 | 0.35795 | 0.01352 | 0.00732 | 17.8533 | 0.83778 | 0.34266 | 0.01379 | 0.00643 | 18.3333 | 0.82197 | 0.38338 | 0.01538 | 0.00694 | 18.7559 | 1.0665 | 0.33077 | 0.01292 | 0.00586 | 19.1188 | 1.0525 | 0.3625 | 0.01392 | 0.00622 | 19.4455 | 1.0405 | 0.39441 | 0.01484 | 0.00656 | 19.7389 | 1.2596 | 0.34331 | 0.01268 | 0.00556 | 18.7575 | 1.6137 | 0.27216 | 0.00992 | 0.00439 | 19.0531 | 1.5947 | 0.29308 | 0.01046 | 0.0046 | 18.1893 | 1.6508 | 0.28503 | 0.01014 | 0.00443 | 18.7617 | 2.2961 | 0.24053 | 0.009 | 0.0037 | 18.5309 | 2.7212 | 0.22913 | 0.00863 | 0.00339 | 19.659 | 2.9814 | 0.22955 | 0.00865 | 0.00331 | 18.9812 | 3.0504 | 0.22553 | 0.00847 | 0.00323 | 18.7664 | 3.9708 | 0.1927 | 0.00708 | 0.00271 | 18.5879 | 4.4751 | 0.18815 | 0.00674 | 0.00259 | 18.9363 | 4.4241 | 0.20434 | 0.00719 | 0.00272 | 19.4617 | 4.9122 | 0.18571 | 0.00649 | 0.00253 | 20.019 | 4.8262 | 0.21493 | 0.00813 | 0.00275 | 20.0185 | 5.7447 | 0.18176 | 0.00687 | 0.00237 | 20.4755 | 5.6667 | 0.20655 | 0.00798 | 0.00256 | 20.8538 | 5.6046 | 0.2314 | 0.00892 | 0.00274 | 20.8559 | 6.6301 | 0.1978 | 0.00756 | 0.00242 | 20.022 | 6.7943 | 0.19439 | 0.0074 | 0.00238 | 21.5923 | 7.0693 | 0.20491 | 0.00771 | 0.00242 | 21.1779 | 7.7617 | 0.18961 | 0.00706 | 0.00229 | 21.4535 | 8.8032 | 0.18366 | 0.00668 | 0.00222 | 20.7129 | 10.285 | 0.16187 | 0.00579 | 0.00217 | 20.3354 | 10.3851 | 0.17426 | 0.00609 | 0.00227 | 20.6579 | 10.9954 | 0.16491 | 0.00578 | 0.00204 | 20.0222 | 11.1856 | 0.16316 | 0.0057 | 0.00203 | 20.3351 | 11.8259 | 0.15462 | 0.00537 | 0.00191 | 20.0215 | 11.926 | 0.16567 | 0.00562 | 0.00198 | 20.0217 | 13.3167 | 0.15039 | 0.00508 | 0.0019 | 20.8559 | 13.0265 | 0.16325 | 0.00542 | 0.00199 | 19.532 | 15.0078 | 0.15515 | 0.00495 | 0.00189 | 19.0071 | 16.0684 | 0.13773 | 0.00446 | 0.0018 | 19.7736 | 15.7381 | 0.14855 | 0.00473 | 0.00186 | 19.2505 | 17.0087 | 0.13201 | 0.00423 | 0.00174 | 19.0678 | 17.0989 | 0.14049 | 0.0044 | 0.00181 | 18.6239 | 17.3191 | 0.13968 | 0.00436 | 0.00181 | 17.9965 | 20.1608 | 0.12257 | 0.0038 | 0.00165 | 17.7966 | 21.1815 | 0.11883 | 0.00365 | 0.00169 | 17.7253 | 21.2216 | 0.12617 | 0.00379 | 0.00175 | 18.2981 | 21.6518 | 0.12483 | 0.00375 | 0.00176 | 18.497 | 22.6922 | 0.11706 | 0.00354 | 0.00161 | 16.8374 | 28.7864 | 0.10418 | 0.00303 | 0.00159 | 16.5282 | 29.0167 | 0.10394 | 0.00302 | 0.00159 | 17.7299 | 34.5498 | 0.11139 | 0.00345 | 0.00169 | 18.1589 | 35.3601 | 0.10815 | 0.00336 | 0.00152 | 17.4547 | 35.9208 | 0.10774 | 0.00333 | 0.00153 | 18.3949 | 35.1699 | 0.12035 | 0.00378 | 0.00161 | 19.5163 | 38.3723 | 0.12724 | 0.0039 | 0.00187 | 19.1089 | 41.185 | 0.12205 | 0.0037 | 0.00187 | 18.8768 | 42.9777 | 0.12514 | 0.00382 | 0.00176 | 19.7053 | 46.9682 | 0.12519 | 0.00374 | 0.00167 | 19.2383 | 46.7405 | 0.12709 | 0.00381 | 0.00177 | 20.7242 | 49.1418 | 0.13846 | 0.00403 | 0.00184 | 18.9425 | 55.389 | 0.12716 | 0.00365 | 0.00174 | 19.0387 | 55.7398 | 0.1265 | 0.00364 | 0.00185 | 19.2329 | 58.0924 | 0.12878 | 0.00364 | 0.00175 | 19.1406 | 58.9235 | 0.12733 | 0.00359 | 0.00173 | 19.3934 | 65.1102 | 0.13181 | 0.00385 | 0.00181 | 19.1454 | 72.4629 | 0.11963 | 0.00346 | 0.00171 | 18.9035 | 72.7235 | 0.11967 | 0.00345 | 0.00172
19.8413 | 0.015557 | 1.39 | 0.06299 | 0.0926 | 22.3436 | 0.014227 | 3.42 | 0.1485 | 0.1663 | 21.5517 | 0.014617 | 4.82 | 0.2019 | 0.19596 | 21.5517 | 0.058746 | 1.2 | 0.05018 | 0.04653 | 22.4831 | 0.056896 | 1.71 | 0.07691 | 0.0583 | 22.805 | 0.12716 | 1.36 | 0.05267 | 0.03489 | 19.974 | 0.38458 | 0.57676 | 0.02214 | 0.01254 | 20.4378 | 0.37798 | 0.6593 | 0.02684 | 0.01368 | 18.75 | 0.58187 | 0.43528 | 0.01751 | 0.00876 | 19.6386 | 0.78175 | 0.40069 | 0.01613 | 0.00741 | 20 | 0.77135 | 0.44235 | 0.01757 | 0.0079 | 20.3188 | 1.0084 | 0.37606 | 0.01448 | 0.00656 | 20.5894 | 0.99914 | 0.40829 | 0.01541 | 0.00691 | 20.8345 | 0.99074 | 0.44067 | 0.01628 | 0.00724 | 21.0548 | 1.2045 | 0.38143 | 0.01383 | 0.0061 | 20.008 | 1.5377 | 0.30198 | 0.01082 | 0.0048 | 21.4347 | 1.4597 | 0.35466 | 0.01368 | 0.00543 | 20.4629 | 1.5117 | 0.3445 | 0.01324 | 0.00521 | 20.8464 | 2.138 | 0.28293 | 0.01086 | 0.00424 | 20.384 | 2.5551 | 0.26476 | 0.01003 | 0.00382 | 21.4462 | 2.8143 | 0.26198 | 0.00982 | 0.00369 | 20.7068 | 2.8813 | 0.25721 | 0.00961 | 0.00359 | 20.3303 | 3.7757 | 0.21697 | 0.00789 | 0.00297 | 20.0177 | 4.274 | 0.20963 | 0.00741 | 0.00281 | 21.6415 | 4.0658 | 0.24865 | 0.00957 | 0.00317 | 22.242 | 4.509 | 0.22563 | 0.00863 | 0.00292 | 22.5214 | 4.473 | 0.25538 | 0.00997 | 0.00314 | 22.5208 | 5.3424 | 0.21568 | 0.00841 | 0.0027 | 22.7505 | 5.3074 | 0.24081 | 0.00936 | 0.00287 | 22.9391 | 5.2794 | 0.26594 | 0.01019 | 0.00304 | 22.9415 | 6.2509 | 0.22698 | 0.00863 | 0.00267 | 22.0242 | 6.413 | 0.22286 | 0.00844 | 0.00262 | 23.5553 | 6.6991 | 0.23222 | 0.00864 | 0.00265 | 23.1031 | 7.3624 | 0.21447 | 0.00791 | 0.00249 | 23.2413 | 8.3859 | 0.20553 | 0.00737 | 0.00239 | 22.4389 | 9.8087 | 0.18058 | 0.00638 | 0.00231 | 21.8996 | 9.9508 | 0.19274 | 0.00664 | 0.00239 | 22.2469 | 10.5451 | 0.18236 | 0.00629 | 0.00217 | 21.5623 | 10.7352 | 0.18031 | 0.0062 | 0.00215 | 21.8993 | 11.3355 | 0.17085 | 0.00585 | 0.00203 | 21.4516 | 11.4756 | 0.18174 | 0.00607 | 0.00209 | 21.4519 | 12.8163 | 0.16477 | 0.00548 | 0.002 | 22.2463 | 12.5561 | 0.17794 | 0.00581 | 0.00209 | 20.7527 | 14.5274 | 0.16787 | 0.00527 | 0.00197 | 20.2742 | 15.5279 | 0.14962 | 0.00478 | 0.00187 | 21.0094 | 15.2377 | 0.16068 | 0.00504 | 0.00194 | 20.5339 | 16.3883 | 0.14327 | 0.00453 | 0.00181 | 20.2596 | 16.5184 | 0.15167 | 0.00468 | 0.00187 | 19.7879 | 16.7386 | 0.15071 | 0.00464 | 0.00187 | 19.1213 | 19.5603 | 0.13203 | 0.00403 | 0.00171 | 18.9088 | 20.5709 | 0.12783 | 0.00387 | 0.00174 | 18.768 | 20.641 | 0.13515 | 0.004 | 0.0018 | 19.3744 | 21.0512 | 0.13363 | 0.00396 | 0.0018 | 19.585 | 22.0616 | 0.12545 | 0.00374 | 0.00165 | 18.7082 | 27.485 | 0.11754 | 0.00358 | 0.00165 | 18.3646 | 27.7153 | 0.11719 | 0.00356 | 0.00166 | 19.6999 | 32.9981 | 0.12531 | 0.00398 | 0.00175 | 20.1766 | 33.7783 | 0.12175 | 0.00388 | 0.00158 | 19.3941 | 34.379 | 0.1211 | 0.00383 | 0.00159 | 20.2344 | 33.7383 | 0.13399 | 0.00425 | 0.00167 | 21.2905 | 36.9907 | 0.13971 | 0.00428 | 0.00193 | 20.8461 | 39.8531 | 0.13364 | 0.00405 | 0.00192 | 20.4499 | 41.8558 | 0.13622 | 0.00413 | 0.00181 | 21.2211 | 45.8065 | 0.13531 | 0.00401 | 0.00171 | 20.7182 | 45.7486 | 0.13724 | 0.00407 | 0.00181 | 22.1058 | 48.2101 | 0.14811 | 0.00426 | 0.00188 | 20.2053 | 54.5069 | 0.13571 | 0.00385 | 0.00178 | 20.308 | 54.7376 | 0.13501 | 0.00384 | 0.00188 | 21.637 | 56.2782 | 0.14521 | 0.00433 | 0.00182 | 21.5332 | 57.1493 | 0.14352 | 0.00427 | 0.0018 | 21.5482 | 63.3558 | 0.14643 | 0.00438 | 0.00187 | 21.2726 | 70.2182 | 0.1328 | 0.00393 | 0.00176 | 21.0039 | 70.4988 | 0.13279 | 0.00392 | 0.00177
22.3214 | 0.014236 | 1.7 | 0.08043 | 0.11241 | 24.8262 | 0.013136 | 4.1 | 0.18118 | 0.19781 | 23.2095 | 0.013817 | 5.48 | 0.22532 | 0.22129 | 23.2095 | 0.055534 | 1.36 | 0.05601 | 0.05257 | 24.9813 | 0.052524 | 2.05 | 0.09196 | 0.06936 | 24.2303 | 0.12146 | 1.51 | 0.0572 | 0.03854 | 22.4708 | 0.35166 | 0.70442 | 0.02878 | 0.01512 | 22.7087 | 0.34886 | 0.7886 | 0.03267 | 0.01618 | 20.8333 | 0.53854 | 0.51915 | 0.02128 | 0.0103 | 21.424 | 0.73282 | 0.46272 | 0.01845 | 0.00845 | 21.6667 | 0.72672 | 0.50507 | 0.01977 | 0.00891 | 21.8818 | 0.95591 | 0.42388 | 0.01605 | 0.0073 | 22.0601 | 0.95021 | 0.45649 | 0.01691 | 0.00763 | 22.2235 | 0.94501 | 0.4892 | 0.01773 | 0.00795 | 23.6867 | 1.1085 | 0.46273 | 0.01808 | 0.00725 | 22.509 | 1.4066 | 0.36586 | 0.01417 | 0.00568 | 23.8163 | 1.3476 | 0.42165 | 0.01671 | 0.00633 | 22.7366 | 1.3956 | 0.40918 | 0.01615 | 0.00606 | 22.931 | 1.9999 | 0.32836 | 0.01266 | 0.0048 | 22.237 | 2.4091 | 0.30263 | 0.0114 | 0.00426 | 23.2334 | 2.6642 | 0.29629 | 0.01098 | 0.00408 | 22.4324 | 2.7292 | 0.29071 | 0.01075 | 0.00398 | 21.8942 | 3.5986 | 0.24245 | 0.0087 | 0.00324 | 22.8774 | 3.9197 | 0.25554 | 0.00989 | 0.00328 | 24.3467 | 3.7587 | 0.29672 | 0.01177 | 0.00365 | 25.0222 | 4.1718 | 0.26896 | 0.01061 | 0.00335 | 25.0238 | 4.1708 | 0.29888 | 0.01174 | 0.00355 | 25.0231 | 4.9852 | 0.25209 | 0.00988 | 0.00304 | 25.0256 | 4.9852 | 0.27734 | 0.01071 | 0.0032 | 25.0245 | 4.9852 | 0.30257 | 0.01145 | 0.00336 | 25.0271 | 5.9077 | 0.2579 | 0.0097 | 0.00294 | 24.0264 | 6.0678 | 0.25298 | 0.00947 | 0.00287 | 25.5182 | 6.3599 | 0.261 | 0.00957 | 0.00289 | 25.0284 | 6.9952 | 0.24065 | 0.00875 | 0.00271 | 25.0291 | 8.0027 | 0.22846 | 0.00807 | 0.00257 | 24.165 | 9.3774 | 0.20017 | 0.00697 | 0.00245 | 23.4639 | 9.5485 | 0.21201 | 0.00719 | 0.00253 | 23.836 | 10.1148 | 0.20056 | 0.00681 | 0.0023 | 23.1025 | 10.3049 | 0.19817 | 0.00671 | 0.00228 | 23.4635 | 10.8852 | 0.18776 | 0.00633 | 0.00215 | 22.8817 | 11.0453 | 0.19842 | 0.00652 | 0.00221 | 22.882 | 12.356 | 0.1797 | 0.00588 | 0.0021 | 23.6367 | 12.1158 | 0.19317 | 0.00621 | 0.00219 | 21.9735 | 14.077 | 0.18101 | 0.0056 | 0.00205 | 21.5413 | 15.0275 | 0.16192 | 0.00509 | 0.00194 | 22.2453 | 14.7573 | 0.17321 | 0.00535 | 0.00202 | 21.8172 | 15.8078 | 0.15495 | 0.00483 | 0.00188 | 21.4513 | 15.968 | 0.16325 | 0.00496 | 0.00194 | 20.9519 | 16.1882 | 0.16213 | 0.00492 | 0.00194 | 20.2461 | 18.9998 | 0.14178 | 0.00427 | 0.00176 | 20.0211 | 19.9904 | 0.13709 | 0.00409 | 0.00179 | 20.8533 | 19.57 | 0.15384 | 0.00481 | 0.0019 | 21.5271 | 19.9202 | 0.15199 | 0.00474 | 0.00191 | 21.7611 | 20.8906 | 0.14296 | 0.00449 | 0.00175 | 21.0467 | 25.9635 | 0.13513 | 0.00437 | 0.00174 | 20.6602 | 26.2037 | 0.13463 | 0.00434 | 0.00174 | 21.6699 | 31.5366 | 0.13987 | 0.00449 | 0.00181 | 22.1942 | 32.2768 | 0.13597 | 0.00437 | 0.00165 | 21.3335 | 32.9075 | 0.13507 | 0.00432 | 0.00166 | 22.0739 | 32.367 | 0.14821 | 0.00471 | 0.00173 | 23.0647 | 35.6393 | 0.15265 | 0.00466 | 0.00198 | 22.5832 | 38.5416 | 0.14562 | 0.0044 | 0.00197 | 22.023 | 40.7342 | 0.14759 | 0.00444 | 0.00186 | 22.7369 | 44.6449 | 0.1457 | 0.00428 | 0.00176 | 22.198 | 44.7269 | 0.14763 | 0.00433 | 0.00186 | 24.869 | 46.2771 | 0.168 | 0.00511 | 0.00197 | 22.7309 | 52.7033 | 0.15324 | 0.00458 | 0.00185 | 22.8465 | 52.6539 | 0.15251 | 0.00457 | 0.00195 | 24.0411 | 54.4149 | 0.16219 | 0.00495 | 0.00189 | 23.9257 | 55.3458 | 0.16022 | 0.00488 | 0.00187 | 23.703 | 61.5521 | 0.16148 | 0.00487 | 0.00193 | 23.3999 | 68.0444 | 0.14639 | 0.00438 | 0.00181 | 23.1043 | 68.3349 | 0.14633 | 0.00437 | 0.00182
24.8016 | 0.013146 | 2.04 | 0.09738 | 0.1338 | 27.3088 | 0.012215 | 4.84 | 0.2133 | 0.23157 | 26.5252 | 0.012496 | 6.9 | 0.30769 | 0.27574 | 26.5252 | 0.050182 | 1.72 | 0.07653 | 0.06557 | 27.4794 | 0.048852 | 2.42 | 0.10693 | 0.08121 | 25.6556 | 0.11625 | 1.67 | 0.06179 | 0.04235 | 24.9675 | 0.32415 | 0.84348 | 0.03509 | 0.01791 | 24.9796 | 0.32395 | 0.92824 | 0.03839 | 0.01885 | 22.9167 | 0.50142 | 0.6095 | 0.02496 | 0.01195 | 23.2093 | 0.6897 | 0.52877 | 0.02077 | 0.00954 | 23.3333 | 0.6869 | 0.57154 | 0.02198 | 0.00997 | 23.4448 | 0.90739 | 0.4743 | 0.01763 | 0.00808 | 23.5308 | 0.90489 | 0.50713 | 0.01843 | 0.00838 | 25.0014 | 0.86227 | 0.59326 | 0.02316 | 0.00945 | 26.3186 | 1.0274 | 0.55076 | 0.02204 | 0.00849 | 25.01 | 1.2986 | 0.43537 | 0.01732 | 0.00663 | 26.198 | 1.2545 | 0.49388 | 0.01966 | 0.00729 | 25.0102 | 1.2986 | 0.47895 | 0.019 | 0.00697 | 25.0156 | 1.8758 | 0.37686 | 0.01445 | 0.00541 | 24.0901 | 2.28 | 0.34272 | 0.01277 | 0.00473 | 25.0206 | 2.5301 | 0.33247 | 0.01215 | 0.0045 | 24.1579 | 2.5931 | 0.32602 | 0.01188 | 0.00437 | 25.0219 | 3.2894 | 0.29707 | 0.01167 | 0.00383 | 25.7371 | 3.6176 | 0.30544 | 0.01218 | 0.00379 | 27.0519 | 3.4935 | 0.34857 | 0.0139 | 0.00416 | 27.8025 | 3.8896 | 0.31561 | 0.01253 | 0.00381 | 27.5261 | 3.9157 | 0.34538 | 0.01349 | 0.00398 | 27.5255 | 4.665 | 0.29105 | 0.01134 | 0.00341 | 27.3006 | 4.6921 | 0.31619 | 0.01206 | 0.00355 | 27.1099 | 4.7161 | 0.34132 | 0.01272 | 0.00369 | 27.1127 | 5.5945 | 0.29059 | 0.01076 | 0.00322 | 26.0286 | 5.7536 | 0.28478 | 0.01051 | 0.00314 | 27.4812 | 6.0447 | 0.29131 | 0.0105 | 0.00314 | 26.9537 | 6.654 | 0.26819 | 0.00959 | 0.00293 | 26.8168 | 7.6495 | 0.25248 | 0.00877 | 0.00276 | 25.8911 | 8.9821 | 0.22064 | 0.00756 | 0.0026 | 25.0282 | 9.1763 | 0.23209 | 0.00774 | 0.00266 | 25.4251 | 9.7155 | 0.21951 | 0.00733 | 0.00244 | 24.6427 | 9.9106 | 0.21676 | 0.00721 | 0.00241 | 25.0278 | 10.4649 | 0.20537 | 0.00682 | 0.00228 | 24.3118 | 10.655 | 0.21574 | 0.00698 | 0.00233 | 24.3121 | 11.9157 | 0.19519 | 0.00629 | 0.00221 | 25.0271 | 11.7055 | 0.20895 | 0.0066 | 0.00229 | 24.415 | 13.2464 | 0.20853 | 0.00683 | 0.00222 | 22.8085 | 14.5471 | 0.17463 | 0.00541 | 0.00202 | 24.717 | 13.8767 | 0.19948 | 0.00652 | 0.00218 | 23.1006 | 15.2674 | 0.16704 | 0.00513 | 0.00196 | 23.8348 | 14.9773 | 0.18755 | 0.00605 | 0.00209 | 23.2799 | 15.1974 | 0.18609 | 0.00598 | 0.00208 | 22.4957 | 17.9389 | 0.16213 | 0.00516 | 0.00188 | 22.2457 | 18.9094 | 0.15643 | 0.00493 | 0.0019 | 23.46 | 18.359 | 0.17863 | 0.00596 | 0.00203 | 24.218 | 18.6492 | 0.17637 | 0.00587 | 0.00204 | 24.4813 | 19.5695 | 0.16619 | 0.00558 | 0.00188 | 23.3852 | 24.5623 | 0.15373 | 0.00511 | 0.00183 | 22.9558 | 24.8125 | 0.15305 | 0.00507 | 0.00183 | 23.6399 | 30.1654 | 0.1551 | 0.00498 | 0.00188 | 24.2119 | 30.8756 | 0.15085 | 0.00486 | 0.00172 | 23.273 | 31.5162 | 0.14966 | 0.00479 | 0.00172 | 23.9134 | 31.0758 | 0.16302 | 0.00516 | 0.0018 | 24.8389 | 34.3481 | 0.16607 | 0.00504 | 0.00204 | 24.3204 | 37.2802 | 0.15802 | 0.00474 | 0.00202 | 23.596 | 39.6228 | 0.15928 | 0.00474 | 0.00191 | 24.2527 | 43.4935 | 0.15636 | 0.00454 | 0.0018 | 23.6779 | 43.6954 | 0.15825 | 0.00459 | 0.0019 | 27.6322 | 44.2947 | 0.18875 | 0.0059 | 0.00205 | 25.2566 | 50.8604 | 0.17138 | 0.00526 | 0.00192 | 25.385 | 50.5309 | 0.17072 | 0.00525 | 0.00202 | 26.4452 | 52.5521 | 0.17976 | 0.00554 | 0.00196 | 26.3183 | 53.5329 | 0.17748 | 0.00546 | 0.00194 | 25.8578 | 59.729 | 0.17697 | 0.00535 | 0.00199 | 25.5271 | 65.9911 | 0.16041 | 0.00481 | 0.00186 | 25.2047 | 66.2916 | 0.16029 | 0.0048 | 0.00186
27.2817 | 0.012225 | 2.41 | 0.11426 | 0.15671 | 29.7915 | 0.011435 | 5.63 | 0.24534 | 0.2675 | 29.8408 | 0.011425 | 8.47 | 0.38492 | 0.33507 | 29.8408 | 0.04589 | 2.11 | 0.09577 | 0.07974 | 29.9775 | 0.04573 | 2.82 | 0.12195 | 0.09383 | 28.5063 | 0.10735 | 2.01 | 0.07867 | 0.05042 | 27.4643 | 0.30073 | 0.99385 | 0.04127 | 0.0209 | 27.2504 | 0.30254 | 1.08 | 0.04409 | 0.0217 | 25 | 0.46931 | 0.70629 | 0.02861 | 0.0137 | 24.9946 | 0.65128 | 0.59883 | 0.02311 | 0.01069 | 25 | 0.65118 | 0.64175 | 0.02421 | 0.01109 | 25.0078 | 0.86207 | 0.52739 | 0.01923 | 0.00888 | 26.4721 | 0.82205 | 0.61605 | 0.02415 | 0.00999 | 27.7793 | 0.78784 | 0.70723 | 0.02833 | 0.01108 | 28.9504 | 0.95531 | 0.64559 | 0.0259 | 0.00982 | 27.511 | 1.2105 | 0.51026 | 0.02038 | 0.00764 | 28.5796 | 1.1785 | 0.57112 | 0.02256 | 0.00831 | 27.2839 | 1.2185 | 0.55362 | 0.02181 | 0.00794 | 27.1003 | 1.7638 | 0.4285 | 0.01624 | 0.00604 | 25.9432 | 2.1659 | 0.38499 | 0.01414 | 0.00521 | 28.5949 | 2.304 | 0.41029 | 0.01646 | 0.00538 | 27.6091 | 2.361 | 0.40196 | 0.01608 | 0.00523 | 28.1496 | 3.0303 | 0.35658 | 0.01443 | 0.00446 | 28.5968 | 3.3584 | 0.35935 | 0.01441 | 0.00433 | 29.7571 | 3.2634 | 0.40422 | 0.01601 | 0.0047 | 30.5827 | 3.6535 | 0.36545 | 0.01441 | 0.0043 | 30.0285 | 3.6995 | 0.39475 | 0.01522 | 0.00444 | 30.0278 | 4.3729 | 0.33266 | 0.0128 | 0.0038 | 29.5757 | 4.4239 | 0.35743 | 0.01342 | 0.00392 | 29.1953 | 4.4669 | 0.38226 | 0.014 | 0.00404 | 29.1983 | 5.3053 | 0.32508 | 0.01184 | 0.00351 | 28.0308 | 5.4644 | 0.31829 | 0.01155 | 0.00342 | 29.4441 | 5.7505 | 0.32318 | 0.01145 | 0.0034 | 28.8789 | 6.3368 | 0.29713 | 0.01044 | 0.00317 | 28.6046 | 7.3233 | 0.27759 | 0.00948 | 0.00295 | 27.6172 | 8.6189 | 0.242 | 0.00815 | 0.00275 | 26.5924 | 8.8311 | 0.25296 | 0.00829 | 0.00281 | 27.0141 | 9.3353 | 0.23924 | 0.00785 | 0.00258 | 26.1828 | 9.5324 | 0.23609 | 0.00772 | 0.00255 | 26.592 | 10.0646 | 0.22368 | 0.0073 | 0.00241 | 25.7419 | 10.2748 | 0.2337 | 0.00743 | 0.00245 | 25.7422 | 11.4954 | 0.21124 | 0.00669 | 0.00231 | 27.8079 | 10.925 | 0.24219 | 0.00812 | 0.00252 | 27.4668 | 12.3058 | 0.24534 | 0.0086 | 0.00245 | 25.3428 | 13.6665 | 0.20128 | 0.0066 | 0.00219 | 27.8066 | 12.886 | 0.23462 | 0.00822 | 0.0024 | 25.6674 | 14.3068 | 0.19247 | 0.00627 | 0.00212 | 26.8141 | 13.9365 | 0.22007 | 0.00761 | 0.00228 | 26.1899 | 14.1367 | 0.21814 | 0.00752 | 0.00227 | 25.3076 | 16.748 | 0.18924 | 0.00644 | 0.00204 | 25.0264 | 17.6785 | 0.18212 | 0.00614 | 0.00204 | 26.0666 | 17.2582 | 0.20503 | 0.00704 | 0.00218 | 26.9089 | 17.5084 | 0.20237 | 0.00694 | 0.00219 | 27.2014 | 18.3687 | 0.19097 | 0.0066 | 0.00202 | 25.7238 | 23.2913 | 0.17337 | 0.00582 | 0.00193 | 25.2514 | 23.5415 | 0.17249 | 0.00577 | 0.00193 | 25.6099 | 28.8943 | 0.17101 | 0.00547 | 0.00195 | 26.2296 | 29.5545 | 0.16641 | 0.00534 | 0.00179 | 25.2124 | 30.2051 | 0.16488 | 0.00526 | 0.00179 | 25.7529 | 29.8548 | 0.17844 | 0.0056 | 0.00187 | 26.6131 | 33.107 | 0.18001 | 0.00541 | 0.0021 | 26.0576 | 36.069 | 0.17083 | 0.00508 | 0.00207 | 25.1691 | 38.5215 | 0.17131 | 0.00504 | 0.00196 | 27.2843 | 41.2512 | 0.17854 | 0.00552 | 0.00189 | 26.6376 | 41.5629 | 0.1803 | 0.00556 | 0.00199 | 30.3955 | 42.2927 | 0.21046 | 0.00666 | 0.00214 | 27.7823 | 49.0079 | 0.1902 | 0.0059 | 0.002 | 27.9235 | 48.3785 | 0.18972 | 0.0059 | 0.0021 | 28.8493 | 50.6897 | 0.19796 | 0.00612 | 0.00203 | 28.7109 | 51.7305 | 0.19533 | 0.00602 | 0.00201 | 28.0127 | 57.9064 | 0.19294 | 0.00581 | 0.00205 | 27.6544 | 64.0783 | 0.17486 | 0.00523 | 0.00191 | 27.3051 | 64.3788 | 0.17467 | 0.00521 | 0.00191
29.7619 | 0.011445 | 2.8 | 0.13126 | 0.18112 | 32.2741 | 0.010765 | 6.47 | 0.27755 | 0.30556 | 33.1565 | 0.010545 | 10.18 | 0.46039 | 0.39911 | 33.1565 | 0.042358 | 2.53 | 0.11457 | 0.09505 | 32.4756 | 0.043029 | 3.24 | 0.13711 | 0.10721 | 32.0696 | 0.098093 | 2.47 | 0.10272 | 0.06132 | 29.9611 | 0.28082 | 1.16 | 0.04743 | 0.0241 | 29.5213 | 0.28403 | 1.24 | 0.04981 | 0.02473 | 27.0833 | 0.44099 | 0.80951 | 0.03227 | 0.01556 | 26.78 | 0.61696 | 0.6729 | 0.02548 | 0.01191 | 26.6667 | 0.61897 | 0.7157 | 0.02648 | 0.01227 | 28.1338 | 0.77883 | 0.64203 | 0.02529 | 0.01062 | 29.4135 | 0.74692 | 0.73593 | 0.02963 | 0.01175 | 30.5573 | 0.72251 | 0.83173 | 0.03349 | 0.01285 | 31.5823 | 0.89288 | 0.74729 | 0.02973 | 0.01123 | 30.012 | 1.1395 | 0.59024 | 0.02338 | 0.00872 | 30.9612 | 1.1125 | 0.65316 | 0.02545 | 0.00939 | 29.5575 | 1.1515 | 0.63294 | 0.0246 | 0.00896 | 29.1849 | 1.6627 | 0.48335 | 0.01805 | 0.00671 | 29.6494 | 1.9778 | 0.47578 | 0.01917 | 0.00626 | 32.1693 | 2.1199 | 0.49532 | 0.02044 | 0.00634 | 31.0602 | 2.1739 | 0.48491 | 0.01996 | 0.00614 | 31.2774 | 2.8162 | 0.4209 | 0.01711 | 0.00513 | 31.4564 | 3.1383 | 0.41722 | 0.01661 | 0.00491 | 32.4623 | 3.0703 | 0.46358 | 0.01812 | 0.00527 | 33.363 | 3.4414 | 0.41844 | 0.01627 | 0.00481 | 32.5309 | 3.5014 | 0.44695 | 0.01695 | 0.00492 | 32.5301 | 4.1377 | 0.37683 | 0.01427 | 0.00421 | 31.8508 | 4.1988 | 0.40103 | 0.0148 | 0.00431 | 31.2806 | 4.2508 | 0.42538 | 0.01529 | 0.00441 | 31.2839 | 5.0542 | 0.36136 | 0.01292 | 0.00382 | 30.033 | 5.1973 | 0.35355 | 0.0126 | 0.00371 | 31.407 | 5.4974 | 0.3566 | 0.01241 | 0.00368 | 30.8042 | 6.0516 | 0.32747 | 0.01131 | 0.00341 | 30.3924 | 7.0241 | 0.30378 | 0.01019 | 0.00316 | 29.3432 | 8.2827 | 0.26423 | 0.00875 | 0.00292 | 28.1567 | 8.5109 | 0.27463 | 0.00885 | 0.00296 | 28.6032 | 8.9721 | 0.25977 | 0.00838 | 0.00273 | 27.723 | 9.1712 | 0.25619 | 0.00824 | 0.00269 | 28.1562 | 9.6864 | 0.24271 | 0.00779 | 0.00254 | 28.6021 | 9.5823 | 0.27158 | 0.00918 | 0.00271 | 28.6025 | 10.7249 | 0.2451 | 0.00825 | 0.00254 | 31.2839 | 10.0945 | 0.28691 | 0.01031 | 0.00281 | 30.5187 | 11.4752 | 0.28487 | 0.01028 | 0.0027 | 28.5106 | 12.6759 | 0.23698 | 0.00833 | 0.00241 | 30.8962 | 12.0255 | 0.27236 | 0.00981 | 0.00263 | 28.8758 | 13.3361 | 0.22647 | 0.00792 | 0.00233 | 29.7935 | 13.096 | 0.25484 | 0.00908 | 0.00249 | 29.0999 | 13.2761 | 0.25243 | 0.00896 | 0.00247 | 28.1196 | 15.6673 | 0.21825 | 0.00765 | 0.00221 | 27.8071 | 16.5778 | 0.20957 | 0.00727 | 0.0022 | 28.6733 | 16.2476 | 0.23308 | 0.00809 | 0.00233 | 29.5998 | 16.5077 | 0.23 | 0.00797 | 0.00234 | 29.9216 | 17.288 | 0.21734 | 0.00759 | 0.00217 | 28.0623 | 22.1205 | 0.19406 | 0.00652 | 0.00203 | 27.5469 | 22.3707 | 0.19296 | 0.00647 | 0.00203 | 27.5799 | 27.7034 | 0.18762 | 0.00596 | 0.00202 | 28.2472 | 28.3236 | 0.18265 | 0.00582 | 0.00187 | 27.1518 | 28.9741 | 0.18076 | 0.00572 | 0.00186 | 27.5924 | 28.714 | 0.19449 | 0.00605 | 0.00194 | 28.3873 | 31.9161 | 0.19446 | 0.00579 | 0.00216 | 27.7948 | 34.908 | 0.18407 | 0.00542 | 0.00213 | 28.3152 | 36.3594 | 0.19641 | 0.00617 | 0.00207 | 30.3159 | 39.1094 | 0.20194 | 0.00644 | 0.00199 | 29.5974 | 39.4009 | 0.20351 | 0.00646 | 0.00209 | 33.1587 | 40.5411 | 0.23315 | 0.0074 | 0.00223 | 30.3079 | 47.1659 | 0.20974 | 0.00652 | 0.00207 | 30.462 | 46.3364 | 0.20957 | 0.00654 | 0.00217 | 31.2535 | 48.9377 | 0.21683 | 0.00668 | 0.0021 | 31.1035 | 50.0384 | 0.2138 | 0.00657 | 0.00208 | 30.1675 | 56.1141 | 0.20942 | 0.00626 | 0.00211 | 29.7817 | 62.3259 | 0.18973 | 0.00564 | 0.00196 | 29.4055 | 62.6163 | 0.18946 | 0.00562 | 0.00196
32.2421 | 0.010774 | 3.22 | 0.14848 | 0.20698 | 34.7567 | 0.010174 | 7.37 | 0.31007 | 0.34569 | 36.4721 | 0.0098124 | 12.02 | 0.5355 | 0.46771 | 36.4721 | 0.039396 | 2.99 | 0.13329 | 0.11146 | 34.9738 | 0.040667 | 3.69 | 0.15245 | 0.12131 | 35.6328 | 0.090529 | 2.96 | 0.12547 | 0.0731 | 32.4578 | 0.26401 | 1.33 | 0.0536 | 0.02749 | 31.7922 | 0.26822 | 1.41 | 0.05557 | 0.02793 | 29.1667 | 0.41588 | 0.91915 | 0.03596 | 0.01752 | 28.5653 | 0.58615 | 0.75099 | 0.02787 | 0.01318 | 30 | 0.56354 | 0.87473 | 0.03493 | 0.01478 | 31.2598 | 0.7101 | 0.76833 | 0.0311 | 0.01252 | 32.3548 | 0.69169 | 0.8666 | 0.03506 | 0.01365 | 33.3352 | 0.67619 | 0.96612 | 0.03864 | 0.01476 | 34.2141 | 0.83995 | 0.85575 | 0.03356 | 0.01273 | 32.513 | 1.0714 | 0.67525 | 0.02638 | 0.00987 | 33.3429 | 1.0514 | 0.74001 | 0.02835 | 0.01053 | 31.8312 | 1.0895 | 0.71683 | 0.02739 | 0.01004 | 33.3542 | 1.5006 | 0.60228 | 0.02477 | 0.00816 | 33.3556 | 1.8197 | 0.57482 | 0.02382 | 0.00738 | 35.7436 | 1.9648 | 0.5874 | 0.02431 | 0.00736 | 34.5113 | 2.0158 | 0.57467 | 0.02372 | 0.00713 | 34.4051 | 2.6381 | 0.48984 | 0.01974 | 0.00584 | 34.3161 | 2.9522 | 0.47895 | 0.0188 | 0.00552 | 35.1675 | 2.9012 | 0.52653 | 0.02023 | 0.00588 | 36.1432 | 3.2563 | 0.47457 | 0.01814 | 0.00535 | 35.0333 | 3.3273 | 0.502 | 0.01868 | 0.00542 | 35.0324 | 3.9296 | 0.42343 | 0.01575 | 0.00464 | 34.1258 | 4.0017 | 0.44687 | 0.01618 | 0.00471 | 33.366 | 4.0657 | 0.47057 | 0.0166 | 0.00479 | 33.3695 | 4.8341 | 0.39938 | 0.01402 | 0.00414 | 32.0352 | 4.9722 | 0.39051 | 0.01366 | 0.00402 | 33.37 | 5.2743 | 0.39149 | 0.01337 | 0.00397 | 32.7294 | 5.8085 | 0.35916 | 0.01218 | 0.00367 | 32.1802 | 6.761 | 0.33105 | 0.01091 | 0.00337 | 31.0693 | 7.9755 | 0.28735 | 0.00935 | 0.00309 | 31.2852 | 7.9395 | 0.32035 | 0.01099 | 0.00328 | 31.7813 | 8.3477 | 0.3032 | 0.01041 | 0.00304 | 30.8034 | 8.5188 | 0.29871 | 0.01022 | 0.00299 | 31.2847 | 9.019 | 0.28293 | 0.00967 | 0.00283 | 32.1773 | 8.8549 | 0.32258 | 0.0117 | 0.00306 | 32.1778 | 9.9154 | 0.29066 | 0.01049 | 0.00285 | 34.7599 | 9.4311 | 0.33506 | 0.01238 | 0.00314 | 33.5706 | 10.8048 | 0.32707 | 0.0119 | 0.00297 | 31.6785 | 11.8353 | 0.27534 | 0.00995 | 0.00265 | 33.9859 | 11.315 | 0.31263 | 0.01136 | 0.00288 | 32.0842 | 12.5156 | 0.26284 | 0.00946 | 0.00256 | 32.7728 | 12.3455 | 0.29177 | 0.01049 | 0.00272 | 32.0099 | 12.5356 | 0.28885 | 0.01035 | 0.00269 | 30.9315 | 14.7167 | 0.24919 | 0.00882 | 0.00239 | 30.5878 | 15.5871 | 0.23879 | 0.00838 | 0.00237 | 31.28 | 15.377 | 0.2628 | 0.00913 | 0.0025 | 32.2907 | 15.6571 | 0.25921 | 0.00899 | 0.0025 | 32.6417 | 16.4074 | 0.24524 | 0.00856 | 0.00233 | 30.4008 | 21.0798 | 0.21582 | 0.00722 | 0.00214 | 29.8425 | 21.3099 | 0.21448 | 0.00715 | 0.00213 | 29.5499 | 26.5926 | 0.20492 | 0.00645 | 0.00209 | 30.2649 | 27.1928 | 0.19958 | 0.0063 | 0.00195 | 29.0912 | 27.8333 | 0.1973 | 0.00619 | 0.00194 | 29.4319 | 27.6432 | 0.21116 | 0.0065 | 0.00201 | 31.9357 | 29.8545 | 0.2249 | 0.00723 | 0.00228 | 31.2691 | 32.7762 | 0.21185 | 0.0067 | 0.00224 | 31.4614 | 34.3777 | 0.22299 | 0.00723 | 0.00218 | 33.3475 | 37.2278 | 0.22656 | 0.00733 | 0.00209 | 32.5571 | 37.5192 | 0.22795 | 0.00733 | 0.00219 | 35.9219 | 38.9496 | 0.2568 | 0.00812 | 0.00232 | 32.8336 | 45.5041 | 0.23002 | 0.00713 | 0.00215 | 33.0005 | 44.8746 | 0.23017 | 0.00717 | 0.00225 | 33.6576 | 47.3559 | 0.23634 | 0.00723 | 0.00218 | 33.496 | 48.5166 | 0.23287 | 0.00711 | 0.00215 | 34.4771 | 53.0503 | 0.24387 | 0.00794 | 0.00224 | 34.0362 | 58.7719 | 0.22078 | 0.00715 | 0.00207 | 33.6062 | 59.1123 | 0.22035 | 0.00713 | 0.00207
34.7222 | 0.010184 | 3.67 | 0.16599 | 0.23426 | 39.7219 | 0.0091969 | 9.3 | 0.42269 | 0.432 | 39.7878 | 0.0091861 | 13.99 | 0.61093 | 0.54073 | 39.7878 | 0.036875 | 3.48 | 0.15209 | 0.12894 | 37.4719 | 0.038596 | 4.17 | 0.16798 | 0.13613 | 39.1961 | 0.084186 | 3.5 | 0.14768 | 0.08572 | 34.9546 | 0.24941 | 1.51 | 0.05981 | 0.03107 | 34.063 | 0.25441 | 1.59 | 0.06139 | 0.0313 | 31.25 | 0.39407 | 1.04 | 0.0397 | 0.01959 | 32.136 | 0.53463 | 0.91878 | 0.03681 | 0.01591 | 33.3333 | 0.51982 | 1.05 | 0.04288 | 0.0175 | 34.3857 | 0.66038 | 0.9055 | 0.0368 | 0.01457 | 35.2962 | 0.64737 | 1.01 | 0.04044 | 0.01569 | 36.1131 | 0.63617 | 1.11 | 0.04378 | 0.01678 | 36.846 | 0.79373 | 0.97078 | 0.03741 | 0.0143 | 35.014 | 1.0134 | 0.76539 | 0.02939 | 0.01107 | 38.1061 | 0.94979 | 0.92803 | 0.03902 | 0.01298 | 36.3785 | 0.98391 | 0.89832 | 0.03769 | 0.01236 | 37.5235 | 1.3736 | 0.73315 | 0.03102 | 0.00974 | 37.0617 | 1.6847 | 0.68212 | 0.02831 | 0.00859 | 39.318 | 1.8287 | 0.68653 | 0.02813 | 0.00846 | 37.9625 | 1.8778 | 0.67124 | 0.02744 | 0.00818 | 37.5328 | 2.485 | 0.56322 | 0.02235 | 0.0066 | 37.1758 | 2.7901 | 0.54442 | 0.021 | 0.00617 | 37.8726 | 2.7531 | 0.59301 | 0.02235 | 0.00652 | 38.9235 | 3.0932 | 0.53378 | 0.02002 | 0.00591 | 37.5357 | 3.1723 | 0.55984 | 0.02043 | 0.00595 | 37.5347 | 3.7445 | 0.47241 | 0.01724 | 0.00509 | 36.4009 | 3.8256 | 0.49489 | 0.01758 | 0.00514 | 35.4514 | 3.8976 | 0.51778 | 0.01792 | 0.00519 | 35.4551 | 4.636 | 0.43906 | 0.01512 | 0.00448 | 34.0374 | 4.769 | 0.4291 | 0.01473 | 0.00434 | 35.3329 | 5.0711 | 0.42782 | 0.01435 | 0.00426 | 34.6547 | 5.5864 | 0.39214 | 0.01307 | 0.00394 | 35.7558 | 6.2967 | 0.38866 | 0.01365 | 0.00381 | 34.5214 | 7.4372 | 0.33615 | 0.01165 | 0.00344 | 35.1958 | 7.3422 | 0.38189 | 0.01404 | 0.00371 | 35.754 | 7.7233 | 0.36171 | 0.01333 | 0.00346 | 34.6538 | 7.8854 | 0.35603 | 0.01307 | 0.0034 | 35.1953 | 8.3476 | 0.33707 | 0.01236 | 0.00322 | 35.7526 | 8.2616 | 0.37751 | 0.01406 | 0.00344 | 35.7531 | 9.259 | 0.3397 | 0.01259 | 0.00318 | 38.2359 | 8.8588 | 0.38646 | 0.01437 | 0.00348 | 36.6224 | 10.2145 | 0.37181 | 0.01349 | 0.00325 | 34.8463 | 11.1349 | 0.31626 | 0.01153 | 0.00291 | 37.0755 | 10.6946 | 0.35533 | 0.01288 | 0.00315 | 35.2926 | 11.7851 | 0.30152 | 0.01094 | 0.0028 | 35.7522 | 11.6851 | 0.33087 | 0.01187 | 0.00296 | 34.9199 | 11.8652 | 0.32738 | 0.01171 | 0.00292 | 33.7435 | 13.9462 | 0.28198 | 0.00998 | 0.00258 | 33.3686 | 14.7866 | 0.26973 | 0.00946 | 0.00254 | 33.8866 | 14.6465 | 0.2941 | 0.01016 | 0.00267 | 34.9816 | 14.9066 | 0.28995 | 0.01 | 0.00268 | 35.3618 | 15.6269 | 0.27458 | 0.00952 | 0.00249 | 32.7393 | 20.1791 | 0.2386 | 0.00791 | 0.00225 | 32.1381 | 20.3993 | 0.23701 | 0.00784 | 0.00225 | 31.5199 | 25.6319 | 0.22292 | 0.00694 | 0.00217 | 32.2825 | 26.2221 | 0.21717 | 0.00677 | 0.00203 | 31.0306 | 26.8125 | 0.2145 | 0.00665 | 0.00202 | 33.1109 | 25.8419 | 0.24632 | 0.00819 | 0.00217 | 35.4841 | 28.1532 | 0.25731 | 0.00857 | 0.00242 | 34.7435 | 30.9448 | 0.24135 | 0.0079 | 0.00237 | 34.6075 | 32.6662 | 0.25103 | 0.00826 | 0.0023 | 36.3791 | 35.5265 | 0.25239 | 0.0082 | 0.00219 | 35.5168 | 35.8578 | 0.25356 | 0.00818 | 0.0023 | 38.6851 | 37.4984 | 0.28138 | 0.00884 | 0.00242 | 35.3592 | 43.9726 | 0.25102 | 0.00772 | 0.00224 | 35.5389 | 43.493 | 0.25144 | 0.00778 | 0.00233 | 38.4658 | 44.513 | 0.27727 | 0.00927 | 0.00234 | 38.2812 | 45.7637 | 0.27276 | 0.00908 | 0.00231 | 38.7868 | 50.3473 | 0.28023 | 0.00947 | 0.00237 | 38.2907 | 55.6388 | 0.25364 | 0.00854 | 0.00218 | 37.807 | 55.9791 | 0.25302 | 0.0085 | 0.00218
37.2024 | 0.0096649 | 4.14 | 0.18382 | 0.26292 | 44.6872 | 0.0084135 | 11.43 | 0.5286 | 0.52607 | 43.1034 | 0.0086458 | 16.1 | 0.68706 | 0.61804 | 43.1034 | 0.034704 | 4.01 | 0.17107 | 0.14746 | 39.97 | 0.036745 | 4.66 | 0.18373 | 0.15165 | 42.7594 | 0.078803 | 4.08 | 0.16972 | 0.09917 | 37.4513 | 0.2365 | 1.7 | 0.06608 | 0.03484 | 36.3339 | 0.242 | 1.78 | 0.06726 | 0.03484 | 33.3333 | 0.37496 | 1.16 | 0.04348 | 0.02176 | 35.7066 | 0.4931 | 1.1 | 0.04521 | 0.01886 | 36.6667 | 0.4831 | 1.24 | 0.05062 | 0.02042 | 37.5117 | 0.61806 | 1.05 | 0.04243 | 0.01677 | 38.2375 | 0.60905 | 1.16 | 0.04579 | 0.01786 | 38.891 | 0.60125 | 1.26 | 0.04892 | 0.01891 | 42.1097 | 0.71679 | 1.22 | 0.0516 | 0.0177 | 40.016 | 0.91497 | 0.96054 | 0.04048 | 0.01367 | 42.8694 | 0.86825 | 1.13 | 0.04894 | 0.01565 | 40.9258 | 0.89947 | 1.1 | 0.04725 | 0.01489 | 41.6927 | 1.2675 | 0.87555 | 0.03709 | 0.01145 | 40.7679 | 1.5716 | 0.7976 | 0.03277 | 0.00987 | 42.8924 | 1.7127 | 0.7927 | 0.03196 | 0.00962 | 41.4136 | 1.7587 | 0.77464 | 0.03116 | 0.0093 | 40.6606 | 2.3479 | 0.641 | 0.02496 | 0.00739 | 40.0355 | 2.6471 | 0.61356 | 0.02321 | 0.00684 | 40.5778 | 2.6221 | 0.66293 | 0.02448 | 0.00718 | 41.7037 | 2.9481 | 0.59601 | 0.02191 | 0.0065 | 40.038 | 3.0322 | 0.62042 | 0.02219 | 0.0065 | 40.037 | 3.5795 | 0.52373 | 0.01874 | 0.00556 | 38.6759 | 3.6665 | 0.54505 | 0.01899 | 0.00558 | 37.5368 | 3.7446 | 0.56696 | 0.01925 | 0.0056 | 37.5407 | 4.4559 | 0.4804 | 0.01624 | 0.00482 | 36.0396 | 4.5839 | 0.46928 | 0.01581 | 0.00467 | 39.2588 | 4.716 | 0.50468 | 0.01804 | 0.00489 | 38.5052 | 5.1962 | 0.4619 | 0.01641 | 0.00449 | 40.2253 | 5.8104 | 0.46633 | 0.01755 | 0.00441 | 38.8366 | 6.8719 | 0.40187 | 0.01493 | 0.00393 | 39.1065 | 6.8399 | 0.44819 | 0.01691 | 0.00418 | 39.7267 | 7.199 | 0.42472 | 0.01606 | 0.00392 | 38.5042 | 7.3511 | 0.41774 | 0.01574 | 0.00384 | 39.1059 | 7.7823 | 0.39536 | 0.01488 | 0.00364 | 39.3279 | 7.7523 | 0.43621 | 0.01636 | 0.00384 | 39.3284 | 8.6947 | 0.39206 | 0.01463 | 0.00354 | 41.7119 | 8.3605 | 0.44105 | 0.01634 | 0.00385 | 39.6743 | 9.6901 | 0.41904 | 0.01507 | 0.00354 | 38.0141 | 10.5245 | 0.35965 | 0.01308 | 0.00319 | 40.1651 | 10.1543 | 0.40041 | 0.01439 | 0.00343 | 38.501 | 11.1447 | 0.34252 | 0.0124 | 0.00306 | 38.7315 | 11.1047 | 0.37212 | 0.01324 | 0.00321 | 37.8298 | 11.2748 | 0.368 | 0.01306 | 0.00317 | 36.5555 | 13.2658 | 0.31653 | 0.01112 | 0.00278 | 36.1493 | 14.0661 | 0.30231 | 0.01053 | 0.00273 | 36.4933 | 13.9861 | 0.32692 | 0.01118 | 0.00285 | 37.6725 | 14.2362 | 0.3222 | 0.011 | 0.00286 | 38.082 | 14.9264 | 0.30534 | 0.01048 | 0.00267 | 35.0779 | 19.3586 | 0.26237 | 0.0086 | 0.00238 | 34.4337 | 19.5788 | 0.26051 | 0.00852 | 0.00237 | 35.4599 | 23.9408 | 0.26085 | 0.00878 | 0.00235 | 36.3179 | 24.5009 | 0.25424 | 0.00858 | 0.0022 | 34.9094 | 25.0713 | 0.25074 | 0.00841 | 0.00219 | 36.7899 | 24.3208 | 0.2838 | 0.00977 | 0.00234 | 39.0326 | 26.6521 | 0.29161 | 0.00985 | 0.00257 | 38.2178 | 29.3336 | 0.27253 | 0.00906 | 0.0025 | 37.7537 | 31.145 | 0.28049 | 0.00925 | 0.00243 | 39.4107 | 34.0053 | 0.27943 | 0.00905 | 0.0023 | 38.4766 | 34.3566 | 0.28033 | 0.00902 | 0.00241 | 44.2116 | 34.9263 | 0.33331 | 0.0115 | 0.00263 | 40.4106 | 41.2401 | 0.29515 | 0.00994 | 0.00241 | 40.6159 | 40.9905 | 0.29595 | 0.01001 | 0.0025 | 43.274 | 42.0408 | 0.32072 | 0.01113 | 0.00251 | 43.0663 | 43.3413 | 0.31496 | 0.01087 | 0.00247 | 43.0964 | 47.9449 | 0.31847 | 0.01091 | 0.00251 | 42.5452 | 52.8662 | 0.28829 | 0.00985 | 0.0023 | 42.0078 | 53.1965 | 0.28746 | 0.0098 | 0.0023
39.6825 | 0.0092037 | 4.63 | 0.20198 | 0.29294 | 49.6524 | 0.0077702 | 13.75 | 0.63228 | 0.62758 | 46.4191 | 0.0081755 | 18.32 | 0.76408 | 0.69954 | 46.4191 | 0.032803 | 4.56 | 0.19026 | 0.16699 | 42.4681 | 0.035095 | 5.19 | 0.19969 | 0.16786 | 46.3227 | 0.074161 | 4.69 | 0.19176 | 0.11342 | 39.9481 | 0.225 | 1.91 | 0.07241 | 0.03879 | 40.8756 | 0.22109 | 2.18 | 0.08898 | 0.04238 | 37.5 | 0.34254 | 1.42 | 0.05747 | 0.02639 | 39.2773 | 0.45829 | 1.3 | 0.05337 | 0.02203 | 40 | 0.45189 | 1.44 | 0.05828 | 0.02354 | 40.6377 | 0.58144 | 1.21 | 0.04803 | 0.0191 | 41.1789 | 0.57564 | 1.32 | 0.05116 | 0.02015 | 44.4469 | 0.54312 | 1.59 | 0.06778 | 0.02352 | 47.3734 | 0.65526 | 1.49 | 0.06477 | 0.02141 | 45.018 | 0.83654 | 1.18 | 0.05078 | 0.0165 | 47.6327 | 0.80142 | 1.36 | 0.05857 | 0.01854 | 45.4731 | 0.83014 | 1.32 | 0.05654 | 0.01762 | 45.862 | 1.1795 | 1.03 | 0.0431 | 0.01328 | 44.4741 | 1.4736 | 0.92106 | 0.03721 | 0.01124 | 46.4667 | 1.6126 | 0.90575 | 0.03581 | 0.01086 | 44.8647 | 1.6557 | 0.88475 | 0.03491 | 0.01048 | 43.7883 | 2.2249 | 0.7232 | 0.02759 | 0.00823 | 42.8951 | 2.521 | 0.68629 | 0.02544 | 0.00755 | 43.283 | 2.505 | 0.73625 | 0.02663 | 0.00788 | 44.484 | 2.8181 | 0.66119 | 0.02381 | 0.00712 | 42.5404 | 2.9071 | 0.68369 | 0.02397 | 0.00707 | 42.5393 | 3.4294 | 0.57736 | 0.02025 | 0.00605 | 40.951 | 3.5224 | 0.59733 | 0.02041 | 0.00603 | 41.7075 | 3.4774 | 0.67111 | 0.0243 | 0.00648 | 41.7119 | 4.1407 | 0.56791 | 0.02046 | 0.00555 | 40.044 | 4.2598 | 0.55434 | 0.01991 | 0.00537 | 44.1661 | 4.3448 | 0.60848 | 0.02331 | 0.00573 | 43.3184 | 4.7899 | 0.55607 | 0.02118 | 0.00525 | 44.6947 | 5.4042 | 0.55017 | 0.02122 | 0.00506 | 43.1518 | 6.3976 | 0.47273 | 0.01802 | 0.00445 | 43.0171 | 6.4106 | 0.51914 | 0.01969 | 0.00468 | 43.6993 | 6.7508 | 0.49211 | 0.0187 | 0.0044 | 42.3546 | 6.8949 | 0.48373 | 0.01833 | 0.0043 | 43.0165 | 7.299 | 0.4577 | 0.01732 | 0.00408 | 42.9031 | 7.312 | 0.49861 | 0.01861 | 0.00427 | 42.9037 | 8.2054 | 0.44768 | 0.01663 | 0.00392 | 45.1878 | 7.9243 | 0.49876 | 0.01828 | 0.00423 | 42.7262 | 9.2279 | 0.46872 | 0.01665 | 0.00385 | 41.182 | 9.9872 | 0.40547 | 0.01461 | 0.00348 | 43.2547 | 9.6681 | 0.44782 | 0.01589 | 0.00373 | 41.7094 | 10.5844 | 0.38578 | 0.01384 | 0.00333 | 41.7109 | 10.5844 | 0.41547 | 0.01461 | 0.00347 | 40.7398 | 10.7445 | 0.41069 | 0.0144 | 0.00343 | 39.3674 | 12.6554 | 0.3528 | 0.01226 | 0.003 | 38.93 | 13.4257 | 0.33648 | 0.0116 | 0.00293 | 39.1 | 13.3957 | 0.36125 | 0.0122 | 0.00304 | 40.3634 | 13.6358 | 0.35591 | 0.012 | 0.00305 | 40.8021 | 14.286 | 0.33751 | 0.01144 | 0.00285 | 37.4164 | 18.6181 | 0.28711 | 0.0093 | 0.0025 | 36.7293 | 18.8283 | 0.28498 | 0.00921 | 0.00249 | 39.3999 | 22.4898 | 0.30135 | 0.01049 | 0.00253 | 40.3532 | 23.0199 | 0.29381 | 0.01025 | 0.00239 | 38.7883 | 23.5703 | 0.2894 | 0.01004 | 0.00237 | 40.4689 | 22.9799 | 0.32355 | 0.01128 | 0.00252 | 42.581 | 25.3312 | 0.32777 | 0.01111 | 0.00273 | 41.6921 | 27.9026 | 0.30537 | 0.01019 | 0.00264 | 40.8998 | 29.774 | 0.31135 | 0.01024 | 0.00256 | 42.4422 | 32.6244 | 0.30764 | 0.0099 | 0.00242 | 41.4363 | 32.9855 | 0.30824 | 0.00986 | 0.00253 | 49.738 | 32.7447 | 0.38889 | 0.01394 | 0.00285 | 45.4619 | 38.8681 | 0.3421 | 0.01196 | 0.00259 | 45.6929 | 38.7684 | 0.34309 | 0.01204 | 0.00269 | 48.0822 | 39.8589 | 0.36663 | 0.01289 | 0.00268 | 47.8515 | 41.1994 | 0.35943 | 0.01257 | 0.00265 | 47.406 | 45.7929 | 0.35858 | 0.0123 | 0.00266 | 46.7997 | 50.4041 | 0.3247 | 0.01112 | 0.00242 | 46.2086 | 50.7344 | 0.32363 | 0.01106 | 0.00242
44.6429 | 0.0084193 | 5.69 | 0.26135 | 0.35694 | 54.6177 | 0.0072339 | 16.24 | 0.73555 | 0.73627 | 49.7347 | 0.0077613 | 20.68 | 0.8421 | 0.7851 | 49.7347 | 0.031142 | 5.15 | 0.20971 | 0.1875 | 44.9663 | 0.033604 | 5.73 | 0.21588 | 0.18473 | 49.886 | 0.070109 | 5.34 | 0.21391 | 0.12844 | 44.9416 | 0.20559 | 2.34 | 0.09577 | 0.04724 | 45.4174 | 0.20399 | 2.63 | 0.10933 | 0.05055 | 41.6667 | 0.31593 | 1.7 | 0.07059 | 0.0314 | 42.848 | 0.42867 | 1.51 | 0.06144 | 0.02541 | 43.3333 | 0.42507 | 1.65 | 0.06592 | 0.02684 | 43.7637 | 0.54962 | 1.38 | 0.05365 | 0.02156 | 47.0616 | 0.52001 | 1.66 | 0.07085 | 0.02508 | 50.0028 | 0.4967 | 1.95 | 0.08522 | 0.02856 | 52.6371 | 0.60484 | 1.79 | 0.07755 | 0.02542 | 50.02 | 0.77221 | 1.41 | 0.06078 | 0.01956 | 52.3959 | 0.74549 | 1.6 | 0.0681 | 0.02164 | 50.0205 | 0.77221 | 1.55 | 0.06574 | 0.02056 | 50.0313 | 1.1044 | 1.19 | 0.0491 | 0.01524 | 48.1803 | 1.3895 | 1.05 | 0.04168 | 0.01269 | 50.0411 | 1.5256 | 1.03 | 0.0397 | 0.01216 | 48.3158 | 1.5656 | 1 | 0.0387 | 0.01173 | 46.9161 | 2.1158 | 0.8098 | 0.03024 | 0.00911 | 45.7548 | 2.4049 | 0.76261 | 0.02768 | 0.00829 | 45.9882 | 2.3949 | 0.81296 | 0.02881 | 0.0086 | 47.2642 | 2.701 | 0.7293 | 0.02573 | 0.00776 | 45.0428 | 2.7941 | 0.74962 | 0.02576 | 0.00766 | 45.0417 | 3.2943 | 0.63326 | 0.02177 | 0.00656 | 45.5011 | 3.2713 | 0.70805 | 0.02578 | 0.00699 | 46.9209 | 3.2013 | 0.81193 | 0.03148 | 0.00765 | 46.9258 | 3.8125 | 0.68616 | 0.02649 | 0.00654 | 45.0496 | 3.9236 | 0.66926 | 0.02576 | 0.00631 | 49.0735 | 4.0366 | 0.72066 | 0.02824 | 0.00663 | 48.1315 | 4.4518 | 0.65782 | 0.02565 | 0.00605 | 49.1642 | 5.06 | 0.64002 | 0.02477 | 0.00574 | 47.467 | 5.9944 | 0.54859 | 0.021 | 0.00501 | 46.9278 | 6.0414 | 0.59462 | 0.02243 | 0.00521 | 47.672 | 6.3636 | 0.56379 | 0.0213 | 0.00491 | 46.205 | 6.4996 | 0.5539 | 0.02087 | 0.0048 | 46.9271 | 6.8808 | 0.52399 | 0.01972 | 0.00455 | 46.4784 | 6.9258 | 0.56463 | 0.02084 | 0.00472 | 46.479 | 7.7762 | 0.50649 | 0.01862 | 0.00431 | 48.6638 | 7.5391 | 0.55954 | 0.02023 | 0.00464 | 45.778 | 8.8146 | 0.5208 | 0.01822 | 0.00418 | 44.3498 | 9.509 | 0.45368 | 0.01614 | 0.00378 | 46.3444 | 9.2348 | 0.49754 | 0.01739 | 0.00404 | 44.9179 | 10.0741 | 0.43128 | 0.01528 | 0.00362 | 44.6902 | 10.1142 | 0.46089 | 0.01597 | 0.00375 | 43.6498 | 10.2743 | 0.45542 | 0.01574 | 0.0037 | 42.1794 | 12.1051 | 0.39076 | 0.0134 | 0.00322 | 41.7107 | 12.8554 | 0.37225 | 0.01267 | 0.00313 | 41.7066 | 12.8554 | 0.39706 | 0.01322 | 0.00324 | 43.0543 | 13.0855 | 0.39109 | 0.013 | 0.00325 | 43.5223 | 13.7157 | 0.37106 | 0.01239 | 0.00304 | 42.0934 | 17.3173 | 0.33945 | 0.0119 | 0.00277 | 41.3204 | 17.5174 | 0.33673 | 0.01177 | 0.00275 | 43.3398 | 21.229 | 0.34436 | 0.01214 | 0.00273 | 44.3885 | 21.7291 | 0.33583 | 0.01186 | 0.00259 | 42.6671 | 22.2595 | 0.33042 | 0.0116 | 0.00256 | 44.1478 | 21.7992 | 0.36554 | 0.01275 | 0.00271 | 46.1294 | 24.1504 | 0.36575 | 0.01235 | 0.00289 | 45.1665 | 26.6317 | 0.33984 | 0.0113 | 0.00279 | 44.0459 | 28.5331 | 0.34359 | 0.01122 | 0.0027 | 48.5054 | 30.2128 | 0.3675 | 0.01303 | 0.00266 | 47.3558 | 30.6038 | 0.3674 | 0.01294 | 0.00277 | 55.2645 | 30.8534 | 0.44801 | 0.01627 | 0.00309 | 50.5132 | 36.7965 | 0.39179 | 0.01388 | 0.00278 | 50.7699 | 36.8168 | 0.39283 | 0.01395 | 0.00288 | 52.8905 | 37.9374 | 0.41495 | 0.0146 | 0.00287 | 52.6366 | 39.2979 | 0.40613 | 0.0142 | 0.00283 | 51.7157 | 43.8612 | 0.40051 | 0.01366 | 0.00282 | 51.0543 | 48.2023 | 0.36282 | 0.01236 | 0.00256 | 50.4094 | 48.5226 | 0.36151 | 0.01229 | 0.00255
49.6032 | 0.007776 | 6.84 | 0.31843 | 0.42605 | 59.5829 | 0.0067777 | 18.92 | 0.83932 | 0.85185 | 53.0504 | 0.0073931 | 23.15 | 0.92118 | 0.87462 | 53.0504 | 0.029662 | 5.77 | 0.22943 | 0.20897 | 49.9625 | 0.031033 | 6.89 | 0.27457 | 0.22046 | 53.4493 | 0.066557 | 6.03 | 0.23622 | 0.14422 | 49.9351 | 0.18968 | 2.82 | 0.11766 | 0.05637 | 49.9591 | 0.18968 | 3.1 | 0.12912 | 0.05931 | 45.8333 | 0.29372 | 2.01 | 0.08334 | 0.03678 | 46.4186 | 0.40326 | 1.74 | 0.06951 | 0.029 | 46.6667 | 0.40166 | 1.88 | 0.07359 | 0.03033 | 50.0156 | 0.4966 | 1.73 | 0.07426 | 0.02686 | 52.9443 | 0.47559 | 2.04 | 0.08906 | 0.03047 | 55.5586 | 0.45858 | 2.35 | 0.10211 | 0.034 | 57.9008 | 0.56272 | 2.11 | 0.09019 | 0.02972 | 55.022 | 0.71838 | 1.66 | 0.07068 | 0.02285 | 57.1592 | 0.69797 | 1.86 | 0.07763 | 0.02494 | 54.5678 | 0.72288 | 1.8 | 0.07494 | 0.02369 | 54.2005 | 1.0404 | 1.37 | 0.05514 | 0.01731 | 51.8864 | 1.3165 | 1.19 | 0.04617 | 0.01421 | 53.6155 | 1.4486 | 1.15 | 0.04363 | 0.01352 | 51.767 | 1.4866 | 1.12 | 0.04252 | 0.01304 | 50.0438 | 2.0188 | 0.9007 | 0.03292 | 0.01002 | 48.6145 | 2.2979 | 0.84254 | 0.02995 | 0.00906 | 48.6934 | 2.2959 | 0.89309 | 0.03101 | 0.00935 | 50.0445 | 2.589 | 0.80035 | 0.02767 | 0.00842 | 50.0475 | 2.589 | 0.88938 | 0.03254 | 0.0089 | 50.0463 | 3.0582 | 0.75166 | 0.02753 | 0.00763 | 51.1887 | 3.0102 | 0.85778 | 0.03344 | 0.00828 | 52.1344 | 2.9712 | 0.96427 | 0.03822 | 0.00891 | 52.1398 | 3.5404 | 0.81403 | 0.03213 | 0.00759 | 50.0551 | 3.6434 | 0.79353 | 0.03124 | 0.00732 | 53.9808 | 3.7765 | 0.84099 | 0.03303 | 0.00759 | 52.9447 | 4.1656 | 0.76693 | 0.02998 | 0.00691 | 53.6337 | 4.7639 | 0.73571 | 0.02827 | 0.00647 | 51.7822 | 5.6462 | 0.62935 | 0.02394 | 0.0056 | 50.8384 | 5.7183 | 0.67455 | 0.02515 | 0.00577 | 51.6447 | 6.0244 | 0.63966 | 0.02388 | 0.00545 | 50.0554 | 6.1545 | 0.62818 | 0.02339 | 0.00532 | 50.8376 | 6.5156 | 0.59416 | 0.0221 | 0.00505 | 50.0536 | 6.5846 | 0.63419 | 0.02307 | 0.00519 | 50.0543 | 7.397 | 0.56844 | 0.0206 | 0.00473 | 52.1398 | 7.1949 | 0.62333 | 0.02217 | 0.00506 | 48.8299 | 8.4424 | 0.57526 | 0.0198 | 0.00452 | 47.5177 | 9.0817 | 0.50423 | 0.01767 | 0.0041 | 49.434 | 8.8456 | 0.54952 | 0.0189 | 0.00436 | 48.1263 | 9.6289 | 0.47896 | 0.01672 | 0.00392 | 47.6696 | 9.6899 | 0.50834 | 0.01734 | 0.00404 | 46.5598 | 9.842 | 0.50214 | 0.01709 | 0.00398 | 44.9913 | 11.6048 | 0.4304 | 0.01454 | 0.00345 | 44.4914 | 12.3251 | 0.40957 | 0.01374 | 0.00335 | 46.92 | 11.9149 | 0.47301 | 0.01706 | 0.00367 | 48.4361 | 12.125 | 0.46569 | 0.01677 | 0.00368 | 48.9625 | 12.7151 | 0.4422 | 0.01598 | 0.00345 | 46.7705 | 16.2067 | 0.39556 | 0.01432 | 0.00307 | 45.9116 | 16.3968 | 0.39218 | 0.01416 | 0.00304 | 47.2798 | 20.1183 | 0.38983 | 0.01375 | 0.00294 | 48.4238 | 20.5984 | 0.38024 | 0.01343 | 0.00281 | 46.5459 | 21.1088 | 0.37377 | 0.01313 | 0.00276 | 47.8268 | 20.7586 | 0.40971 | 0.01421 | 0.00292 | 49.6778 | 23.0998 | 0.40553 | 0.01358 | 0.00307 | 48.6408 | 25.4809 | 0.3759 | 0.01241 | 0.00295 | 50.3382 | 26.3817 | 0.41209 | 0.01483 | 0.00299 | 54.5686 | 28.1915 | 0.4319 | 0.01591 | 0.00293 | 53.2752 | 28.5924 | 0.43094 | 0.01576 | 0.00304 | 60.7909 | 29.2123 | 0.51061 | 0.01853 | 0.00335 | 55.5645 | 34.9751 | 0.44418 | 0.01574 | 0.00299 | 55.8469 | 35.0654 | 0.44514 | 0.0158 | 0.00308 | 57.6987 | 36.2261 | 0.46564 | 0.01627 | 0.00307 | 57.4218 | 37.5965 | 0.45502 | 0.01581 | 0.00301 | 56.0253 | 42.1197 | 0.44422 | 0.015 | 0.00298 | 55.3088 | 46.2208 | 0.40263 | 0.01359 | 0.00269 | 54.6101 | 46.541 | 0.40105 | 0.01351 | 0.00269
54.5635 | 0.0072388 | 8.08 | 0.37486 | 0.50006 | 64.5482 | 0.0063855 | 21.76 | 0.94403 | 0.97411 | 56.366 | 0.007065 | 25.74 | 1 | 0.96802 | 56.366 | 0.028341 | 6.41 | 0.24942 | 0.23138 | 56.2078 | 0.028401 | 8.47 | 0.358 | 0.26867 | 57.0125 | 0.063405 | 6.75 | 0.25873 | 0.16074 | 54.9286 | 0.17647 | 3.33 | 0.13894 | 0.06616 | 54.5009 | 0.17747 | 3.61 | 0.14868 | 0.06864 | 50 | 0.27491 | 2.34 | 0.09596 | 0.04252 | 49.9893 | 0.38105 | 1.98 | 0.0776 | 0.03279 | 53.3333 | 0.36274 | 2.37 | 0.10176 | 0.03785 | 56.2676 | 0.45428 | 2.13 | 0.09332 | 0.03265 | 58.827 | 0.43927 | 2.45 | 0.10669 | 0.03629 | 61.1145 | 0.42687 | 2.77 | 0.11881 | 0.03984 | 63.1645 | 0.527 | 2.46 | 0.10282 | 0.0343 | 60.024 | 0.67276 | 1.93 | 0.08056 | 0.02635 | 61.9225 | 0.65715 | 2.14 | 0.08719 | 0.02844 | 59.1151 | 0.68046 | 2.07 | 0.08417 | 0.027 | 58.3698 | 0.98368 | 1.55 | 0.06122 | 0.01949 | 55.5926 | 1.2515 | 1.34 | 0.05071 | 0.0158 | 57.1898 | 1.3795 | 1.28 | 0.0476 | 0.01495 | 55.2181 | 1.4165 | 1.25 | 0.04638 | 0.01441 | 53.1715 | 1.9317 | 0.99585 | 0.03563 | 0.01097 | 51.4742 | 2.2028 | 0.92605 | 0.03225 | 0.00986 | 54.1038 | 2.1218 | 1.06 | 0.03936 | 0.01094 | 55.605 | 2.3949 | 0.9513 | 0.03503 | 0.00983 | 56.3035 | 2.3729 | 1.08 | 0.04226 | 0.01058 | 56.3021 | 2.8081 | 0.91199 | 0.03575 | 0.00906 | 56.8764 | 2.7871 | 1.02 | 0.04063 | 0.00967 | 57.3478 | 2.7701 | 1.13 | 0.04476 | 0.01025 | 57.3538 | 3.3103 | 0.95126 | 0.0376 | 0.00872 | 55.0606 | 3.4073 | 0.92685 | 0.03655 | 0.00839 | 58.8882 | 3.5534 | 0.96923 | 0.03773 | 0.0086 | 57.7578 | 3.9195 | 0.8832 | 0.03424 | 0.00782 | 58.1032 | 4.5067 | 0.8371 | 0.03174 | 0.00723 | 56.0974 | 5.3441 | 0.71487 | 0.02685 | 0.00623 | 54.7491 | 5.4341 | 0.75883 | 0.02786 | 0.00636 | 55.6174 | 5.7272 | 0.71964 | 0.02645 | 0.00602 | 53.9059 | 5.8513 | 0.70646 | 0.02591 | 0.00587 | 54.7482 | 6.1934 | 0.66811 | 0.02448 | 0.00557 | 53.6289 | 6.2815 | 0.70724 | 0.02531 | 0.00569 | 53.6297 | 7.0588 | 0.63345 | 0.02258 | 0.00517 | 55.6158 | 6.8867 | 0.69006 | 0.02412 | 0.0055 | 54.9337 | 7.8001 | 0.69106 | 0.02573 | 0.00524 | 50.6855 | 8.6985 | 0.55709 | 0.01921 | 0.00444 | 55.6132 | 8.1722 | 0.66005 | 0.02456 | 0.00505 | 51.3347 | 9.2247 | 0.52881 | 0.01816 | 0.00424 | 53.6282 | 8.9595 | 0.60919 | 0.02248 | 0.00465 | 52.3798 | 9.1016 | 0.60143 | 0.02215 | 0.00458 | 50.6153 | 10.7443 | 0.51455 | 0.01881 | 0.00395 | 50.0528 | 11.4246 | 0.48876 | 0.01775 | 0.00381 | 52.1333 | 11.1244 | 0.55465 | 0.02062 | 0.00413 | 53.8178 | 11.3245 | 0.54589 | 0.02027 | 0.00414 | 54.4028 | 11.8747 | 0.51865 | 0.01932 | 0.00389 | 51.4475 | 15.2461 | 0.45534 | 0.01664 | 0.00338 | 50.5027 | 15.4262 | 0.45126 | 0.01646 | 0.00335 | 51.2198 | 19.1378 | 0.43772 | 0.01534 | 0.00316 | 52.4591 | 19.5979 | 0.42702 | 0.01498 | 0.00303 | 50.4247 | 20.0881 | 0.41941 | 0.01464 | 0.00298 | 51.5058 | 19.818 | 0.45604 | 0.01566 | 0.00313 | 56.7746 | 21.2787 | 0.49031 | 0.01813 | 0.00344 | 55.5895 | 23.5097 | 0.45269 | 0.0165 | 0.00328 | 56.6305 | 24.5905 | 0.48587 | 0.01815 | 0.00332 | 60.6318 | 26.4705 | 0.50069 | 0.01866 | 0.00321 | 59.1947 | 26.8713 | 0.49875 | 0.01846 | 0.00332 | 66.3174 | 27.7714 | 0.57658 | 0.02076 | 0.00361 | 60.6159 | 33.354 | 0.49921 | 0.01757 | 0.0032 | 60.9239 | 33.5043 | 0.49996 | 0.01761 | 0.00329 | 62.5069 | 34.695 | 0.51864 | 0.01792 | 0.00327 | 62.2069 | 36.0654 | 0.50605 | 0.01738 | 0.00321 | 60.3349 | 40.5385 | 0.4897 | 0.01633 | 0.00314 | 59.5633 | 44.4295 | 0.44409 | 0.01481 | 0.00284 | 58.8109 | 44.7397 | 0.44223 | 0.01472 | 0.00283
59.5238 | 0.0067825 | 9.42 | 0.43137 | 0.5788 | 69.5134 | 0.0060444 | 24.77 | 1.05 | 1.1 | 59.6817 | 0.0067688 | 28.45 | 1.08 | 1.07 | 59.6817 | 0.02715 | 7.09 | 0.26969 | 0.25471 | 62.4532 | 0.02625 | 10.19 | 0.43686 | 0.32067 | 64.1391 | 0.058053 | 8.3 | 0.34137 | 0.19592 | 59.9221 | 0.16517 | 3.88 | 0.15997 | 0.07659 | 59.0426 | 0.16707 | 4.16 | 0.16819 | 0.07854 | 54.1667 | 0.2586 | 2.7 | 0.10855 | 0.04859 | 57.1306 | 0.34433 | 2.5 | 0.10728 | 0.04094 | 60 | 0.33173 | 2.91 | 0.12785 | 0.04606 | 62.5195 | 0.41956 | 2.56 | 0.11178 | 0.03891 | 64.7097 | 0.40896 | 2.89 | 0.12412 | 0.04254 | 66.6704 | 0.39985 | 3.22 | 0.13547 | 0.04606 | 68.4283 | 0.49629 | 2.83 | 0.11549 | 0.03915 | 65.026 | 0.63344 | 2.22 | 0.09049 | 0.03005 | 66.6857 | 0.62164 | 2.44 | 0.09683 | 0.03213 | 63.6624 | 0.64365 | 2.35 | 0.09347 | 0.03049 | 62.5391 | 0.93406 | 1.75 | 0.06735 | 0.02179 | 59.2988 | 1.1934 | 1.49 | 0.05528 | 0.01746 | 60.7642 | 1.3185 | 1.42 | 0.05162 | 0.01644 | 58.6692 | 1.3535 | 1.39 | 0.05029 | 0.01584 | 56.2993 | 1.8527 | 1.1 | 0.03837 | 0.01196 | 57.1935 | 2.0358 | 1.1 | 0.04097 | 0.01156 | 60.8667 | 1.9447 | 1.29 | 0.0513 | 0.01308 | 62.5556 | 2.1948 | 1.16 | 0.04557 | 0.01172 | 62.5594 | 2.1948 | 1.28 | 0.05141 | 0.01238 | 62.5579 | 2.598 | 1.09 | 0.04348 | 0.01061 | 62.564 | 2.598 | 1.19 | 0.04762 | 0.01115 | 62.5613 | 2.598 | 1.3 | 0.05123 | 0.01167 | 62.5678 | 3.1062 | 1.1 | 0.04299 | 0.00991 | 60.0661 | 3.2002 | 1.07 | 0.04178 | 0.00953 | 63.7955 | 3.3543 | 1.11 | 0.04241 | 0.00967 | 62.571 | 3.7074 | 1.01 | 0.03847 | 0.00878 | 62.5726 | 4.2806 | 0.94407 | 0.0352 | 0.00804 | 60.4125 | 5.0779 | 0.80505 | 0.02977 | 0.00689 | 58.6597 | 5.182 | 0.84736 | 0.03058 | 0.00697 | 59.59 | 5.4621 | 0.80363 | 0.02903 | 0.00662 | 57.7563 | 5.5812 | 0.78867 | 0.02843 | 0.00645 | 58.6588 | 5.9073 | 0.74577 | 0.02686 | 0.00612 | 57.2041 | 6.0103 | 0.78369 | 0.02755 | 0.0062 | 57.205 | 6.7556 | 0.70148 | 0.02457 | 0.00563 | 62.5678 | 6.3564 | 0.8321 | 0.03144 | 0.00644 | 61.0374 | 7.2638 | 0.8159 | 0.03124 | 0.00602 | 57.0212 | 8.0352 | 0.66949 | 0.02497 | 0.00515 | 61.7925 | 7.6109 | 0.7792 | 0.02982 | 0.00579 | 57.7515 | 8.5263 | 0.63476 | 0.02358 | 0.0049 | 59.5869 | 8.3492 | 0.71784 | 0.02726 | 0.00531 | 58.1998 | 8.4823 | 0.70837 | 0.02685 | 0.00522 | 56.2392 | 10.0239 | 0.60511 | 0.02278 | 0.00449 | 55.6143 | 10.6542 | 0.57393 | 0.02147 | 0.0043 | 57.3466 | 10.4441 | 0.64184 | 0.02405 | 0.00462 | 59.1996 | 10.6341 | 0.63153 | 0.02363 | 0.00463 | 59.8431 | 11.1543 | 0.60027 | 0.02253 | 0.00436 | 56.1246 | 14.4157 | 0.51871 | 0.01892 | 0.00371 | 55.0939 | 14.5958 | 0.51388 | 0.0187 | 0.00367 | 55.1598 | 18.2673 | 0.48798 | 0.01691 | 0.0034 | 56.4944 | 18.6974 | 0.4761 | 0.01652 | 0.00327 | 54.3036 | 19.1776 | 0.46729 | 0.01614 | 0.00321 | 58.8638 | 18.2171 | 0.55494 | 0.02102 | 0.00359 | 63.8715 | 19.7778 | 0.58192 | 0.0223 | 0.00385 | 62.5382 | 21.8688 | 0.53559 | 0.02026 | 0.00365 | 62.9228 | 23.0695 | 0.56478 | 0.02132 | 0.00366 | 66.695 | 24.9796 | 0.57378 | 0.02134 | 0.00352 | 65.1142 | 25.3804 | 0.57072 | 0.02109 | 0.00362 | 71.8438 | 26.4906 | 0.64586 | 0.02296 | 0.00389 | 65.6672 | 31.903 | 0.55681 | 0.01937 | 0.00342 | 66.0009 | 32.1033 | 0.55726 | 0.01939 | 0.00351 | 67.3151 | 33.314 | 0.57392 | 0.01956 | 0.00348 | 66.9921 | 34.6744 | 0.55919 | 0.01894 | 0.00341 | 64.6446 | 39.0974 | 0.5369 | 0.01765 | 0.00332 | 63.8178 | 42.8083 | 0.48718 | 0.01602 | 0.00299 | 63.0117 | 43.0985 | 0.48503 | 0.01592 | 0.00298
64.4841 | 0.0063894 | 10.83 | 0.48836 | 0.66211 | 74.4786 | 0.0057442 | 27.95 | 1.16 | 1.24 | 66.313 | 0.0062586 | 34.21 | 1.37 | 1.27 | 66.313 | 0.0251 | 8.52 | 0.34241 | 0.30403 | 68.6985 | 0.024449 | 12.04 | 0.51382 | 0.37629 | 71.2657 | 0.053681 | 9.98 | 0.41867 | 0.23383 | 64.9156 | 0.15546 | 4.47 | 0.18093 | 0.08764 | 63.5843 | 0.15796 | 4.74 | 0.18775 | 0.08897 | 58.3333 | 0.2445 | 3.07 | 0.12117 | 0.05501 | 64.2719 | 0.31502 | 3.07 | 0.13476 | 0.04984 | 66.6667 | 0.30642 | 3.5 | 0.15312 | 0.05492 | 68.7715 | 0.39075 | 3.02 | 0.13001 | 0.04561 | 70.5924 | 0.38325 | 3.37 | 0.1415 | 0.04918 | 72.2262 | 0.37674 | 3.71 | 0.15218 | 0.05264 | 73.692 | 0.46958 | 3.22 | 0.12825 | 0.04426 | 70.028 | 0.59933 | 2.52 | 0.10048 | 0.03396 | 71.449 | 0.59042 | 2.75 | 0.10654 | 0.036 | 68.2097 | 0.61123 | 2.65 | 0.10286 | 0.03416 | 66.7084 | 0.89014 | 1.96 | 0.07354 | 0.02419 | 63.005 | 1.1414 | 1.65 | 0.0599 | 0.0192 | 64.3386 | 1.2635 | 1.57 | 0.05567 | 0.01799 | 62.1204 | 1.2975 | 1.53 | 0.05424 | 0.01733 | 62.5547 | 1.7166 | 1.31 | 0.04871 | 0.01405 | 64.3427 | 1.8657 | 1.34 | 0.05343 | 0.01384 | 67.6297 | 1.7987 | 1.55 | 0.06253 | 0.01539 | 69.5062 | 2.0307 | 1.38 | 0.05549 | 0.01375 | 68.8154 | 2.0457 | 1.51 | 0.06032 | 0.01431 | 68.8137 | 2.4219 | 1.27 | 0.051 | 0.01226 | 68.2516 | 2.4369 | 1.38 | 0.05454 | 0.01273 | 67.7747 | 2.4489 | 1.49 | 0.05768 | 0.01318 | 67.7818 | 2.9291 | 1.25 | 0.04837 | 0.01117 | 65.0716 | 3.0181 | 1.22 | 0.04699 | 0.01073 | 68.7029 | 3.1782 | 1.25 | 0.0471 | 0.0108 | 67.3841 | 3.5133 | 1.14 | 0.0427 | 0.00979 | 67.0421 | 4.0805 | 1.06 | 0.03867 | 0.00888 | 64.7277 | 4.8418 | 0.89979 | 0.03268 | 0.00758 | 62.5704 | 4.9569 | 0.94005 | 0.03331 | 0.00762 | 63.5627 | 5.226 | 0.89156 | 0.03162 | 0.00724 | 61.6067 | 5.339 | 0.87473 | 0.03096 | 0.00704 | 62.5694 | 5.6522 | 0.82707 | 0.02925 | 0.00669 | 64.3547 | 5.5441 | 0.94648 | 0.03595 | 0.00729 | 64.3556 | 6.2354 | 0.84626 | 0.03203 | 0.00659 | 69.5198 | 5.9162 | 0.98534 | 0.03823 | 0.00745 | 67.1411 | 6.8096 | 0.94951 | 0.03655 | 0.00684 | 63.3569 | 7.4829 | 0.79067 | 0.03032 | 0.00591 | 67.9717 | 7.1357 | 0.90671 | 0.03489 | 0.00658 | 64.1684 | 7.944 | 0.74894 | 0.02861 | 0.00562 | 65.5456 | 7.831 | 0.83404 | 0.03186 | 0.00601 | 64.0197 | 7.956 | 0.82275 | 0.03138 | 0.0059 | 61.8631 | 9.4066 | 0.70189 | 0.0266 | 0.00506 | 61.1757 | 10.0038 | 0.66492 | 0.02506 | 0.00483 | 62.56 | 9.8598 | 0.73444 | 0.0274 | 0.00514 | 64.5814 | 10.0438 | 0.72247 | 0.02693 | 0.00514 | 65.2834 | 10.534 | 0.68692 | 0.02567 | 0.00485 | 60.8016 | 13.6853 | 0.58559 | 0.02116 | 0.00406 | 59.685 | 13.8554 | 0.57997 | 0.02092 | 0.00401 | 63.0398 | 16.7764 | 0.59535 | 0.02275 | 0.00391 | 64.5651 | 17.1765 | 0.58096 | 0.02222 | 0.00378 | 62.0612 | 17.6168 | 0.56956 | 0.0217 | 0.00369 | 66.2218 | 16.9064 | 0.66204 | 0.02592 | 0.00409 | 70.9683 | 18.5071 | 0.68015 | 0.02629 | 0.0043 | 69.4869 | 20.478 | 0.62441 | 0.02385 | 0.00404 | 69.215 | 21.7488 | 0.64869 | 0.02441 | 0.00403 | 72.7581 | 23.6889 | 0.65103 | 0.02399 | 0.00384 | 71.0337 | 24.0796 | 0.64673 | 0.02369 | 0.00394 | 77.3703 | 25.3599 | 0.71836 | 0.02516 | 0.00419 | 70.7185 | 30.6022 | 0.61695 | 0.02117 | 0.00366 | 71.0779 | 30.8324 | 0.61699 | 0.02116 | 0.00375 | 72.1234 | 32.0632 | 0.63142 | 0.02119 | 0.0037 | 71.7772 | 33.4235 | 0.61439 | 0.0205 | 0.00362 | 68.9542 | 37.7764 | 0.58579 | 0.01896 | 0.0035 | 68.0724 | 41.3173 | 0.53186 | 0.01722 | 0.00315 | 67.2125 | 41.6075 | 0.5294 | 0.01712 | 0.00314
69.4444 | 0.0060482 | 12.33 | 0.54604 | 0.74983 | 79.4439 | 0.0054791 | 31.29 | 1.27 | 1.38 | 74.6021 | 0.0057373 | 42.03 | 1.79 | 1.55 | 74.6021 | 0.023009 | 10.47 | 0.44554 | 0.37049 | 74.9438 | 0.022929 | 14.02 | 0.59004 | 0.43538 | 78.3922 | 0.050039 | 11.79 | 0.4936 | 0.27436 | 69.9091 | 0.14706 | 5.09 | 0.20194 | 0.09929 | 72.6678 | 0.14296 | 5.99 | 0.25927 | 0.1114 | 66.6667 | 0.22119 | 3.88 | 0.16738 | 0.0688 | 71.4133 | 0.29111 | 3.69 | 0.16136 | 0.05944 | 73.3333 | 0.28541 | 4.14 | 0.17809 | 0.06442 | 75.0234 | 0.36624 | 3.52 | 0.1482 | 0.05274 | 76.4751 | 0.36113 | 3.87 | 0.15893 | 0.05621 | 77.7821 | 0.35663 | 4.22 | 0.16899 | 0.05957 | 78.9557 | 0.44617 | 3.63 | 0.14111 | 0.04962 | 75.03 | 0.56931 | 2.85 | 0.11056 | 0.03805 | 76.2123 | 0.56281 | 3.07 | 0.11635 | 0.04006 | 72.757 | 0.58252 | 2.97 | 0.11233 | 0.038 | 70.8776 | 0.85082 | 2.17 | 0.07979 | 0.0267 | 66.7111 | 1.0954 | 1.82 | 0.06456 | 0.021 | 71.4873 | 1.1684 | 1.88 | 0.071 | 0.02127 | 69.0226 | 1.1994 | 1.83 | 0.06917 | 0.02048 | 70.3741 | 1.5766 | 1.59 | 0.06343 | 0.01685 | 71.4919 | 1.7266 | 1.61 | 0.06513 | 0.01631 | 74.3927 | 1.6766 | 1.82 | 0.07344 | 0.01786 | 76.4569 | 1.8947 | 1.62 | 0.06513 | 0.01592 | 75.0713 | 1.9197 | 1.74 | 0.06912 | 0.01635 | 75.0694 | 2.2728 | 1.47 | 0.05843 | 0.01402 | 73.9393 | 2.2978 | 1.58 | 0.06143 | 0.01439 | 72.9881 | 2.3199 | 1.69 | 0.06415 | 0.01476 | 72.9957 | 2.775 | 1.42 | 0.05377 | 0.01249 | 70.0771 | 2.8581 | 1.38 | 0.05222 | 0.012 | 73.6102 | 3.0231 | 1.4 | 0.05181 | 0.01198 | 72.1973 | 3.3422 | 1.27 | 0.04696 | 0.01084 | 71.5116 | 3.8984 | 1.17 | 0.04215 | 0.00975 | 69.0429 | 4.6317 | 0.99899 | 0.0356 | 0.0083 | 70.3917 | 4.5707 | 1.14 | 0.04353 | 0.00899 | 71.508 | 4.8208 | 1.08 | 0.0413 | 0.00855 | 69.3075 | 4.9248 | 1.06 | 0.04044 | 0.00831 | 70.3906 | 5.2139 | 1 | 0.0382 | 0.00789 | 71.5052 | 5.1579 | 1.12 | 0.04376 | 0.00846 | 71.5062 | 5.8032 | 1 | 0.03896 | 0.00763 | 76.4717 | 5.544 | 1.15 | 0.04477 | 0.00852 | 73.2449 | 6.4204 | 1.09 | 0.04175 | 0.00772 | 69.6926 | 7.0156 | 0.92035 | 0.03547 | 0.00672 | 74.151 | 6.7275 | 1.04 | 0.03985 | 0.00741 | 70.5852 | 7.4497 | 0.87108 | 0.03346 | 0.00638 | 71.5043 | 7.3857 | 0.9576 | 0.03637 | 0.00675 | 69.8397 | 7.5038 | 0.94436 | 0.03581 | 0.00662 | 67.487 | 8.8754 | 0.80473 | 0.03035 | 0.00566 | 66.7371 | 9.4456 | 0.76156 | 0.02857 | 0.00539 | 67.7733 | 9.3495 | 0.8323 | 0.03072 | 0.00569 | 69.9632 | 9.5206 | 0.81858 | 0.03019 | 0.00569 | 70.7237 | 9.9957 | 0.77848 | 0.02877 | 0.00538 | 65.4787 | 13.0449 | 0.6559 | 0.0234 | 0.00443 | 64.2762 | 13.205 | 0.64944 | 0.02313 | 0.00438 | 70.9198 | 15.5558 | 0.71171 | 0.0281 | 0.00446 | 72.6357 | 15.9259 | 0.69459 | 0.02744 | 0.00433 | 69.8189 | 16.3361 | 0.68034 | 0.02678 | 0.00422 | 73.5797 | 15.7958 | 0.77706 | 0.03062 | 0.00462 | 78.0651 | 17.4265 | 0.78479 | 0.03019 | 0.00477 | 76.4356 | 19.2973 | 0.71896 | 0.02736 | 0.00446 | 75.5073 | 20.6081 | 0.73744 | 0.02746 | 0.00441 | 78.8213 | 22.5483 | 0.73234 | 0.02661 | 0.00417 | 76.9531 | 22.9389 | 0.72669 | 0.02626 | 0.00428 | 82.8967 | 24.3293 | 0.79402 | 0.02735 | 0.00449 | 75.7698 | 29.4315 | 0.67956 | 0.02295 | 0.0039 | 76.1549 | 29.6817 | 0.67911 | 0.02292 | 0.00399 | 76.9316 | 30.9225 | 0.6911 | 0.02282 | 0.00393 | 76.5624 | 32.2728 | 0.67161 | 0.02204 | 0.00384 | 73.2639 | 36.5655 | 0.63635 | 0.02027 | 0.00368 | 72.3269 | 39.9564 | 0.57811 | 0.01843 | 0.00331 | 71.4133 | 40.2366 | 0.57532 | 0.01831 | 0.0033
79.3651 | 0.005483 | 15.57 | 0.73743 | 0.93799 | 84.4091 | 0.005242 | 34.78 | 1.38 | 1.53 | 82.8912 | 0.0053121 | 50.52 | 2.18 | 1.84 | 82.8912 | 0.021298 | 12.59 | 0.54299 | 0.44201 | 81.1891 | 0.021628 | 16.13 | 0.66614 | 0.4978 | 85.5188 | 0.046958 | 13.73 | 0.56746 | 0.31738 | 79.8961 | 0.13325 | 6.43 | 0.27864 | 0.1243 | 81.7513 | 0.13095 | 7.36 | 0.32534 | 0.1358 | 75 | 0.20248 | 4.76 | 0.21011 | 0.08382 | 78.5546 | 0.2712 | 4.35 | 0.18764 | 0.06972 | 80 | 0.2675 | 4.82 | 0.20299 | 0.07451 | 81.2754 | 0.34523 | 4.05 | 0.16642 | 0.06028 | 82.3578 | 0.34193 | 4.4 | 0.17645 | 0.06361 | 83.338 | 0.33893 | 4.76 | 0.18591 | 0.06683 | 84.2194 | 0.42546 | 4.06 | 0.15409 | 0.05523 | 80.032 | 0.5428 | 3.18 | 0.12073 | 0.04234 | 80.9755 | 0.5381 | 3.41 | 0.12624 | 0.04428 | 77.3044 | 0.55691 | 3.3 | 0.12189 | 0.04201 | 75.0469 | 0.8156 | 2.4 | 0.08611 | 0.0293 | 74.1235 | 1.0144 | 2.18 | 0.08214 | 0.02481 | 80.4232 | 1.0714 | 2.3 | 0.0928 | 0.0257 | 77.6505 | 1.0994 | 2.24 | 0.09041 | 0.02473 | 78.1934 | 1.4615 | 1.9 | 0.07724 | 0.01986 | 78.6411 | 1.6096 | 1.89 | 0.0765 | 0.01894 | 81.1557 | 1.5726 | 2.11 | 0.0842 | 0.02049 | 83.4075 | 1.7776 | 1.87 | 0.07463 | 0.01823 | 81.3273 | 1.8106 | 2 | 0.07787 | 0.01852 | 81.3252 | 2.1438 | 1.69 | 0.06583 | 0.01587 | 79.6269 | 2.1768 | 1.79 | 0.06832 | 0.01614 | 78.2016 | 2.2058 | 1.89 | 0.07064 | 0.01642 | 78.2097 | 2.639 | 1.59 | 0.05918 | 0.01388 | 75.0826 | 2.718 | 1.55 | 0.05748 | 0.01332 | 78.5176 | 2.884 | 1.56 | 0.05655 | 0.01321 | 77.0105 | 3.1892 | 1.42 | 0.05124 | 0.01194 | 80.4505 | 3.5813 | 1.43 | 0.05524 | 0.01161 | 77.6733 | 4.2705 | 1.21 | 0.04656 | 0.00983 | 78.213 | 4.2495 | 1.35 | 0.05302 | 0.01046 | 79.4534 | 4.4856 | 1.28 | 0.05029 | 0.00996 | 77.0084 | 4.5827 | 1.26 | 0.04923 | 0.00967 | 78.2118 | 4.8518 | 1.19 | 0.04651 | 0.00918 | 78.6557 | 4.8328 | 1.31 | 0.05127 | 0.00971 | 78.6568 | 5.439 | 1.17 | 0.04563 | 0.00874 | 83.4237 | 5.2269 | 1.32 | 0.05117 | 0.00965 | 79.3486 | 6.0822 | 1.24 | 0.04689 | 0.00863 | 76.0283 | 6.6144 | 1.06 | 0.04052 | 0.00757 | 80.3302 | 6.3733 | 1.19 | 0.04475 | 0.00829 | 77.0021 | 7.0265 | 1 | 0.0382 | 0.00718 | 77.463 | 6.9975 | 1.09 | 0.04083 | 0.00753 | 75.6597 | 7.1096 | 1.07 | 0.0402 | 0.00738 | 73.1109 | 8.4141 | 0.91345 | 0.03405 | 0.00629 | 72.2985 | 8.9563 | 0.86372 | 0.03204 | 0.00598 | 72.9866 | 8.9003 | 0.9353 | 0.03403 | 0.00627 | 75.345 | 9.0643 | 0.91972 | 0.03343 | 0.00626 | 76.1639 | 9.5175 | 0.87481 | 0.03186 | 0.00592 | 74.8328 | 11.9544 | 0.80641 | 0.03167 | 0.00522 | 73.4585 | 12.1045 | 0.79814 | 0.03129 | 0.00515 | 78.7997 | 14.5353 | 0.83672 | 0.03322 | 0.00505 | 80.7063 | 14.8853 | 0.81666 | 0.03244 | 0.00492 | 77.5765 | 15.2655 | 0.79934 | 0.03165 | 0.00478 | 80.9377 | 14.8553 | 0.89976 | 0.03522 | 0.00519 | 85.1619 | 16.496 | 0.89565 | 0.03403 | 0.00527 | 83.3843 | 18.2668 | 0.81907 | 0.03082 | 0.0049 | 81.7996 | 19.6076 | 0.83091 | 0.03049 | 0.00482 | 84.8845 | 21.5377 | 0.81761 | 0.02923 | 0.00452 | 82.8726 | 21.9184 | 0.8105 | 0.02882 | 0.00463 | 88.4232 | 23.4088 | 0.87275 | 0.02954 | 0.00481 | 80.8211 | 28.3708 | 0.74459 | 0.02473 | 0.00415 | 81.2319 | 28.631 | 0.74357 | 0.02467 | 0.00424 | 81.7398 | 29.8818 | 0.75292 | 0.02444 | 0.00417 | 81.3475 | 31.2221 | 0.73081 | 0.02359 | 0.00407 | 77.5735 | 35.4448 | 0.68854 | 0.02158 | 0.00388 | 76.5814 | 38.7056 | 0.62589 | 0.01963 | 0.00348 | 75.614 | 38.9757 | 0.62277 | 0.01951 | 0.00346
89.2857 | 0.0050328 | 19.12 | 0.91842 | 1.14 | 89.3744 | 0.0050299 | 38.43 | 1.49 | 1.68 | 91.1804 | 0.0049579 | 59.65 | 2.56 | 2.16 | 91.1804 | 0.019877 | 14.87 | 0.63795 | 0.51834 | 87.4344 | 0.020488 | 18.36 | 0.74245 | 0.56343 | 92.6454 | 0.044306 | 15.79 | 0.64092 | 0.36278 | 89.8832 | 0.12215 | 7.9 | 0.34945 | 0.1515 | 90.8348 | 0.12125 | 8.85 | 0.3892 | 0.16208 | 83.3333 | 0.18737 | 5.73 | 0.25144 | 0.10002 | 85.6959 | 0.25429 | 5.07 | 0.21382 | 0.08065 | 86.6667 | 0.25219 | 5.54 | 0.22794 | 0.08519 | 87.5274 | 0.32702 | 4.61 | 0.18474 | 0.06822 | 88.2405 | 0.32502 | 4.97 | 0.1941 | 0.07137 | 88.8938 | 0.32332 | 5.33 | 0.20298 | 0.07443 | 89.4831 | 0.40695 | 4.51 | 0.16717 | 0.06108 | 85.034 | 0.51909 | 3.54 | 0.13098 | 0.04681 | 85.7388 | 0.51599 | 3.77 | 0.13623 | 0.04868 | 81.8517 | 0.5339 | 3.64 | 0.13155 | 0.04617 | 83.3854 | 0.75468 | 2.88 | 0.10989 | 0.03482 | 83.3889 | 0.93192 | 2.66 | 0.10713 | 0.02992 | 89.3591 | 0.99225 | 2.75 | 0.11322 | 0.03046 | 86.2783 | 1.0184 | 2.69 | 0.11032 | 0.02931 | 86.0128 | 1.3655 | 2.23 | 0.0906 | 0.02307 | 85.7903 | 1.5105 | 2.19 | 0.08771 | 0.02174 | 87.9186 | 1.4845 | 2.41 | 0.09491 | 0.02326 | 90.3581 | 1.6776 | 2.15 | 0.08409 | 0.02067 | 87.5832 | 1.7166 | 2.26 | 0.08663 | 0.02079 | 87.581 | 2.0317 | 1.91 | 0.07322 | 0.01782 | 85.3145 | 2.0707 | 2.01 | 0.07525 | 0.01797 | 83.415 | 2.1048 | 2.11 | 0.07716 | 0.01816 | 83.4237 | 2.5189 | 1.77 | 0.06463 | 0.01533 | 80.0881 | 2.5939 | 1.73 | 0.06276 | 0.01471 | 88.3323 | 2.6499 | 1.9 | 0.07435 | 0.01582 | 86.6368 | 2.93 | 1.72 | 0.06731 | 0.01428 | 89.3895 | 3.3212 | 1.7 | 0.06745 | 0.01361 | 86.3036 | 3.9614 | 1.44 | 0.05675 | 0.01146 | 86.0343 | 3.9704 | 1.58 | 0.06219 | 0.01202 | 87.3987 | 4.1955 | 1.5 | 0.05895 | 0.01145 | 84.7092 | 4.2895 | 1.47 | 0.0577 | 0.01112 | 86.0329 | 4.5396 | 1.39 | 0.05451 | 0.01055 | 85.8062 | 4.5486 | 1.51 | 0.05864 | 0.01102 | 85.8074 | 5.1278 | 1.35 | 0.05216 | 0.0099 | 90.3757 | 4.9498 | 1.51 | 0.05751 | 0.01084 | 85.4523 | 5.7861 | 1.4 | 0.05201 | 0.00959 | 82.364 | 6.2673 | 1.2 | 0.04551 | 0.00848 | 86.5095 | 6.0632 | 1.34 | 0.04964 | 0.00921 | 83.4189 | 6.6584 | 1.14 | 0.0429 | 0.00803 | 83.4217 | 6.6574 | 1.23 | 0.04527 | 0.00835 | 81.4797 | 6.7644 | 1.21 | 0.04457 | 0.00818 | 78.7348 | 8.0079 | 1.03 | 0.03773 | 0.00696 | 77.86 | 8.5261 | 0.97124 | 0.03549 | 0.00659 | 83.4133 | 8.1449 | 1.16 | 0.04623 | 0.00749 | 86.1085 | 8.297 | 1.14 | 0.0454 | 0.00749 | 87.0445 | 8.7141 | 1.08 | 0.04325 | 0.00709 | 84.1869 | 11.0639 | 0.96981 | 0.03923 | 0.00607 | 82.6408 | 11.204 | 0.95957 | 0.03877 | 0.00598 | 86.6797 | 13.6648 | 0.97009 | 0.03822 | 0.00568 | 88.777 | 13.9949 | 0.94691 | 0.03733 | 0.00554 | 85.3342 | 14.3551 | 0.9263 | 0.03641 | 0.00538 | 88.2957 | 14.0449 | 1.03 | 0.03975 | 0.00578 | 92.2588 | 15.6756 | 1.01 | 0.03785 | 0.00579 | 90.333 | 17.3663 | 0.92458 | 0.03426 | 0.00537 | 88.0919 | 18.7271 | 0.92897 | 0.03351 | 0.00525 | 90.9477 | 20.6373 | 0.90674 | 0.03184 | 0.00489 | 88.7921 | 21.0179 | 0.89806 | 0.03138 | 0.005 | 93.9496 | 22.5783 | 0.95449 | 0.03173 | 0.00514 | 85.8725 | 27.4003 | 0.81199 | 0.02652 | 0.00441 | 86.3089 | 27.6705 | 0.81033 | 0.02643 | 0.00449 | 86.548 | 28.9212 | 0.81684 | 0.02607 | 0.00442 | 86.1326 | 30.2515 | 0.79196 | 0.02513 | 0.0043 | 86.1928 | 33.4534 | 0.79769 | 0.02654 | 0.00428 | 85.0905 | 36.4742 | 0.72593 | 0.02421 | 0.00383 | 84.0156 | 36.7343 | 0.7221 | 0.02405 | 0.00381
99.2063 | 0.0046666 | 22.98 | 1.1 | 1.36 | 99.3049 | 0.0046637 | 46.16 | 1.88 | 2 | 99.4695 | 0.0046578 | 69.41 | 2.93 | 2.5 | 99.4695 | 0.018677 | 17.3 | 0.73186 | 0.59924 | 93.6797 | 0.019497 | 20.7 | 0.81915 | 0.63215 | 99.7719 | 0.042015 | 17.96 | 0.71433 | 0.41048 | 99.8702 | 0.11314 | 9.5 | 0.41781 | 0.18075 | 99.9182 | 0.11314 | 10.46 | 0.4521 | 0.19013 | 91.6667 | 0.17476 | 6.77 | 0.29219 | 0.11732 | 92.8372 | 0.23989 | 5.83 | 0.24005 | 0.0922 | 93.3333 | 0.23889 | 6.3 | 0.25301 | 0.09642 | 93.7793 | 0.31101 | 5.2 | 0.20318 | 0.07653 | 94.1232 | 0.31021 | 5.56 | 0.21188 | 0.07948 | 94.4497 | 0.30941 | 5.92 | 0.22019 | 0.08235 | 94.7468 | 0.39034 | 4.98 | 0.18037 | 0.06715 | 90.036 | 0.49788 | 3.91 | 0.14133 | 0.05146 | 95.2653 | 0.47787 | 4.53 | 0.1738 | 0.05796 | 90.9463 | 0.49428 | 4.37 | 0.16789 | 0.05498 | 93.8086 | 0.69265 | 3.53 | 0.14366 | 0.04224 | 92.6544 | 0.86439 | 3.18 | 0.1305 | 0.03542 | 98.295 | 0.92622 | 3.24 | 0.13301 | 0.03554 | 94.9061 | 0.94993 | 3.16 | 0.12962 | 0.03419 | 93.8321 | 1.2834 | 2.59 | 0.10376 | 0.02648 | 92.9395 | 1.4255 | 2.51 | 0.09886 | 0.02469 | 94.6816 | 1.4065 | 2.74 | 0.10561 | 0.02617 | 97.3087 | 1.5915 | 2.43 | 0.09354 | 0.02323 | 93.8391 | 1.6336 | 2.54 | 0.09541 | 0.02317 | 93.8368 | 1.9337 | 2.15 | 0.08064 | 0.01986 | 91.0022 | 1.9767 | 2.24 | 0.0822 | 0.01989 | 93.8419 | 1.9337 | 2.58 | 0.10163 | 0.02184 | 93.8517 | 2.3138 | 2.16 | 0.08504 | 0.01841 | 90.0991 | 2.3829 | 2.1 | 0.08258 | 0.01765 | 98.147 | 2.4579 | 2.27 | 0.0909 | 0.01862 | 96.2631 | 2.7179 | 2.06 | 0.08226 | 0.01678 | 98.3284 | 3.1051 | 1.99 | 0.07923 | 0.01573 | 94.934 | 3.7033 | 1.68 | 0.0666 | 0.01321 | 93.8556 | 3.7333 | 1.82 | 0.0712 | 0.01368 | 95.344 | 3.9464 | 1.73 | 0.06747 | 0.01303 | 92.4101 | 4.0344 | 1.69 | 0.06602 | 0.01264 | 93.8541 | 4.2695 | 1.6 | 0.06238 | 0.012 | 92.9567 | 4.2985 | 1.72 | 0.06596 | 0.0124 | 92.9581 | 4.8527 | 1.54 | 0.05862 | 0.01113 | 97.3277 | 4.6996 | 1.7 | 0.06382 | 0.01209 | 97.6598 | 5.2858 | 1.74 | 0.0709 | 0.01164 | 88.6997 | 5.9621 | 1.36 | 0.05048 | 0.00942 | 98.868 | 5.5419 | 1.66 | 0.06765 | 0.01117 | 89.8357 | 6.3352 | 1.28 | 0.04756 | 0.00891 | 95.3391 | 6.0891 | 1.52 | 0.06165 | 0.01009 | 93.1196 | 6.1852 | 1.5 | 0.06069 | 0.00988 | 89.9827 | 7.3266 | 1.27 | 0.05132 | 0.00838 | 88.9828 | 7.8027 | 1.2 | 0.04824 | 0.00791 | 93.8399 | 7.5336 | 1.4 | 0.05739 | 0.00882 | 96.8721 | 7.6767 | 1.37 | 0.05636 | 0.0088 | 97.9251 | 8.0648 | 1.31 | 0.05367 | 0.00834 | 93.541 | 10.3336 | 1.15 | 0.04648 | 0.00698 | 91.8231 | 10.4536 | 1.13 | 0.04592 | 0.00687 | 94.5597 | 12.9145 | 1.11 | 0.04316 | 0.00635 | 96.8476 | 13.2245 | 1.09 | 0.04215 | 0.0062 | 93.0918 | 13.5747 | 1.06 | 0.04111 | 0.00602 | 95.6536 | 13.3346 | 1.17 | 0.04427 | 0.00641 | 99.3556 | 14.9553 | 1.14 | 0.04166 | 0.00634 | 97.2817 | 16.5759 | 1.04 | 0.03769 | 0.00586 | 94.3841 | 17.9366 | 1.03 | 0.03653 | 0.00569 | 97.0109 | 19.8269 | 0.99962 | 0.03446 | 0.00527 | 94.7115 | 20.1974 | 0.98927 | 0.03394 | 0.00538 | 99.4761 | 21.8079 | 1.04 | 0.03393 | 0.00548 | 90.9238 | 26.5097 | 0.88172 | 0.0283 | 0.00468 | 91.3859 | 26.7899 | 0.87935 | 0.02818 | 0.00476 | 96.1645 | 27.2302 | 0.95076 | 0.03224 | 0.00493 | 95.7029 | 28.5305 | 0.9199 | 0.03098 | 0.00478 | 96.9669 | 31.3421 | 0.94278 | 0.03357 | 0.00481 | 95.7268 | 34.1128 | 0.85912 | 0.03069 | 0.0043 | 94.5176 | 34.3629 | 0.85433 | 0.03048 | 0.00427
109.127 | 0.0043615 | 27.11 | 1.27 | 1.6 | 111.718 | 0.0042905 | 56.62 | 2.43 | 2.43 | 107.7586 | 0.0044006 | 79.76 | 3.31 | 2.85 | 107.7586 | 0.017636 | 19.89 | 0.82545 | 0.68449 | 99.9251 | 0.018617 | 23.16 | 0.89634 | 0.70384 | 114.0251 | 0.038224 | 22.65 | 0.98049 | 0.51238 | 109.8572 | 0.10574 | 11.22 | 0.48507 | 0.21193 | 109.0017 | 0.10634 | 12.17 | 0.51465 | 0.21986 | 100 | 0.16406 | 7.88 | 0.33274 | 0.13568 | 99.9786 | 0.22728 | 6.64 | 0.26639 | 0.10434 | 100 | 0.22728 | 7.11 | 0.27825 | 0.10819 | 100.0313 | 0.29681 | 5.82 | 0.22175 | 0.08522 | 100.0059 | 0.29691 | 6.18 | 0.2298 | 0.08792 | 100.0056 | 0.29691 | 6.54 | 0.23753 | 0.09057 | 105.2742 | 0.36183 | 5.98 | 0.22995 | 0.07998 | 100.04 | 0.46126 | 4.69 | 0.18023 | 0.06127 | 107.1735 | 0.43905 | 5.55 | 0.22704 | 0.07044 | 102.3146 | 0.45386 | 5.37 | 0.21941 | 0.06682 | 104.2318 | 0.64213 | 4.23 | 0.17524 | 0.05022 | 101.9198 | 0.80797 | 3.75 | 0.15311 | 0.04127 | 107.2309 | 0.8704 | 3.77 | 0.15249 | 0.04093 | 103.534 | 0.89251 | 3.67 | 0.14862 | 0.03937 | 101.6514 | 1.2134 | 2.97 | 0.11681 | 0.03006 | 100.0886 | 1.3525 | 2.85 | 0.11 | 0.02779 | 101.4446 | 1.3395 | 3.08 | 0.11634 | 0.02923 | 104.2593 | 1.5145 | 2.74 | 0.103 | 0.02591 | 100.0951 | 1.5595 | 2.84 | 0.10423 | 0.02566 | 100.0926 | 1.8466 | 2.4 | 0.08808 | 0.02199 | 102.3774 | 1.8176 | 2.74 | 0.10824 | 0.02395 | 104.2688 | 1.7936 | 3.08 | 0.12436 | 0.0258 | 104.2796 | 2.1477 | 2.58 | 0.10401 | 0.02171 | 100.1101 | 2.2108 | 2.51 | 0.10101 | 0.02081 | 107.9617 | 2.2978 | 2.66 | 0.10685 | 0.02161 | 105.8894 | 2.5409 | 2.42 | 0.09668 | 0.01946 | 107.2674 | 2.921 | 2.3 | 0.09079 | 0.01799 | 103.5643 | 3.4832 | 1.95 | 0.07627 | 0.01505 | 101.6769 | 3.5282 | 2.08 | 0.08014 | 0.01542 | 103.2894 | 3.7313 | 1.97 | 0.07591 | 0.01469 | 100.1109 | 3.8133 | 1.93 | 0.07428 | 0.01425 | 101.6753 | 4.0364 | 1.83 | 0.07018 | 0.01352 | 100.1073 | 4.0804 | 1.95 | 0.07326 | 0.01385 | 100.1087 | 4.6086 | 1.73 | 0.06506 | 0.01241 | 111.2316 | 4.2845 | 2.12 | 0.08718 | 0.01474 | 109.8673 | 4.8737 | 2.11 | 0.08822 | 0.01385 | 101.371 | 5.4469 | 1.69 | 0.06881 | 0.01143 | 111.2265 | 5.1097 | 2.01 | 0.08417 | 0.01328 | 102.6694 | 5.796 | 1.59 | 0.06478 | 0.0108 | 107.2565 | 5.6279 | 1.84 | 0.07664 | 0.01197 | 104.7596 | 5.7179 | 1.82 | 0.07544 | 0.01171 | 101.2305 | 6.7773 | 1.54 | 0.06375 | 0.0099 | 100.1057 | 7.2195 | 1.45 | 0.05989 | 0.00933 | 104.2666 | 7.0294 | 1.65 | 0.06808 | 0.01023 | 107.6357 | 7.1644 | 1.63 | 0.06684 | 0.01021 | 108.8056 | 7.5295 | 1.55 | 0.06364 | 0.00968 | 102.8951 | 9.7103 | 1.33 | 0.05355 | 0.00794 | 101.0055 | 9.8273 | 1.32 | 0.05291 | 0.00782 | 102.4396 | 12.2742 | 1.26 | 0.04807 | 0.00705 | 104.9182 | 12.5642 | 1.23 | 0.04695 | 0.00689 | 100.8495 | 12.8844 | 1.2 | 0.04578 | 0.00668 | 103.0116 | 12.7143 | 1.31 | 0.04877 | 0.00707 | 106.4524 | 14.3149 | 1.26 | 0.04547 | 0.00692 | 104.2304 | 15.8755 | 1.15 | 0.04111 | 0.00638 | 100.6764 | 17.2263 | 1.14 | 0.03955 | 0.00615 | 103.074 | 19.0965 | 1.1 | 0.03708 | 0.00567 | 100.631 | 19.457 | 1.08 | 0.03651 | 0.00577 | 110.529 | 20.4772 | 1.22 | 0.04226 | 0.00619 | 101.0264 | 24.9389 | 1.03 | 0.03506 | 0.00523 | 101.5399 | 25.229 | 1.02 | 0.03484 | 0.00531 | 108.185 | 25.4492 | 1.13 | 0.04096 | 0.0056 | 107.6658 | 26.7094 | 1.09 | 0.03925 | 0.00542 | 107.741 | 29.551 | 1.1 | 0.04006 | 0.00537 | 106.3631 | 32.1216 | 1 | 0.03668 | 0.0048 | 105.0195 | 32.3618 | 0.99524 | 0.03643 | 0.00476
119.0476 | 0.0041044 | 31.52 | 1.45 | 1.84 | 124.1311 | 0.0039874 | 67.94 | 2.95 | 2.89 | 116.0477 | 0.0041785 | 90.69 | 3.69 | 3.22 | 116.0477 | 0.016746 | 22.61 | 0.91911 | 0.7739 | 112.4157 | 0.017126 | 28.42 | 1.18 | 0.85577 | 128.2782 | 0.035212 | 27.77 | 1.23 | 0.62239 | 119.8442 | 0.099425 | 13.05 | 0.55189 | 0.24494 | 118.0852 | 0.10044 | 13.99 | 0.57715 | 0.25119 | 108.3333 | 0.15496 | 9.05 | 0.3733 | 0.15504 | 107.1199 | 0.21638 | 7.48 | 0.29288 | 0.11705 | 106.6667 | 0.21698 | 7.96 | 0.30365 | 0.12047 | 106.2832 | 0.2842 | 6.46 | 0.24045 | 0.09426 | 105.8886 | 0.285 | 6.82 | 0.24786 | 0.09669 | 111.1173 | 0.2754 | 7.86 | 0.30261 | 0.1079 | 118.4335 | 0.33281 | 7.33 | 0.30013 | 0.09718 | 112.545 | 0.42405 | 5.75 | 0.23533 | 0.07446 | 119.0816 | 0.40754 | 6.66 | 0.27677 | 0.08383 | 113.6829 | 0.42105 | 6.44 | 0.26756 | 0.07953 | 114.655 | 0.60011 | 4.99 | 0.20578 | 0.05873 | 111.1852 | 0.76025 | 4.34 | 0.17532 | 0.04746 | 116.1669 | 0.82258 | 4.32 | 0.17181 | 0.04662 | 112.1618 | 0.84319 | 4.22 | 0.16748 | 0.04484 | 109.4708 | 1.1524 | 3.36 | 0.12982 | 0.03382 | 107.2378 | 1.2874 | 3.2 | 0.12115 | 0.03104 | 108.2075 | 1.2794 | 3.44 | 0.1271 | 0.03241 | 111.21 | 1.4475 | 3.05 | 0.1125 | 0.02871 | 112.607 | 1.4345 | 3.47 | 0.13721 | 0.03093 | 112.6042 | 1.6996 | 2.93 | 0.11592 | 0.02651 | 113.7527 | 1.6876 | 3.28 | 0.13239 | 0.02831 | 114.6956 | 1.6776 | 3.62 | 0.14624 | 0.03001 | 114.7076 | 2.0087 | 3.04 | 0.12227 | 0.02523 | 110.1211 | 2.0667 | 2.95 | 0.11876 | 0.02417 | 117.7764 | 2.1627 | 3.08 | 0.12249 | 0.02478 | 115.5157 | 2.3908 | 2.8 | 0.11082 | 0.02229 | 116.2063 | 2.7619 | 2.63 | 0.10224 | 0.02035 | 112.1947 | 3.2951 | 2.22 | 0.08585 | 0.017 | 109.4982 | 3.3511 | 2.36 | 0.08905 | 0.01725 | 111.2347 | 3.5442 | 2.23 | 0.08432 | 0.01644 | 107.8117 | 3.6212 | 2.19 | 0.08251 | 0.01594 | 109.4965 | 3.8343 | 2.07 | 0.07795 | 0.01512 | 114.4083 | 3.7193 | 2.43 | 0.10023 | 0.01695 | 114.4099 | 4.2024 | 2.16 | 0.08889 | 0.01515 | 125.1356 | 3.9533 | 2.58 | 0.10861 | 0.01761 | 122.0748 | 4.5355 | 2.51 | 0.10487 | 0.0162 | 114.0424 | 5.0237 | 2.05 | 0.08562 | 0.0136 | 123.585 | 4.7566 | 2.4 | 0.10004 | 0.01553 | 115.5031 | 5.3528 | 1.93 | 0.08053 | 0.01282 | 119.1739 | 5.2417 | 2.19 | 0.091 | 0.01397 | 116.3995 | 5.3258 | 2.16 | 0.08957 | 0.01366 | 112.4783 | 6.3241 | 1.83 | 0.07563 | 0.01153 | 111.2285 | 6.7392 | 1.72 | 0.07104 | 0.01084 | 114.6932 | 6.6062 | 1.93 | 0.07851 | 0.01172 | 118.3992 | 6.7342 | 1.9 | 0.07707 | 0.0117 | 119.6862 | 7.0793 | 1.8 | 0.07337 | 0.0111 | 112.2492 | 9.179 | 1.53 | 0.06053 | 0.00896 | 110.1878 | 9.2891 | 1.52 | 0.05981 | 0.00882 | 110.3196 | 11.7039 | 1.42 | 0.05297 | 0.00779 | 112.9889 | 11.984 | 1.38 | 0.05173 | 0.00762 | 108.6071 | 12.2941 | 1.35 | 0.05044 | 0.00738 | 110.3696 | 12.164 | 1.46 | 0.05327 | 0.00776 | 113.5493 | 13.7447 | 1.4 | 0.04927 | 0.00752 | 111.1791 | 15.2452 | 1.27 | 0.04454 | 0.00691 | 106.9687 | 16.5959 | 1.25 | 0.04257 | 0.00663 | 109.1372 | 18.4362 | 1.2 | 0.0397 | 0.00608 | 106.5505 | 18.7867 | 1.18 | 0.03908 | 0.00618 | 124.3451 | 19.0765 | 1.45 | 0.05403 | 0.00714 | 113.6547 | 23.288 | 1.22 | 0.04463 | 0.00597 | 114.2323 | 23.5781 | 1.22 | 0.04425 | 0.00605 | 120.2056 | 23.9584 | 1.32 | 0.04903 | 0.00632 | 119.6287 | 25.1786 | 1.27 | 0.04689 | 0.00609 | 118.5151 | 28.0101 | 1.26 | 0.04625 | 0.00595 | 116.9994 | 30.4207 | 1.15 | 0.04241 | 0.00532 | 115.5215 | 30.6408 | 1.14 | 0.04211 | 0.00528
128.9683 | 0.0038843 | 36.2 | 1.63 | 2.1 | 136.5442 | 0.0037353 | 80.08 | 3.46 | 3.38 | 124.3369 | 0.0039824 | 102.17 | 4.06 | 3.61 | 124.3369 | 0.015965 | 25.48 | 1.01 | 0.86727 | 124.9063 | 0.015916 | 34.1 | 1.44 | 1.02 | 142.5314 | 0.032781 | 33.29 | 1.46 | 0.73989 | 129.8312 | 0.094043 | 14.99 | 0.61857 | 0.27968 | 127.1687 | 0.095404 | 15.9 | 0.63976 | 0.28404 | 116.6667 | 0.14705 | 10.3 | 0.41397 | 0.17537 | 114.2612 | 0.20667 | 8.37 | 0.31954 | 0.13031 | 113.3333 | 0.20787 | 8.84 | 0.32923 | 0.13325 | 112.5352 | 0.27289 | 7.14 | 0.2593 | 0.10364 | 117.654 | 0.26449 | 8.19 | 0.31557 | 0.11516 | 125.0069 | 0.25359 | 9.63 | 0.39466 | 0.13114 | 131.5928 | 0.3092 | 8.8 | 0.36559 | 0.11562 | 125.05 | 0.39383 | 6.9 | 0.28676 | 0.08859 | 130.9898 | 0.38133 | 7.85 | 0.32477 | 0.09807 | 125.0512 | 0.39383 | 7.59 | 0.31408 | 0.09307 | 125.0782 | 0.56469 | 5.8 | 0.23578 | 0.06773 | 120.4507 | 0.71933 | 4.98 | 0.19733 | 0.05397 | 125.1028 | 0.78106 | 4.91 | 0.19107 | 0.05257 | 120.7896 | 0.80037 | 4.79 | 0.18628 | 0.05057 | 117.2901 | 1.0984 | 3.78 | 0.14284 | 0.03774 | 114.387 | 1.2304 | 3.58 | 0.13234 | 0.03443 | 121.7335 | 1.1774 | 4.21 | 0.1673 | 0.03916 | 125.1112 | 1.3334 | 3.73 | 0.14796 | 0.03463 | 125.1189 | 1.3334 | 4.14 | 0.16776 | 0.03658 | 125.1157 | 1.5795 | 3.5 | 0.14171 | 0.03135 | 125.128 | 1.5795 | 3.85 | 0.15563 | 0.03294 | 125.1225 | 1.5795 | 4.2 | 0.16769 | 0.03447 | 125.1356 | 1.8906 | 3.52 | 0.14017 | 0.02895 | 120.1321 | 1.9447 | 3.42 | 0.13616 | 0.02773 | 127.5911 | 2.0467 | 3.53 | 0.13797 | 0.0281 | 125.142 | 2.2627 | 3.2 | 0.12481 | 0.02526 | 125.1453 | 2.6249 | 2.98 | 0.11364 | 0.02284 | 120.8251 | 3.131 | 2.52 | 0.09539 | 0.01904 | 125.1408 | 3.056 | 2.94 | 0.12193 | 0.02116 | 127.1254 | 3.2341 | 2.79 | 0.11537 | 0.02016 | 123.2134 | 3.3041 | 2.73 | 0.1129 | 0.01954 | 125.1388 | 3.4982 | 2.58 | 0.10665 | 0.01853 | 128.7093 | 3.4321 | 2.96 | 0.12494 | 0.02029 | 128.7112 | 3.8783 | 2.63 | 0.11073 | 0.01811 | 139.0395 | 3.6832 | 3.07 | 0.12913 | 0.02067 | 134.2823 | 4.2534 | 2.94 | 0.12116 | 0.0187 | 126.7138 | 4.6765 | 2.43 | 0.10176 | 0.01591 | 135.9434 | 4.4614 | 2.8 | 0.11557 | 0.01792 | 128.3368 | 4.9896 | 2.29 | 0.09563 | 0.01499 | 131.0913 | 4.9196 | 2.56 | 0.10505 | 0.01609 | 128.0395 | 4.9966 | 2.52 | 0.1034 | 0.01573 | 123.7262 | 5.9309 | 2.13 | 0.08726 | 0.01325 | 122.3514 | 6.3261 | 2.01 | 0.08193 | 0.01244 | 125.1199 | 6.232 | 2.22 | 0.08882 | 0.0133 | 129.1628 | 6.3551 | 2.18 | 0.08718 | 0.01327 | 130.5668 | 6.6841 | 2.08 | 0.08297 | 0.01258 | 121.6033 | 8.7198 | 1.74 | 0.06747 | 0.01003 | 119.3701 | 8.8239 | 1.72 | 0.06666 | 0.00987 | 118.1996 | 11.2037 | 1.58 | 0.05785 | 0.00855 | 121.0595 | 11.4637 | 1.54 | 0.0565 | 0.00837 | 116.3648 | 11.7639 | 1.51 | 0.05509 | 0.0081 | 117.7276 | 11.6738 | 1.62 | 0.05777 | 0.00847 | 120.6461 | 13.2344 | 1.54 | 0.05309 | 0.00814 | 118.1277 | 14.675 | 1.4 | 0.04797 | 0.00746 | 113.261 | 16.0156 | 1.36 | 0.04561 | 0.00713 | 121.2636 | 17.2756 | 1.41 | 0.04966 | 0.00694 | 118.3894 | 17.6161 | 1.39 | 0.04882 | 0.00703 | 138.1612 | 17.9159 | 1.71 | 0.06492 | 0.00814 | 126.283 | 21.9073 | 1.43 | 0.05348 | 0.00676 | 126.9248 | 22.1874 | 1.42 | 0.05295 | 0.00682 | 132.2262 | 22.6777 | 1.52 | 0.05673 | 0.00707 | 131.5915 | 23.8679 | 1.46 | 0.05418 | 0.00679 | 129.2892 | 26.6793 | 1.43 | 0.05226 | 0.00657 | 127.6357 | 28.9499 | 1.31 | 0.04797 | 0.00587 | 126.0234 | 29.16 | 1.3 | 0.04763 | 0.00583
138.8889 | 0.0036932 | 41.13 | 1.81 | 2.37 | 148.9573 | 0.0035232 | 92.98 | 3.96 | 3.9 | 132.626 | 0.0038104 | 114.2 | 4.44 | 4.01 | 132.626 | 0.015275 | 28.48 | 1.11 | 0.96442 | 137.397 | 0.014905 | 40.19 | 1.69 | 1.19 | 156.7845 | 0.03076 | 39.21 | 1.69 | 0.86432 | 139.8182 | 0.089371 | 17.04 | 0.68531 | 0.31606 | 136.2522 | 0.090972 | 17.92 | 0.70257 | 0.31833 | 125 | 0.14005 | 11.61 | 0.4548 | 0.19662 | 121.4026 | 0.19797 | 9.3 | 0.34637 | 0.1441 | 120 | 0.19967 | 9.76 | 0.35499 | 0.1465 | 125.0391 | 0.25349 | 8.57 | 0.32987 | 0.1234 | 132.3607 | 0.24368 | 10.04 | 0.41125 | 0.1399 | 138.8966 | 0.23578 | 11.56 | 0.48042 | 0.15601 | 144.7521 | 0.2897 | 10.37 | 0.42869 | 0.13521 | 137.555 | 0.36872 | 8.14 | 0.33637 | 0.10361 | 142.898 | 0.35932 | 9.12 | 0.37184 | 0.11311 | 136.4194 | 0.37082 | 8.82 | 0.35971 | 0.10738 | 135.5014 | 0.53428 | 6.65 | 0.26548 | 0.0772 | 129.7161 | 0.68382 | 5.65 | 0.21924 | 0.06078 | 134.0387 | 0.74484 | 5.52 | 0.21032 | 0.0588 | 129.4174 | 0.76295 | 5.39 | 0.20508 | 0.05656 | 125.1095 | 1.0513 | 4.22 | 0.15587 | 0.04182 | 128.6854 | 1.1334 | 4.37 | 0.17408 | 0.0416 | 135.2594 | 1.0954 | 5.03 | 0.20449 | 0.04638 | 139.0125 | 1.2404 | 4.46 | 0.18075 | 0.04096 | 137.6307 | 1.2494 | 4.87 | 0.19711 | 0.04258 | 137.6273 | 1.4795 | 4.12 | 0.16649 | 0.03649 | 136.5032 | 1.4875 | 4.46 | 0.17837 | 0.03784 | 135.5494 | 1.4945 | 4.81 | 0.18888 | 0.03916 | 135.5635 | 1.7906 | 4.03 | 0.15786 | 0.03287 | 130.1432 | 1.8406 | 3.92 | 0.15338 | 0.03147 | 137.4058 | 1.9456 | 4 | 0.15335 | 0.03159 | 134.7683 | 2.1507 | 3.63 | 0.13873 | 0.02838 | 143.0232 | 2.3978 | 3.73 | 0.15558 | 0.02813 | 138.0858 | 2.8589 | 3.14 | 0.13053 | 0.02338 | 140.7834 | 2.8229 | 3.58 | 0.152 | 0.02537 | 143.016 | 2.988 | 3.39 | 0.14375 | 0.02416 | 138.6151 | 3.051 | 3.32 | 0.1407 | 0.02341 | 140.7812 | 3.231 | 3.14 | 0.13289 | 0.0222 | 143.0104 | 3.198 | 3.52 | 0.14861 | 0.02385 | 143.0124 | 3.6152 | 3.13 | 0.13164 | 0.02126 | 152.9435 | 3.4581 | 3.6 | 0.14918 | 0.02391 | 146.4897 | 4.0153 | 3.39 | 0.13726 | 0.02133 | 139.3852 | 4.3884 | 2.85 | 0.11754 | 0.01837 | 148.3019 | 4.2123 | 3.24 | 0.13091 | 0.02044 | 141.1704 | 4.6855 | 2.68 | 0.11038 | 0.01727 | 143.0087 | 4.6465 | 2.95 | 0.11893 | 0.01832 | 139.6794 | 4.7185 | 2.91 | 0.11707 | 0.01791 | 134.974 | 5.5968 | 2.46 | 0.09876 | 0.01506 | 133.4742 | 5.9709 | 2.32 | 0.0927 | 0.01412 | 135.5466 | 5.9099 | 2.53 | 0.09909 | 0.01495 | 139.9264 | 6.0279 | 2.49 | 0.09723 | 0.01491 | 141.4473 | 6.343 | 2.37 | 0.09252 | 0.01414 | 130.9574 | 8.3186 | 1.96 | 0.07437 | 0.01114 | 128.5524 | 8.4167 | 1.94 | 0.07349 | 0.01096 | 126.0796 | 10.7535 | 1.75 | 0.06275 | 0.00935 | 129.1301 | 11.0035 | 1.71 | 0.06128 | 0.00915 | 124.1224 | 11.2836 | 1.67 | 0.05975 | 0.00885 | 125.0855 | 11.2336 | 1.78 | 0.06228 | 0.0092 | 127.7429 | 12.7742 | 1.68 | 0.05691 | 0.00878 | 125.0764 | 14.1647 | 1.53 | 0.05141 | 0.00803 | 125.8455 | 15.0051 | 1.61 | 0.0571 | 0.00816 | 136.4215 | 16.0851 | 1.69 | 0.06371 | 0.00808 | 133.1881 | 16.3955 | 1.67 | 0.06258 | 0.00817 | 151.9774 | 16.9354 | 1.98 | 0.07532 | 0.00919 | 138.9113 | 20.7367 | 1.65 | 0.06192 | 0.00758 | 139.6173 | 21.0068 | 1.64 | 0.06127 | 0.00764 | 144.2467 | 21.5871 | 1.73 | 0.06421 | 0.00785 | 143.5544 | 22.7373 | 1.66 | 0.06125 | 0.00753 | 140.0633 | 25.5187 | 1.61 | 0.05815 | 0.00721 | 138.272 | 27.6592 | 1.48 | 0.05342 | 0.00645 | 136.5254 | 27.8593 | 1.47 | 0.05304 | 0.00639
148.8095 | 0.0035261 | 46.3 | 1.99 | 2.66 | 161.3704 | 0.0033421 | 106.63 | 4.46 | 4.44 | 149.2042 | 0.0035192 | 139.81 | 5.79 | 4.86 | 149.2042 | 0.014105 | 34.87 | 1.45 | 1.17 | 149.8876 | 0.014065 | 46.67 | 1.93 | 1.37 | 171.0376 | 0.029059 | 45.49 | 1.92 | 0.99517 | 149.8053 | 0.085299 | 19.19 | 0.75217 | 0.354 | 145.3356 | 0.08706 | 20.03 | 0.76561 | 0.35401 | 133.3333 | 0.13395 | 12.98 | 0.49583 | 0.21874 | 128.5439 | 0.19026 | 10.27 | 0.37337 | 0.15839 | 133.3333 | 0.18556 | 11.72 | 0.45137 | 0.1744 | 140.669 | 0.23378 | 10.5 | 0.42953 | 0.14982 | 147.0675 | 0.22687 | 12.04 | 0.50031 | 0.16634 | 152.7863 | 0.22107 | 13.61 | 0.56299 | 0.18238 | 157.9114 | 0.27329 | 12.04 | 0.49046 | 0.15586 | 150.06 | 0.34761 | 9.45 | 0.38497 | 0.11947 | 154.8061 | 0.34041 | 10.47 | 0.41837 | 0.12891 | 147.7877 | 0.35122 | 10.12 | 0.40486 | 0.12241 | 145.9245 | 0.50807 | 7.55 | 0.29504 | 0.08711 | 138.9815 | 0.6526 | 6.35 | 0.24112 | 0.06789 | 142.9746 | 0.71273 | 6.17 | 0.22958 | 0.06528 | 138.0453 | 0.72994 | 6.02 | 0.22391 | 0.0628 | 140.7482 | 0.9706 | 5.15 | 0.20439 | 0.05045 | 142.9838 | 1.0543 | 5.23 | 0.21267 | 0.04927 | 148.7854 | 1.0263 | 5.92 | 0.24018 | 0.05405 | 152.9137 | 1.1634 | 5.24 | 0.21221 | 0.04768 | 150.1426 | 1.1784 | 5.65 | 0.22579 | 0.04891 | 150.1389 | 1.3954 | 4.77 | 0.19069 | 0.04192 | 147.8785 | 1.4094 | 5.11 | 0.20082 | 0.04299 | 145.9763 | 1.4215 | 5.46 | 0.20994 | 0.04406 | 145.9915 | 1.7025 | 4.57 | 0.17543 | 0.03696 | 140.1542 | 1.7506 | 4.44 | 0.17048 | 0.03539 | 157.0352 | 1.7796 | 5.01 | 0.20986 | 0.039 | 154.0209 | 1.9666 | 4.54 | 0.18986 | 0.03501 | 160.901 | 2.2187 | 4.55 | 0.19383 | 0.03381 | 155.3465 | 2.6438 | 3.83 | 0.1626 | 0.02805 | 156.426 | 2.6318 | 4.27 | 0.18075 | 0.02986 | 158.9067 | 2.7869 | 4.04 | 0.17088 | 0.02843 | 154.0168 | 2.8449 | 3.96 | 0.16729 | 0.02754 | 156.4235 | 3.0139 | 3.74 | 0.15798 | 0.02612 | 157.3114 | 3.0029 | 4.13 | 0.17172 | 0.02762 | 157.3137 | 3.3951 | 3.67 | 0.15206 | 0.02459 | 166.8474 | 3.268 | 4.16 | 0.16896 | 0.02731 | 158.6972 | 3.8112 | 3.87 | 0.15325 | 0.02409 | 152.0566 | 4.1443 | 3.29 | 0.13314 | 0.02095 | 160.6604 | 3.9982 | 3.69 | 0.14614 | 0.02308 | 154.0041 | 4.4284 | 3.1 | 0.12494 | 0.01968 | 154.9261 | 4.4114 | 3.37 | 0.13271 | 0.02065 | 151.3194 | 4.4794 | 3.32 | 0.13065 | 0.02019 | 146.2219 | 5.3107 | 2.8 | 0.11021 | 0.01696 | 144.5971 | 5.6648 | 2.64 | 0.10342 | 0.01589 | 145.9732 | 5.6298 | 2.86 | 0.10933 | 0.01667 | 150.6899 | 5.7448 | 2.81 | 0.10727 | 0.01662 | 152.3279 | 6.0449 | 2.67 | 0.10205 | 0.01577 | 140.3115 | 7.9565 | 2.19 | 0.08127 | 0.01229 | 137.7347 | 8.0535 | 2.17 | 0.0803 | 0.01209 | 133.9595 | 10.3533 | 1.93 | 0.06764 | 0.01017 | 137.2008 | 10.5933 | 1.89 | 0.06606 | 0.00996 | 131.8801 | 10.8634 | 1.84 | 0.06442 | 0.00963 | 132.4435 | 10.8334 | 1.95 | 0.0668 | 0.00997 | 141.9366 | 11.9638 | 1.99 | 0.07137 | 0.01012 | 138.9738 | 13.2743 | 1.8 | 0.06442 | 0.00923 | 141.5762 | 13.9646 | 1.93 | 0.07331 | 0.00954 | 151.5795 | 15.0946 | 1.99 | 0.0767 | 0.00928 | 147.9868 | 15.395 | 1.96 | 0.0753 | 0.00937 | 165.7935 | 16.105 | 2.26 | 0.08542 | 0.0103 | 151.5396 | 19.7262 | 1.88 | 0.07012 | 0.00844 | 152.3098 | 19.9963 | 1.87 | 0.06934 | 0.00849 | 156.2673 | 20.6266 | 1.96 | 0.07154 | 0.00867 | 155.5173 | 21.7468 | 1.88 | 0.06817 | 0.00829 | 150.8374 | 24.4881 | 1.8 | 0.06395 | 0.00787 | 148.9083 | 26.5186 | 1.65 | 0.0588 | 0.00704 | 147.0273 | 26.7187 | 1.64 | 0.05838 | 0.00698
158.7302 | 0.003378 | 51.71 | 2.17 | 2.95 | 173.7835 | 0.003185 | 120.98 | 4.95 | 5 | 165.7825 | 0.0032841 | 167.38 | 7.05 | 5.77 | 165.7825 | 0.013154 | 41.75 | 1.76 | 1.39 | 162.3782 | 0.013334 | 53.52 | 2.18 | 1.56 | 185.2908 | 0.027599 | 52.12 | 2.14 | 1.13 | 159.7923 | 0.081697 | 21.44 | 0.81922 | 0.39342 | 154.4191 | 0.083578 | 22.23 | 0.82891 | 0.39099 | 141.6667 | 0.12854 | 14.41 | 0.53706 | 0.2417 | 142.8265 | 0.17696 | 12.31 | 0.47425 | 0.18844 | 150 | 0.17126 | 14.35 | 0.58735 | 0.21168 | 156.2988 | 0.21777 | 12.58 | 0.5222 | 0.17803 | 161.7742 | 0.21287 | 14.18 | 0.58599 | 0.19436 | 166.6759 | 0.20867 | 15.8 | 0.64374 | 0.21016 | 171.0706 | 0.25918 | 13.8 | 0.55144 | 0.17751 | 162.565 | 0.32951 | 10.84 | 0.43299 | 0.13611 | 166.7143 | 0.3241 | 11.88 | 0.46458 | 0.14542 | 159.156 | 0.33421 | 11.5 | 0.44972 | 0.13813 | 156.3477 | 0.48506 | 8.5 | 0.32453 | 0.09745 | 148.247 | 0.62509 | 7.09 | 0.26298 | 0.07528 | 160.8464 | 0.65871 | 7.54 | 0.30119 | 0.07895 | 155.3009 | 0.67421 | 7.36 | 0.29392 | 0.07597 | 156.3868 | 0.90537 | 6.15 | 0.24915 | 0.05963 | 157.2822 | 0.98941 | 6.15 | 0.24967 | 0.05741 | 162.3113 | 0.9691 | 6.86 | 0.27501 | 0.06213 | 166.8149 | 1.0983 | 6.07 | 0.24289 | 0.05476 | 162.6545 | 1.1173 | 6.47 | 0.25406 | 0.05556 | 162.6505 | 1.3234 | 5.46 | 0.21456 | 0.04761 | 159.2538 | 1.3414 | 5.8 | 0.22309 | 0.04837 | 166.83 | 1.3014 | 6.84 | 0.28722 | 0.05449 | 166.8474 | 1.5585 | 5.72 | 0.23992 | 0.04566 | 160.1762 | 1.6015 | 5.56 | 0.23331 | 0.04373 | 176.6646 | 1.6485 | 6.11 | 0.2613 | 0.04695 | 173.2735 | 1.8216 | 5.53 | 0.23642 | 0.04213 | 178.7789 | 2.0726 | 5.42 | 0.2303 | 0.03986 | 172.6072 | 2.4698 | 4.56 | 0.19321 | 0.03302 | 172.0686 | 2.4748 | 5.01 | 0.20878 | 0.03461 | 174.7974 | 2.6208 | 4.74 | 0.19732 | 0.03294 | 169.4184 | 2.6738 | 4.64 | 0.19322 | 0.03191 | 172.0659 | 2.8339 | 4.38 | 0.18244 | 0.03025 | 171.6124 | 2.8389 | 4.77 | 0.1945 | 0.03159 | 171.6149 | 3.21 | 4.23 | 0.17218 | 0.0281 | 180.7514 | 3.1059 | 4.75 | 0.18855 | 0.03088 | 170.9047 | 3.6331 | 4.38 | 0.16918 | 0.02696 | 164.7279 | 3.9342 | 3.76 | 0.14861 | 0.02366 | 173.0189 | 3.8132 | 4.18 | 0.16131 | 0.02583 | 166.8378 | 4.2083 | 3.53 | 0.13937 | 0.0222 | 166.8434 | 4.2073 | 3.8 | 0.14643 | 0.02309 | 162.9593 | 4.2713 | 3.75 | 0.14417 | 0.02257 | 157.4697 | 5.0616 | 3.17 | 0.12161 | 0.01895 | 155.7199 | 5.3987 | 2.98 | 0.1141 | 0.01773 | 156.3999 | 5.3837 | 3.2 | 0.11958 | 0.01847 | 161.4535 | 5.4957 | 3.14 | 0.1173 | 0.01841 | 163.2085 | 5.7837 | 2.99 | 0.11156 | 0.01746 | 149.6656 | 7.6323 | 2.44 | 0.08817 | 0.01349 | 146.917 | 7.7244 | 2.41 | 0.08712 | 0.01327 | 141.8395 | 9.9871 | 2.12 | 0.07254 | 0.01101 | 145.2714 | 10.2232 | 2.07 | 0.07085 | 0.0108 | 139.6377 | 10.4833 | 2.02 | 0.06909 | 0.01043 | 147.1595 | 10.1431 | 2.31 | 0.08392 | 0.01156 | 159.6787 | 11.1434 | 2.39 | 0.09174 | 0.01189 | 156.3455 | 12.3638 | 2.17 | 0.08276 | 0.01081 | 157.3069 | 13.1042 | 2.28 | 0.08829 | 0.01099 | 166.7374 | 14.2642 | 2.31 | 0.08911 | 0.01055 | 162.7855 | 14.5446 | 2.28 | 0.08745 | 0.01063 | 179.6096 | 15.3847 | 2.56 | 0.09531 | 0.01144 | 164.1679 | 18.8457 | 2.13 | 0.07815 | 0.00933 | 165.0023 | 19.1058 | 2.11 | 0.07724 | 0.00937 | 168.2878 | 19.7862 | 2.19 | 0.07875 | 0.00951 | 167.4801 | 20.8763 | 2.1 | 0.07498 | 0.00908 | 161.6115 | 23.5777 | 2 | 0.06969 | 0.00855 | 159.5446 | 25.5181 | 1.83 | 0.06412 | 0.00766 | 157.5293 | 25.6982 | 1.82 | 0.06366 | 0.00759
168.6508 | 0.003247 | 57.35 | 2.36 | 3.26 | 186.1966 | 0.003048 | 136.01 | 5.45 | 5.59 | 182.3607 | 0.003088 | 196.82 | 8.26 | 6.72 | 182.3607 | 0.012374 | 49.1 | 2.06 | 1.62 | 174.8688 | 0.012714 | 60.73 | 2.42 | 1.76 | 199.5439 | 0.026348 | 59.08 | 2.37 | 1.27 | 169.7793 | 0.078506 | 23.79 | 0.88646 | 0.43423 | 163.5026 | 0.080477 | 24.52 | 0.89245 | 0.42923 | 150 | 0.12364 | 15.9 | 0.57849 | 0.26547 | 160.6799 | 0.16355 | 15.08 | 0.61644 | 0.22854 | 166.6667 | 0.15965 | 17.19 | 0.71368 | 0.25142 | 171.9287 | 0.20456 | 14.8 | 0.61125 | 0.20789 | 176.481 | 0.20106 | 16.45 | 0.66969 | 0.22383 | 180.5656 | 0.19816 | 18.11 | 0.72337 | 0.23924 | 184.2299 | 0.24708 | 15.66 | 0.61191 | 0.20009 | 175.07 | 0.3139 | 12.3 | 0.48064 | 0.15348 | 178.6225 | 0.3099 | 13.36 | 0.51059 | 0.1626 | 170.5243 | 0.3193 | 12.93 | 0.49442 | 0.1545 | 166.7709 | 0.46485 | 9.49 | 0.35398 | 0.10818 | 166.7779 | 0.57867 | 8.65 | 0.3442 | 0.09084 | 178.7182 | 0.61499 | 9.02 | 0.36715 | 0.09351 | 172.5566 | 0.62909 | 8.8 | 0.35844 | 0.09001 | 172.0255 | 0.85125 | 7.22 | 0.29196 | 0.06934 | 171.5805 | 0.93448 | 7.13 | 0.28575 | 0.06597 | 175.8373 | 0.91978 | 7.86 | 0.30931 | 0.0706 | 180.7162 | 1.0433 | 6.95 | 0.27309 | 0.06217 | 175.1664 | 1.0643 | 7.33 | 0.28208 | 0.06249 | 175.162 | 1.2614 | 6.19 | 0.23822 | 0.05355 | 182.0043 | 1.2304 | 7.26 | 0.30471 | 0.05978 | 187.6838 | 1.2064 | 8.34 | 0.35747 | 0.06566 | 187.7033 | 1.4454 | 6.97 | 0.29853 | 0.05499 | 180.1982 | 1.4835 | 6.78 | 0.29047 | 0.05267 | 196.294 | 1.5425 | 7.29 | 0.31025 | 0.05539 | 192.5261 | 1.7035 | 6.6 | 0.28075 | 0.04969 | 196.6568 | 1.9516 | 6.36 | 0.26576 | 0.04623 | 189.868 | 2.3247 | 5.35 | 0.22298 | 0.03827 | 187.7112 | 2.3417 | 5.79 | 0.23636 | 0.0396 | 190.6881 | 2.4807 | 5.47 | 0.22333 | 0.03767 | 184.8201 | 2.5298 | 5.36 | 0.21874 | 0.03649 | 187.7082 | 2.6818 | 5.06 | 0.2065 | 0.0346 | 185.9135 | 2.6978 | 5.45 | 0.21706 | 0.03574 | 185.9161 | 3.0509 | 4.84 | 0.19211 | 0.03177 | 194.6553 | 2.9649 | 5.37 | 0.20803 | 0.03459 | 183.1122 | 3.478 | 4.91 | 0.18506 | 0.02995 | 177.3993 | 3.7531 | 4.24 | 0.16401 | 0.02648 | 185.3774 | 3.6511 | 4.68 | 0.17644 | 0.02869 | 179.6715 | 4.0162 | 3.99 | 0.15373 | 0.02482 | 178.7608 | 4.0292 | 4.26 | 0.16011 | 0.02562 | 174.5993 | 4.0892 | 4.2 | 0.15765 | 0.02504 | 168.7175 | 4.8425 | 3.55 | 0.13301 | 0.02101 | 166.8428 | 5.1666 | 3.33 | 0.12477 | 0.01964 | 166.8265 | 5.1666 | 3.56 | 0.12982 | 0.02033 | 172.2171 | 5.2756 | 3.49 | 0.12732 | 0.02025 | 174.089 | 5.5526 | 3.32 | 0.12108 | 0.01921 | 159.0197 | 7.3432 | 2.69 | 0.09509 | 0.01473 | 156.0994 | 7.4303 | 2.66 | 0.09396 | 0.01449 | 157.5994 | 9.3508 | 2.5 | 0.0911 | 0.01278 | 161.4127 | 9.5819 | 2.45 | 0.08896 | 0.01254 | 155.153 | 9.818 | 2.39 | 0.08677 | 0.01211 | 165.5544 | 9.4338 | 2.79 | 0.10803 | 0.01366 | 177.4207 | 10.4531 | 2.83 | 0.11054 | 0.01377 | 173.7173 | 11.6035 | 2.56 | 0.09968 | 0.01249 | 173.0376 | 12.3839 | 2.65 | 0.10258 | 0.01252 | 181.8953 | 13.5539 | 2.65 | 0.10115 | 0.01188 | 177.5841 | 13.8242 | 2.61 | 0.09924 | 0.01196 | 193.4257 | 14.7444 | 2.87 | 0.10505 | 0.01263 | 176.7962 | 18.0754 | 2.38 | 0.08606 | 0.01026 | 177.6947 | 18.3355 | 2.36 | 0.08503 | 0.01029 | 180.3084 | 19.0458 | 2.43 | 0.08589 | 0.01038 | 179.443 | 20.106 | 2.33 | 0.08171 | 0.00989 | 172.3856 | 22.7572 | 2.2 | 0.07538 | 0.00926 | 170.1809 | 24.6176 | 2.02 | 0.0694 | 0.00829 | 168.0312 | 24.7877 | 2 | 0.06891 | 0.00822
178.5714 | 0.0031299 | 63.21 | 2.55 | 3.57 | 198.6097 | 0.0029269 | 151.68 | 5.94 | 6.19 | 198.939 | 0.0029239 | 228.02 | 9.44 | 7.72 | 198.939 | 0.011714 | 56.89 | 2.36 | 1.86 | 199.8501 | 0.011684 | 76.13 | 3.28 | 2.18 | 213.797 | 0.025258 | 66.36 | 2.59 | 1.42 | 179.7663 | 0.075654 | 26.22 | 0.95388 | 0.47638 | 181.6695 | 0.075144 | 29.35 | 1.13 | 0.50926 | 166.6667 | 0.11534 | 19.05 | 0.73277 | 0.31529 | 178.5332 | 0.15265 | 18.05 | 0.74837 | 0.27123 | 183.3333 | 0.15005 | 20.23 | 0.83493 | 0.29343 | 187.5586 | 0.19336 | 17.16 | 0.69816 | 0.23925 | 191.1877 | 0.19106 | 18.85 | 0.75214 | 0.25466 | 194.4552 | 0.18906 | 20.54 | 0.80224 | 0.26954 | 197.3892 | 0.23647 | 17.6 | 0.67203 | 0.22355 | 187.575 | 0.30029 | 13.83 | 0.52805 | 0.17153 | 190.5306 | 0.29729 | 14.91 | 0.55647 | 0.1804 | 181.8926 | 0.3063 | 14.44 | 0.53903 | 0.17148 | 187.6173 | 0.43073 | 11.59 | 0.46314 | 0.13077 | 185.3087 | 0.54106 | 10.33 | 0.41892 | 0.10736 | 196.5901 | 0.57877 | 10.59 | 0.43012 | 0.10887 | 189.8123 | 0.59168 | 10.34 | 0.42009 | 0.10484 | 187.6642 | 0.80563 | 8.35 | 0.3336 | 0.07953 | 185.8789 | 0.88756 | 8.16 | 0.32124 | 0.07493 | 189.3632 | 0.87716 | 8.9 | 0.34326 | 0.07942 | 194.6174 | 0.99528 | 7.87 | 0.30297 | 0.06989 | 200.1902 | 0.97788 | 9.17 | 0.38457 | 0.07717 | 200.1852 | 1.1583 | 7.74 | 0.3247 | 0.06612 | 204.7549 | 1.1423 | 8.84 | 0.37875 | 0.07198 | 208.5375 | 1.1293 | 9.95 | 0.42423 | 0.07751 | 208.5593 | 1.3534 | 8.32 | 0.35424 | 0.06487 | 200.2202 | 1.3884 | 8.09 | 0.34485 | 0.06217 | 215.9234 | 1.4544 | 8.54 | 0.35775 | 0.06428 | 211.7787 | 1.6055 | 7.74 | 0.32378 | 0.05765 | 214.5347 | 1.8495 | 7.35 | 0.30057 | 0.05291 | 207.1287 | 2.2026 | 6.18 | 0.25223 | 0.04377 | 203.3538 | 2.2277 | 6.61 | 0.26364 | 0.04481 | 206.5787 | 2.3607 | 6.25 | 0.24904 | 0.04261 | 200.2218 | 2.4067 | 6.12 | 0.24399 | 0.04128 | 203.3506 | 2.5517 | 5.78 | 0.2303 | 0.03913 | 200.2145 | 2.5758 | 6.17 | 0.23948 | 0.04006 | 200.2174 | 2.9139 | 5.47 | 0.21192 | 0.03558 | 208.5593 | 2.8418 | 6.01 | 0.22742 | 0.03844 | 195.3197 | 3.341 | 5.46 | 0.20092 | 0.03304 | 190.0707 | 3.5941 | 4.76 | 0.17937 | 0.02941 | 197.7359 | 3.507 | 5.2 | 0.19154 | 0.03164 | 192.5051 | 3.8481 | 4.47 | 0.16803 | 0.02754 | 190.6782 | 3.8711 | 4.73 | 0.17377 | 0.02824 | 186.2392 | 3.9282 | 4.66 | 0.17112 | 0.02759 | 179.9654 | 4.6494 | 3.94 | 0.14439 | 0.02314 | 177.9656 | 4.9605 | 3.71 | 0.13543 | 0.02162 | 177.2532 | 4.9725 | 3.93 | 0.14008 | 0.02225 | 182.9806 | 5.0785 | 3.85 | 0.13735 | 0.02216 | 184.9696 | 5.3476 | 3.66 | 0.1306 | 0.02102 | 168.3738 | 7.0831 | 2.95 | 0.10202 | 0.01601 | 165.2817 | 7.1661 | 2.91 | 0.10082 | 0.01574 | 177.2994 | 8.6905 | 3.03 | 0.11726 | 0.01513 | 181.5893 | 8.9156 | 2.95 | 0.11444 | 0.01484 | 174.5471 | 9.1327 | 2.88 | 0.11166 | 0.01432 | 183.9493 | 8.8466 | 3.31 | 0.13029 | 0.01589 | 195.1628 | 9.8719 | 3.29 | 0.12849 | 0.01574 | 191.089 | 10.9632 | 2.98 | 0.11582 | 0.01425 | 188.7683 | 11.7736 | 3.04 | 0.11645 | 0.01412 | 197.0533 | 12.9436 | 3 | 0.11293 | 0.01325 | 192.3828 | 13.2039 | 2.95 | 0.11079 | 0.01333 | 207.2419 | 14.1941 | 3.2 | 0.11468 | 0.01385 | 189.4246 | 17.395 | 2.65 | 0.09389 | 0.01121 | 190.3872 | 17.6451 | 2.62 | 0.09273 | 0.01123 | 192.329 | 18.3755 | 2.68 | 0.09296 | 0.01128 | 191.4059 | 19.4156 | 2.56 | 0.08838 | 0.01072 | 193.9338 | 21.3565 | 2.62 | 0.09656 | 0.01072 | 191.4535 | 23.0768 | 2.41 | 0.08906 | 0.00962 | 189.0351 | 23.2369 | 2.4 | 0.08843 | 0.00953
198.4127 | 0.0029289 | 75.54 | 3.17 | 4.23 | 223.4359 | 0.0027248 | 184.85 | 7.68 | 7.46 | 215.5172 | 0.0027839 | 260.88 | 10.6 | 8.77 | 215.5172 | 0.011153 | 65.1 | 2.65 | 2.11 | 224.8314 | 0.010873 | 92.78 | 4.07 | 2.63 | 228.0502 | 0.024297 | 73.94 | 2.81 | 1.57 | 199.7403 | 0.070762 | 31.36 | 1.2 | 0.56443 | 204.3782 | 0.069752 | 35.84 | 1.46 | 0.6154 | 187.5 | 0.10683 | 23.28 | 0.94961 | 0.38152 | 196.3865 | 0.14364 | 21.22 | 0.87482 | 0.31627 | 200 | 0.14194 | 23.45 | 0.95313 | 0.33752 | 203.1885 | 0.18386 | 19.65 | 0.78367 | 0.27202 | 205.8945 | 0.18235 | 21.36 | 0.83374 | 0.28674 | 208.3449 | 0.18105 | 23.07 | 0.88058 | 0.30098 | 210.5485 | 0.22717 | 19.63 | 0.73189 | 0.24783 | 200.08 | 0.28829 | 15.42 | 0.57529 | 0.19024 | 214.347 | 0.27628 | 18.19 | 0.72607 | 0.21776 | 204.6292 | 0.28429 | 17.62 | 0.70407 | 0.20715 | 208.4636 | 0.40322 | 13.84 | 0.56339 | 0.15473 | 203.8396 | 0.50984 | 12.12 | 0.49015 | 0.12476 | 214.4619 | 0.54836 | 12.26 | 0.49126 | 0.12497 | 207.0679 | 0.56036 | 11.97 | 0.47999 | 0.12039 | 203.3029 | 0.76662 | 9.55 | 0.37447 | 0.09017 | 200.1773 | 0.84715 | 9.24 | 0.35634 | 0.08427 | 216.4151 | 0.80733 | 11.13 | 0.4672 | 0.09807 | 222.4199 | 0.91675 | 9.84 | 0.412 | 0.0862 | 225.214 | 0.90985 | 11.16 | 0.47733 | 0.09282 | 225.2083 | 1.0783 | 9.42 | 0.40298 | 0.07953 | 227.5054 | 1.0713 | 10.54 | 0.44897 | 0.08489 | 229.3913 | 1.0663 | 11.66 | 0.48893 | 0.08996 | 229.4152 | 1.2774 | 9.75 | 0.40822 | 0.07526 | 220.2423 | 1.3094 | 9.49 | 0.39759 | 0.07215 | 235.5528 | 1.3804 | 9.87 | 0.40428 | 0.07357 | 231.0314 | 1.5234 | 8.94 | 0.36595 | 0.06598 | 232.4126 | 1.7635 | 8.39 | 0.33491 | 0.05987 | 224.3894 | 2.0986 | 7.05 | 0.2811 | 0.04951 | 218.9964 | 2.1296 | 7.48 | 0.29071 | 0.05022 | 222.4694 | 2.2576 | 7.07 | 0.27455 | 0.04774 | 215.6235 | 2.3007 | 6.92 | 0.26905 | 0.04626 | 218.9929 | 2.4397 | 6.54 | 0.25391 | 0.04385 | 214.5156 | 2.4697 | 6.91 | 0.26179 | 0.04453 | 214.5186 | 2.7938 | 6.12 | 0.23163 | 0.03953 | 222.4632 | 2.7338 | 6.69 | 0.24674 | 0.04241 | 207.5271 | 3.2189 | 6.03 | 0.21676 | 0.03623 | 202.7421 | 3.454 | 5.29 | 0.19469 | 0.03244 | 210.0944 | 3.38 | 5.75 | 0.20661 | 0.03469 | 205.3388 | 3.701 | 4.96 | 0.18229 | 0.03035 | 202.5956 | 3.7311 | 5.23 | 0.18741 | 0.03093 | 197.8792 | 3.7841 | 5.15 | 0.18458 | 0.03023 | 191.2132 | 4.4773 | 4.35 | 0.15577 | 0.02535 | 189.0885 | 4.7764 | 4.09 | 0.1461 | 0.02367 | 187.6799 | 4.7984 | 4.31 | 0.15034 | 0.02423 | 193.7442 | 4.9034 | 4.23 | 0.14738 | 0.02413 | 195.8502 | 5.1625 | 4.02 | 0.14011 | 0.02289 | 187.082 | 6.6349 | 3.49 | 0.12823 | 0.01868 | 183.6463 | 6.711 | 3.45 | 0.12673 | 0.01836 | 196.9993 | 8.1523 | 3.58 | 0.14142 | 0.01761 | 201.7659 | 8.3723 | 3.5 | 0.13795 | 0.01727 | 193.9413 | 8.5704 | 3.42 | 0.13463 | 0.01667 | 202.3443 | 8.3583 | 3.85 | 0.15154 | 0.01823 | 212.9049 | 9.3806 | 3.78 | 0.14592 | 0.0178 | 208.4607 | 10.423 | 3.42 | 0.13149 | 0.01609 | 204.499 | 11.2333 | 3.45 | 0.13004 | 0.01578 | 212.2112 | 12.4034 | 3.37 | 0.12454 | 0.01468 | 207.1815 | 12.6637 | 3.32 | 0.12215 | 0.01475 | 221.058 | 13.6939 | 3.54 | 0.12421 | 0.01511 | 202.0529 | 16.7948 | 2.92 | 0.10164 | 0.0122 | 203.0797 | 17.0348 | 2.89 | 0.10036 | 0.0122 | 216.3701 | 17.2449 | 3.21 | 0.11927 | 0.01314 | 215.3316 | 18.2351 | 3.06 | 0.11317 | 0.01246 | 215.4819 | 20.1959 | 3.08 | 0.11587 | 0.01225 | 212.7261 | 21.8062 | 2.83 | 0.10699 | 0.011 | 210.039 | 21.9563 | 2.81 | 0.10625 | 0.0109
223.2143 | 0.0027258 | 92.07 | 4.04 | 5.09 | 248.2622 | 0.0025607 | 220.32 | 9.28 | 8.79 | 232.0955 | 0.0026638 | 295.31 | 11.75 | 9.85 | 232.0955 | 0.010673 | 73.69 | 2.93 | 2.37 | 249.8126 | 0.010223 | 110.58 | 4.81 | 3.1 | 242.3033 | 0.023437 | 81.81 | 3.03 | 1.73 | 224.7079 | 0.06582 | 38.24 | 1.55 | 0.68089 | 227.0869 | 0.06541 | 42.79 | 1.77 | 0.72761 | 208.3333 | 0.10001 | 27.82 | 1.15 | 0.45172 | 214.2398 | 0.13604 | 24.58 | 0.99792 | 0.36347 | 216.6667 | 0.13514 | 26.84 | 1.07 | 0.38351 | 218.8184 | 0.17565 | 22.27 | 0.8682 | 0.30608 | 220.6012 | 0.17485 | 23.99 | 0.9147 | 0.31999 | 222.2346 | 0.17405 | 25.72 | 0.95851 | 0.33347 | 236.867 | 0.21156 | 23.91 | 0.9527 | 0.29865 | 225.09 | 0.26818 | 18.8 | 0.74973 | 0.22944 | 238.1633 | 0.25927 | 21.7 | 0.88137 | 0.25723 | 227.3657 | 0.26658 | 21.03 | 0.85535 | 0.24489 | 229.31 | 0.38051 | 16.24 | 0.65878 | 0.17992 | 222.3705 | 0.48373 | 14.01 | 0.55921 | 0.14296 | 232.3337 | 0.52245 | 14.01 | 0.55116 | 0.14175 | 224.3236 | 0.53355 | 13.69 | 0.53872 | 0.1366 | 218.9416 | 0.733 | 10.8 | 0.4148 | 0.10121 | 228.7741 | 0.78072 | 11.56 | 0.48431 | 0.10397 | 243.467 | 0.75241 | 13.55 | 0.57915 | 0.1179 | 250.2224 | 0.85503 | 11.96 | 0.51042 | 0.10352 | 250.2377 | 0.85493 | 13.29 | 0.56508 | 0.10933 | 250.2315 | 1.0133 | 11.22 | 0.47704 | 0.09367 | 250.2559 | 1.0133 | 12.35 | 0.51686 | 0.09842 | 250.245 | 1.0133 | 13.47 | 0.55222 | 0.10296 | 250.2711 | 1.2143 | 11.26 | 0.46103 | 0.08611 | 240.2643 | 1.2433 | 10.96 | 0.44924 | 0.08259 | 255.1822 | 1.3174 | 11.26 | 0.45011 | 0.08322 | 250.284 | 1.4544 | 10.2 | 0.4075 | 0.07464 | 250.2905 | 1.6885 | 9.48 | 0.36889 | 0.06709 | 241.6501 | 2.0086 | 7.97 | 0.30969 | 0.05545 | 234.639 | 2.0436 | 8.38 | 0.3176 | 0.05582 | 238.3601 | 2.1676 | 7.91 | 0.29988 | 0.05305 | 231.0251 | 2.2076 | 7.76 | 0.29395 | 0.05142 | 234.6353 | 2.3417 | 7.32 | 0.27737 | 0.04872 | 228.8166 | 2.3767 | 7.69 | 0.28401 | 0.04915 | 228.8199 | 2.6888 | 6.81 | 0.25125 | 0.04362 | 236.3672 | 2.6377 | 7.39 | 0.266 | 0.04651 | 219.7346 | 3.1109 | 6.62 | 0.23257 | 0.03952 | 215.4135 | 3.33 | 5.84 | 0.20998 | 0.03556 | 222.4529 | 3.2659 | 6.32 | 0.22166 | 0.03783 | 218.1725 | 3.569 | 5.48 | 0.19651 | 0.03325 | 214.513 | 3.605 | 5.74 | 0.20103 | 0.03371 | 209.5192 | 3.656 | 5.66 | 0.19802 | 0.03295 | 202.461 | 4.3242 | 4.78 | 0.16715 | 0.02762 | 200.2113 | 4.6123 | 4.49 | 0.15676 | 0.02578 | 208.5332 | 4.5003 | 5.12 | 0.18904 | 0.02836 | 215.2713 | 4.6003 | 5.02 | 0.1852 | 0.02822 | 217.6113 | 4.8463 | 4.77 | 0.17598 | 0.02677 | 210.4672 | 6.1797 | 4.23 | 0.16507 | 0.02221 | 206.6021 | 6.2488 | 4.18 | 0.16317 | 0.02183 | 216.6992 | 7.7051 | 4.18 | 0.16447 | 0.02021 | 221.9424 | 7.9201 | 4.07 | 0.16035 | 0.01982 | 213.3354 | 8.1032 | 3.98 | 0.15653 | 0.01912 | 220.7392 | 7.9452 | 4.43 | 0.17215 | 0.02067 | 230.6469 | 8.9595 | 4.29 | 0.16298 | 0.01994 | 225.8325 | 9.9538 | 3.88 | 0.14683 | 0.018 | 220.2297 | 10.7631 | 3.87 | 0.14343 | 0.0175 | 227.3692 | 11.9332 | 3.76 | 0.13602 | 0.01615 | 221.9802 | 12.1834 | 3.7 | 0.13339 | 0.01621 | 248.6902 | 12.8635 | 4.24 | 0.15961 | 0.01772 | 227.3095 | 15.7643 | 3.5 | 0.13043 | 0.01423 | 228.4647 | 15.9844 | 3.46 | 0.12873 | 0.01422 | 240.4112 | 16.3245 | 3.77 | 0.14321 | 0.01509 | 239.2573 | 17.2746 | 3.59 | 0.13573 | 0.01427 | 237.0301 | 19.2254 | 3.55 | 0.13409 | 0.01384 | 233.9987 | 20.7357 | 3.27 | 0.12394 | 0.01245 | 231.0429 | 20.8758 | 3.25 | 0.12308 | 0.01233
248.0159 | 0.0025627 | 109.75 | 4.86 | 6.01 | 273.0884 | 0.0024267 | 257.9 | 10.81 | 10.18 | 265.252 | 0.0024657 | 368.49 | 15.8 | 12.11 | 265.252 | 0.0098777 | 91.96 | 3.95 | 2.92 | 274.7939 | 0.0096847 | 129.44 | 5.53 | 3.59 | 256.5564 | 0.022676 | 89.95 | 3.26 | 1.89 | 249.6754 | 0.061848 | 45.6 | 1.88 | 0.80366 | 249.7956 | 0.061828 | 50.18 | 2.06 | 0.84523 | 229.1667 | 0.094378 | 32.66 | 1.34 | 0.52549 | 232.0931 | 0.12964 | 28.12 | 1.12 | 0.41264 | 233.3333 | 0.12924 | 30.39 | 1.18 | 0.43127 | 234.4483 | 0.16855 | 25 | 0.95198 | 0.34134 | 235.308 | 0.16815 | 26.73 | 0.99516 | 0.35433 | 250.0139 | 0.16235 | 31.31 | 1.25 | 0.40139 | 263.1856 | 0.19896 | 28.49 | 1.15 | 0.35218 | 250.1 | 0.25197 | 22.42 | 0.9093 | 0.27079 | 261.9796 | 0.24527 | 25.42 | 1.03 | 0.29857 | 250.1023 | 0.25197 | 24.66 | 0.99903 | 0.28446 | 250.1563 | 0.3614 | 18.77 | 0.7511 | 0.20622 | 240.9013 | 0.46142 | 16 | 0.62679 | 0.16189 | 250.2055 | 0.50024 | 15.85 | 0.61016 | 0.15915 | 241.5792 | 0.51054 | 15.49 | 0.59659 | 0.15343 | 250.2189 | 0.67778 | 13.47 | 0.5615 | 0.12442 | 257.3708 | 0.7286 | 14.05 | 0.59974 | 0.12487 | 270.5189 | 0.70829 | 16.12 | 0.68484 | 0.13877 | 278.0249 | 0.8053 | 14.23 | 0.60326 | 0.12173 | 275.2615 | 0.80981 | 15.55 | 0.64972 | 0.12659 | 275.2546 | 0.95965 | 13.13 | 0.54846 | 0.10846 | 273.0065 | 0.96406 | 14.25 | 0.58315 | 0.11252 | 271.0988 | 0.96786 | 15.37 | 0.61448 | 0.11646 | 271.1271 | 1.1593 | 12.84 | 0.51297 | 0.09738 | 260.2863 | 1.1873 | 12.51 | 0.50007 | 0.09344 | 274.8116 | 1.2633 | 12.72 | 0.49537 | 0.09322 | 269.5366 | 1.3934 | 11.52 | 0.44855 | 0.0836 | 268.1684 | 1.6234 | 10.61 | 0.40258 | 0.07453 | 258.9108 | 1.9305 | 8.92 | 0.33804 | 0.0616 | 250.2816 | 1.9685 | 9.31 | 0.34434 | 0.0616 | 254.2508 | 2.0876 | 8.8 | 0.32507 | 0.05853 | 246.4268 | 2.1256 | 8.62 | 0.31872 | 0.05674 | 250.2777 | 2.2556 | 8.14 | 0.3007 | 0.05375 | 243.1176 | 2.2936 | 8.49 | 0.30614 | 0.05392 | 243.1211 | 2.5947 | 7.52 | 0.2708 | 0.04782 | 250.2711 | 2.5517 | 8.11 | 0.2852 | 0.05072 | 244.1496 | 2.9238 | 7.87 | 0.29205 | 0.04635 | 228.0848 | 3.2179 | 6.42 | 0.22525 | 0.03877 | 247.1699 | 3.0708 | 7.5 | 0.27825 | 0.04436 | 231.0062 | 3.4509 | 6.02 | 0.2107 | 0.03623 | 238.3478 | 3.3899 | 6.82 | 0.25226 | 0.03949 | 232.7991 | 3.4359 | 6.72 | 0.24859 | 0.0386 | 224.9567 | 4.0601 | 5.68 | 0.21001 | 0.03235 | 222.457 | 4.3302 | 5.33 | 0.19692 | 0.03017 | 234.5998 | 4.1971 | 6.2 | 0.2433 | 0.03381 | 242.1803 | 4.2952 | 6.08 | 0.23817 | 0.03362 | 244.8127 | 4.5252 | 5.78 | 0.22622 | 0.03188 | 233.8525 | 5.8106 | 5.01 | 0.19896 | 0.02593 | 229.5579 | 5.8736 | 4.96 | 0.19671 | 0.02548 | 236.3992 | 7.328 | 4.8 | 0.1868 | 0.02292 | 242.119 | 7.539 | 4.68 | 0.18201 | 0.02247 | 232.7295 | 7.7081 | 4.57 | 0.17775 | 0.02168 | 239.1341 | 7.591 | 5.04 | 0.1923 | 0.0232 | 248.389 | 8.5953 | 4.83 | 0.17976 | 0.02215 | 243.2042 | 9.5486 | 4.36 | 0.16192 | 0.01998 | 235.9604 | 10.3529 | 4.32 | 0.15667 | 0.01927 | 242.5271 | 11.513 | 4.16 | 0.1474 | 0.01767 | 236.7789 | 11.7533 | 4.09 | 0.14451 | 0.01772 | 276.3225 | 12.1632 | 4.99 | 0.19179 | 0.02045 | 252.5661 | 14.9239 | 4.11 | 0.15663 | 0.01636 | 253.8496 | 15.134 | 4.07 | 0.15454 | 0.01633 | 264.4523 | 15.5441 | 4.36 | 0.16578 | 0.0171 | 263.1831 | 16.4642 | 4.15 | 0.15699 | 0.01614 | 258.5783 | 18.405 | 4.05 | 0.1516 | 0.01548 | 255.2714 | 19.8353 | 3.74 | 0.14021 | 0.01394 | 252.0468 | 19.9653 | 3.71 | 0.13926 | 0.01381
272.8175 | 0.0024276 | 128.47 | 5.64 | 6.96 | 297.9146 | 0.0023136 | 297.44 | 12.29 | 11.63 | 298.4085 | 0.0023116 | 447.04 | 19.47 | 14.5 | 298.4085 | 0.0092584 | 111.58 | 4.86 | 3.5 | 299.7752 | 0.0092355 | 149.28 | 6.23 | 4.1 | 285.0627 | 0.021386 | 107 | 4.07 | 2.22 | 274.643 | 0.058577 | 53.4 | 2.18 | 0.93199 | 272.5043 | 0.058827 | 57.96 | 2.34 | 0.96769 | 250 | 0.089656 | 37.76 | 1.53 | 0.60248 | 249.9464 | 0.12414 | 31.82 | 1.24 | 0.46361 | 250 | 0.12404 | 34.1 | 1.3 | 0.48064 | 250.0781 | 0.16225 | 27.84 | 1.04 | 0.37771 | 264.7215 | 0.15704 | 32.51 | 1.29 | 0.42597 | 277.7932 | 0.15284 | 37.27 | 1.51 | 0.47276 | 289.5042 | 0.18855 | 33.34 | 1.35 | 0.40807 | 275.11 | 0.23857 | 26.25 | 1.06 | 0.31404 | 285.7959 | 0.23356 | 29.35 | 1.17 | 0.34157 | 272.8389 | 0.23967 | 28.48 | 1.14 | 0.32569 | 271.0027 | 0.34519 | 21.43 | 0.84125 | 0.23352 | 259.4322 | 0.44212 | 18.08 | 0.69326 | 0.18149 | 285.9492 | 0.46372 | 19.75 | 0.82411 | 0.1956 | 276.0906 | 0.47293 | 19.31 | 0.80669 | 0.18873 | 281.4963 | 0.63446 | 16.34 | 0.69339 | 0.14894 | 285.9676 | 0.68668 | 16.7 | 0.70852 | 0.14683 | 297.5707 | 0.67187 | 18.84 | 0.78655 | 0.16055 | 305.8274 | 0.76449 | 16.62 | 0.69253 | 0.14071 | 300.2853 | 0.77199 | 17.93 | 0.73216 | 0.14453 | 300.2778 | 0.91493 | 15.13 | 0.61802 | 0.12382 | 295.757 | 0.92244 | 16.24 | 0.6482 | 0.12712 | 291.9525 | 0.92894 | 17.35 | 0.67588 | 0.13041 | 291.983 | 1.1133 | 14.49 | 0.5642 | 0.10901 | 280.3083 | 1.1383 | 14.12 | 0.55027 | 0.10465 | 294.441 | 1.2163 | 14.23 | 0.54015 | 0.10351 | 288.7892 | 1.3413 | 12.89 | 0.48918 | 0.09284 | 286.0463 | 1.5664 | 11.79 | 0.43599 | 0.08219 | 276.1716 | 1.8615 | 9.91 | 0.36619 | 0.06792 | 265.9242 | 1.9015 | 10.28 | 0.37095 | 0.06754 | 270.1414 | 2.0175 | 9.71 | 0.35012 | 0.06416 | 261.8285 | 2.0536 | 9.52 | 0.34337 | 0.06221 | 265.92 | 2.1786 | 8.99 | 0.32391 | 0.05893 | 257.4187 | 2.2196 | 9.32 | 0.3282 | 0.0588 | 257.4223 | 2.5107 | 8.26 | 0.29029 | 0.05214 | 278.079 | 2.4046 | 9.63 | 0.3572 | 0.05944 | 274.6683 | 2.7357 | 9.53 | 0.3751 | 0.05532 | 253.4276 | 3.0278 | 7.62 | 0.2826 | 0.04545 | 278.0661 | 2.8748 | 9.08 | 0.35725 | 0.05293 | 256.6735 | 3.2499 | 7.14 | 0.26401 | 0.04241 | 268.1412 | 3.1718 | 8.25 | 0.32382 | 0.04707 | 261.8989 | 3.2128 | 8.13 | 0.31927 | 0.04602 | 253.0763 | 3.793 | 6.88 | 0.26997 | 0.03857 | 250.2642 | 4.0451 | 6.46 | 0.25314 | 0.03596 | 260.6665 | 3.953 | 7.35 | 0.29308 | 0.03953 | 269.0892 | 4.0471 | 7.2 | 0.28673 | 0.03929 | 272.0141 | 4.2661 | 6.85 | 0.27226 | 0.03725 | 257.2377 | 5.5054 | 5.84 | 0.23116 | 0.02981 | 252.5137 | 5.5625 | 5.78 | 0.22859 | 0.0293 | 256.0991 | 7.0058 | 5.46 | 0.20862 | 0.02573 | 262.2956 | 7.2128 | 5.32 | 0.20316 | 0.02522 | 252.1237 | 7.3709 | 5.2 | 0.19847 | 0.02434 | 257.529 | 7.2859 | 5.67 | 0.2121 | 0.02581 | 266.1311 | 8.2772 | 5.38 | 0.19631 | 0.02442 | 260.5759 | 9.1934 | 4.86 | 0.17682 | 0.02201 | 251.691 | 9.9947 | 4.78 | 0.16978 | 0.02109 | 272.843 | 10.8027 | 5 | 0.18961 | 0.02081 | 266.3762 | 11.0329 | 4.91 | 0.18584 | 0.02085 | 303.9547 | 11.5929 | 5.79 | 0.2221 | 0.02327 | 277.8227 | 14.2236 | 4.76 | 0.1813 | 0.01857 | 279.2346 | 14.4236 | 4.7 | 0.17886 | 0.01851 | 288.4934 | 14.8938 | 4.98 | 0.18742 | 0.01918 | 287.1088 | 15.7739 | 4.73 | 0.17736 | 0.01807 | 280.1265 | 17.6947 | 4.57 | 0.16857 | 0.01717 | 276.544 | 19.0549 | 4.22 | 0.15601 | 0.01548 | 273.0507 | 19.175 | 4.19 | 0.15496 | 0.01533
297.619 | 0.0023146 | 148.18 | 6.41 | 7.95 | 322.7408 | 0.0022186 | 338.79 | 13.74 | 13.12 | 331.565 | 0.0021876 | 530.44 | 22.92 | 16.99 | 331.565 | 0.0087612 | 132.41 | 5.72 | 4.1 | 324.7564 | 0.0088553 | 170.03 | 6.92 | 4.63 | 320.6956 | 0.020075 | 129.66 | 5.2 | 2.66 | 299.6105 | 0.055835 | 61.61 | 2.48 | 1.07 | 295.213 | 0.056286 | 66.12 | 2.62 | 1.09 | 270.8333 | 0.085644 | 43.12 | 1.71 | 0.68237 | 267.7998 | 0.11923 | 35.68 | 1.36 | 0.51623 | 266.6667 | 0.11953 | 37.95 | 1.41 | 0.53151 | 281.3379 | 0.15184 | 33.82 | 1.34 | 0.45347 | 294.1349 | 0.14814 | 38.67 | 1.56 | 0.50111 | 305.5725 | 0.14514 | 43.58 | 1.75 | 0.54713 | 315.8227 | 0.17995 | 38.44 | 1.53 | 0.46604 | 300.12 | 0.22746 | 30.28 | 1.21 | 0.35897 | 309.6123 | 0.22366 | 33.46 | 1.31 | 0.38605 | 295.5755 | 0.22936 | 32.49 | 1.27 | 0.36839 | 291.8491 | 0.33129 | 24.21 | 0.92974 | 0.26173 | 296.494 | 0.4107 | 22.49 | 0.93407 | 0.22245 | 321.6928 | 0.43531 | 23.94 | 1.02 | 0.23397 | 310.6019 | 0.44351 | 23.42 | 0.99514 | 0.22593 | 312.7737 | 0.59965 | 19.38 | 0.81727 | 0.17457 | 314.5643 | 0.65226 | 19.51 | 0.81304 | 0.1697 | 324.6226 | 0.64156 | 21.71 | 0.8854 | 0.18312 | 333.6299 | 0.73037 | 19.14 | 0.77923 | 0.16037 | 325.309 | 0.73998 | 20.41 | 0.81287 | 0.16306 | 325.3009 | 0.87702 | 17.23 | 0.68612 | 0.1397 | 318.5076 | 0.88672 | 18.32 | 0.71225 | 0.14218 | 312.8063 | 0.89513 | 19.41 | 0.73656 | 0.14476 | 312.8389 | 1.0733 | 16.21 | 0.61482 | 0.12098 | 300.3304 | 1.0963 | 15.81 | 0.5999 | 0.1162 | 314.0704 | 1.1753 | 15.81 | 0.58449 | 0.11408 | 308.0418 | 1.2953 | 14.32 | 0.52943 | 0.10233 | 303.9242 | 1.5154 | 13.01 | 0.46916 | 0.09005 | 293.4323 | 1.8005 | 10.94 | 0.39414 | 0.07442 | 281.5668 | 1.8415 | 11.29 | 0.39742 | 0.07363 | 286.0321 | 1.9545 | 10.66 | 0.37503 | 0.06993 | 277.2302 | 1.9885 | 10.45 | 0.3679 | 0.06782 | 281.5624 | 2.1106 | 9.86 | 0.347 | 0.06423 | 286.0207 | 2.0925 | 11.07 | 0.4109 | 0.06894 | 286.0248 | 2.3686 | 9.8 | 0.36332 | 0.06109 | 312.8389 | 2.2576 | 11.65 | 0.45743 | 0.07086 | 305.187 | 2.5847 | 11.3 | 0.45099 | 0.06472 | 285.1061 | 2.8357 | 9.23 | 0.36262 | 0.05422 | 308.9624 | 2.7157 | 10.77 | 0.42942 | 0.0619 | 288.7577 | 3.0468 | 8.63 | 0.33833 | 0.05051 | 297.9347 | 2.9957 | 9.77 | 0.38923 | 0.05501 | 290.9988 | 3.0338 | 9.64 | 0.38392 | 0.0538 | 281.1959 | 3.5769 | 8.15 | 0.32489 | 0.0451 | 278.0713 | 3.814 | 7.65 | 0.30463 | 0.04203 | 286.7331 | 3.751 | 8.57 | 0.34026 | 0.04551 | 295.9981 | 3.844 | 8.4 | 0.33272 | 0.0452 | 299.2155 | 4.053 | 7.98 | 0.31585 | 0.04284 | 280.623 | 5.2483 | 6.72 | 0.26224 | 0.03385 | 275.4694 | 5.3014 | 6.64 | 0.25938 | 0.03328 | 275.799 | 6.7277 | 6.14 | 0.23004 | 0.02864 | 282.4722 | 6.9317 | 5.98 | 0.22391 | 0.02806 | 271.5178 | 7.0798 | 5.85 | 0.21881 | 0.02708 | 275.924 | 7.0188 | 6.32 | 0.23162 | 0.02851 | 283.8732 | 7.996 | 5.96 | 0.21268 | 0.02676 | 277.9476 | 8.8813 | 5.38 | 0.19155 | 0.0241 | 283.1524 | 9.3855 | 5.75 | 0.21838 | 0.02487 | 303.1589 | 10.2325 | 5.9 | 0.22794 | 0.02408 | 295.9736 | 10.4427 | 5.79 | 0.22338 | 0.02411 | 331.587 | 11.1127 | 6.61 | 0.25112 | 0.02619 | 303.0793 | 13.6233 | 5.43 | 0.20493 | 0.02084 | 304.6196 | 13.8234 | 5.37 | 0.20215 | 0.02077 | 312.5346 | 14.3335 | 5.62 | 0.20837 | 0.02132 | 311.0345 | 15.1936 | 5.34 | 0.19707 | 0.02005 | 301.6747 | 17.0744 | 5.12 | 0.18512 | 0.0189 | 297.8166 | 18.3846 | 4.72 | 0.17143 | 0.01706 | 294.0546 | 18.4946 | 4.69 | 0.17029 | 0.01689
322.4206 | 0.0022196 | 168.8 | 7.16 | 8.97 | 347.567 | 0.0021365 | 381.83 | 15.16 | 14.65 | 364.7215 | 0.0020865 | 618.23 | 26.23 | 19.56 | 364.7215 | 0.008355 | 154.33 | 6.55 | 4.72 | 349.7377 | 0.0085291 | 191.62 | 7.6 | 5.17 | 356.3284 | 0.019035 | 153.68 | 6.24 | 3.11 | 324.578 | 0.053524 | 70.2 | 2.77 | 1.2 | 317.9217 | 0.054105 | 74.63 | 2.89 | 1.23 | 291.6667 | 0.082192 | 48.72 | 1.89 | 0.76487 | 285.6531 | 0.11503 | 39.69 | 1.47 | 0.57037 | 300 | 0.11203 | 46.07 | 1.82 | 0.63728 | 312.5977 | 0.14334 | 40.19 | 1.62 | 0.53275 | 323.5484 | 0.14084 | 45.17 | 1.82 | 0.57927 | 333.3519 | 0.13864 | 50.2 | 1.99 | 0.62412 | 342.1413 | 0.17264 | 43.77 | 1.71 | 0.52584 | 325.1301 | 0.21796 | 34.5 | 1.35 | 0.40538 | 333.4286 | 0.21515 | 37.74 | 1.44 | 0.43185 | 318.312 | 0.22036 | 36.67 | 1.41 | 0.4124 | 333.5418 | 0.30868 | 30.09 | 1.25 | 0.32052 | 333.5557 | 0.38619 | 27.21 | 1.15 | 0.26545 | 357.4365 | 0.4126 | 28.37 | 1.2 | 0.27394 | 345.1132 | 0.4199 | 27.77 | 1.17 | 0.26474 | 344.051 | 0.57113 | 22.59 | 0.9359 | 0.20117 | 343.1611 | 0.62355 | 22.46 | 0.91447 | 0.19337 | 351.6745 | 0.61595 | 24.69 | 0.98199 | 0.20639 | 361.4324 | 0.70156 | 21.76 | 0.86388 | 0.18062 | 350.3328 | 0.71247 | 23 | 0.89216 | 0.18212 | 350.324 | 0.8445 | 19.41 | 0.75302 | 0.15602 | 341.2581 | 0.85571 | 20.47 | 0.77541 | 0.15764 | 333.66 | 0.86562 | 21.54 | 0.79657 | 0.15947 | 333.6948 | 1.0373 | 17.99 | 0.66488 | 0.13326 | 320.3524 | 1.0593 | 17.55 | 0.64904 | 0.12806 | 333.6997 | 1.1383 | 17.43 | 0.62843 | 0.12491 | 327.2944 | 1.2553 | 15.79 | 0.56933 | 0.11205 | 321.8021 | 1.4704 | 14.27 | 0.50209 | 0.09809 | 310.693 | 1.7464 | 12 | 0.42191 | 0.08106 | 312.852 | 1.7404 | 13.39 | 0.4965 | 0.08624 | 317.8134 | 1.8475 | 12.64 | 0.46825 | 0.08185 | 308.0335 | 1.8785 | 12.4 | 0.45973 | 0.07942 | 312.8471 | 1.9945 | 11.7 | 0.43341 | 0.07519 | 321.7733 | 1.9655 | 13.38 | 0.52593 | 0.08218 | 321.7779 | 2.2246 | 11.85 | 0.46493 | 0.07279 | 347.5988 | 2.1385 | 13.78 | 0.54869 | 0.08276 | 335.7057 | 2.4596 | 13.16 | 0.52262 | 0.07448 | 316.7845 | 2.6807 | 10.93 | 0.43566 | 0.06338 | 339.8586 | 2.5866 | 12.54 | 0.4975 | 0.07121 | 320.8419 | 2.8827 | 10.22 | 0.40613 | 0.05897 | 327.7282 | 2.8517 | 11.38 | 0.45097 | 0.06326 | 320.0987 | 2.8857 | 11.22 | 0.44499 | 0.06188 | 309.3155 | 3.3998 | 9.5 | 0.37683 | 0.0519 | 305.8784 | 3.6249 | 8.91 | 0.35335 | 0.04835 | 312.7998 | 3.5829 | 9.86 | 0.38569 | 0.0517 | 322.907 | 3.6729 | 9.65 | 0.37695 | 0.05132 | 326.4169 | 3.8739 | 9.16 | 0.35776 | 0.04862 | 304.0082 | 5.0302 | 7.63 | 0.29249 | 0.03802 | 298.4252 | 5.0793 | 7.55 | 0.28937 | 0.03738 | 295.499 | 6.4856 | 6.85 | 0.25114 | 0.03162 | 302.6488 | 6.6866 | 6.67 | 0.24433 | 0.03097 | 290.9119 | 6.8247 | 6.52 | 0.23884 | 0.02989 | 294.3189 | 6.7837 | 7.01 | 0.2509 | 0.03127 | 319.3573 | 7.5258 | 7.17 | 0.27321 | 0.0316 | 312.6911 | 8.3571 | 6.47 | 0.24604 | 0.02843 | 314.6138 | 8.8932 | 6.78 | 0.26248 | 0.02881 | 333.4748 | 9.7593 | 6.84 | 0.26396 | 0.02748 | 325.5709 | 9.9574 | 6.71 | 0.25869 | 0.02749 | 359.2192 | 10.7025 | 7.47 | 0.27918 | 0.02917 | 328.3359 | 13.1131 | 6.13 | 0.22781 | 0.02318 | 330.0045 | 13.3031 | 6.06 | 0.22469 | 0.02308 | 336.5757 | 13.8433 | 6.29 | 0.22877 | 0.02351 | 334.9603 | 14.6834 | 5.97 | 0.21626 | 0.02208 | 344.7711 | 16.0639 | 6.25 | 0.24507 | 0.02247 | 340.3618 | 17.2741 | 5.78 | 0.22728 | 0.02032 | 336.0624 | 17.3741 | 5.74 | 0.22584 | 0.02012
347.2222 | 0.0021375 | 190.25 | 7.9 | 10.02 | 397.2195 | 0.0020035 | 472.42 | 20.07 | 17.81 | 397.878 | 0.0020025 | 710.01 | 29.43 | 22.2 | 397.878 | 0.0080169 | 177.25 | 7.35 | 5.36 | 374.719 | 0.008247 | 214 | 8.27 | 5.72 | 391.9612 | 0.018184 | 178.91 | 7.21 | 3.58 | 349.5456 | 0.051533 | 79.14 | 3.05 | 1.34 | 340.6304 | 0.052214 | 83.47 | 3.15 | 1.36 | 312.5 | 0.079201 | 54.54 | 2.06 | 0.84972 | 321.3597 | 0.10803 | 48.12 | 1.9 | 0.68269 | 333.3333 | 0.10593 | 54.7 | 2.2 | 0.7477 | 343.8575 | 0.13643 | 46.91 | 1.88 | 0.61504 | 352.9619 | 0.13473 | 51.99 | 2.06 | 0.66002 | 361.1312 | 0.13313 | 57.12 | 2.22 | 0.70338 | 368.4598 | 0.16634 | 49.31 | 1.88 | 0.58723 | 350.1401 | 0.20985 | 38.89 | 1.49 | 0.45309 | 381.0613 | 0.20135 | 46.77 | 1.93 | 0.52683 | 363.7852 | 0.20595 | 45.49 | 1.88 | 0.50384 | 375.2345 | 0.29107 | 36.36 | 1.53 | 0.38198 | 370.6174 | 0.36658 | 32.2 | 1.35 | 0.31013 | 393.1801 | 0.39399 | 33.03 | 1.37 | 0.31524 | 379.6245 | 0.40059 | 32.35 | 1.34 | 0.3049 | 375.3284 | 0.54732 | 25.95 | 1.05 | 0.22858 | 371.7578 | 0.59924 | 25.53 | 1.01 | 0.21772 | 378.7264 | 0.59394 | 27.8 | 1.08 | 0.23026 | 389.2349 | 0.67685 | 24.49 | 0.94681 | 0.20139 | 375.3566 | 0.68866 | 25.68 | 0.97018 | 0.20165 | 375.3472 | 0.81629 | 21.68 | 0.81884 | 0.17274 | 364.0086 | 0.8286 | 22.71 | 0.83777 | 0.17346 | 354.5138 | 0.8395 | 23.75 | 0.85596 | 0.17452 | 354.5508 | 1.0062 | 19.83 | 0.71443 | 0.14581 | 340.3744 | 1.0273 | 19.35 | 0.69771 | 0.14019 | 353.3291 | 1.1063 | 19.1 | 0.67197 | 0.13596 | 346.547 | 1.2193 | 17.31 | 0.60888 | 0.12198 | 357.5579 | 1.3943 | 16.89 | 0.62496 | 0.11465 | 345.2145 | 1.6544 | 14.21 | 0.52561 | 0.09477 | 351.9585 | 1.6384 | 16.17 | 0.63401 | 0.10266 | 357.5401 | 1.7404 | 15.26 | 0.59758 | 0.09738 | 346.5377 | 1.7674 | 14.98 | 0.58725 | 0.09455 | 351.9529 | 1.8784 | 14.12 | 0.55334 | 0.08948 | 357.5259 | 1.8634 | 15.84 | 0.63057 | 0.09598 | 357.531 | 2.1095 | 14.01 | 0.55735 | 0.08497 | 382.3587 | 2.0425 | 16.03 | 0.63448 | 0.09506 | 366.2243 | 2.3556 | 15.11 | 0.59129 | 0.08455 | 348.463 | 2.5536 | 12.72 | 0.50452 | 0.07289 | 370.7549 | 2.4776 | 14.39 | 0.56275 | 0.08082 | 352.9261 | 2.7486 | 11.89 | 0.47 | 0.06774 | 357.5217 | 2.7306 | 13.06 | 0.51019 | 0.07177 | 349.1986 | 2.7626 | 12.89 | 0.50359 | 0.07023 | 337.435 | 3.2508 | 10.91 | 0.42673 | 0.05893 | 333.6856 | 3.4658 | 10.24 | 0.40018 | 0.05489 | 338.8664 | 3.4388 | 11.19 | 0.4298 | 0.05808 | 349.8159 | 3.5288 | 10.95 | 0.41987 | 0.05763 | 353.6183 | 3.7219 | 10.4 | 0.39841 | 0.05458 | 327.3935 | 4.8422 | 8.58 | 0.3221 | 0.04232 | 321.381 | 4.8882 | 8.49 | 0.31872 | 0.04161 | 315.1989 | 6.2725 | 7.59 | 0.27196 | 0.03469 | 322.8254 | 6.4705 | 7.39 | 0.26445 | 0.03395 | 310.306 | 6.6016 | 7.22 | 0.25861 | 0.03278 | 331.1088 | 6.3895 | 8.43 | 0.32215 | 0.03698 | 354.8415 | 7.1467 | 8.45 | 0.32794 | 0.03663 | 347.4345 | 7.9339 | 7.63 | 0.29535 | 0.03293 | 346.0752 | 8.4871 | 7.86 | 0.30388 | 0.03289 | 363.7907 | 9.3641 | 7.82 | 0.29839 | 0.03097 | 355.1683 | 9.5513 | 7.67 | 0.29244 | 0.03097 | 386.8515 | 10.3523 | 8.37 | 0.30645 | 0.03223 | 353.5925 | 12.6729 | 6.86 | 0.25009 | 0.02556 | 355.3895 | 12.8629 | 6.78 | 0.24662 | 0.02544 | 384.6579 | 13.0429 | 7.69 | 0.30255 | 0.02801 | 382.8118 | 13.843 | 7.29 | 0.2856 | 0.02624 | 387.8675 | 15.2635 | 7.45 | 0.29817 | 0.02615 | 382.907 | 16.4037 | 6.89 | 0.2768 | 0.02369 | 378.0702 | 16.4937 | 6.85 | 0.27511 | 0.02346
372.0238 | 0.0020665 | 212.48 | 8.63 | 11.09 | 446.8719 | 0.0019014 | 568.47 | 24.46 | 21.08 | 431.0345 | 0.0019315 | 805.41 | 32.55 | 24.9 | 431.0345 | 0.0077327 | 201.08 | 8.13 | 6.01 | 399.7002 | 0.0079999 | 237.1 | 8.93 | 6.28 | 427.5941 | 0.017474 | 205.24 | 8.14 | 4.06 | 374.5131 | 0.049812 | 88.41 | 3.33 | 1.49 | 363.3391 | 0.050553 | 92.6 | 3.41 | 1.5 | 333.3333 | 0.07658 | 60.57 | 2.24 | 0.93669 | 357.0663 | 0.10233 | 57.05 | 2.29 | 0.79965 | 366.6667 | 0.10102 | 63.78 | 2.55 | 0.86207 | 375.1172 | 0.13073 | 53.94 | 2.13 | 0.6999 | 382.3754 | 0.12953 | 59.11 | 2.3 | 0.74301 | 388.9105 | 0.12853 | 64.3 | 2.45 | 0.78461 | 421.097 | 0.15624 | 60.97 | 2.51 | 0.71404 | 400.1601 | 0.19675 | 48.14 | 1.98 | 0.55186 | 428.6939 | 0.19064 | 56.36 | 2.36 | 0.62547 | 409.2583 | 0.19465 | 54.87 | 2.31 | 0.59902 | 416.9272 | 0.27696 | 42.97 | 1.8 | 0.44559 | 407.6792 | 0.35048 | 37.44 | 1.54 | 0.35619 | 428.9238 | 0.37858 | 37.89 | 1.53 | 0.35764 | 414.1358 | 0.38459 | 37.14 | 1.5 | 0.34619 | 406.6058 | 0.52731 | 29.45 | 1.16 | 0.25669 | 400.3546 | 0.57853 | 28.72 | 1.11 | 0.24267 | 405.7783 | 0.57493 | 31.02 | 1.17 | 0.25466 | 417.0374 | 0.65554 | 27.31 | 1.03 | 0.2226 | 400.3804 | 0.66795 | 28.45 | 1.05 | 0.22158 | 400.3703 | 0.79168 | 24.02 | 0.88368 | 0.18981 | 386.7592 | 0.80469 | 25.01 | 0.89937 | 0.1896 | 375.3675 | 0.81629 | 26.02 | 0.91476 | 0.18986 | 375.4067 | 0.97833 | 21.73 | 0.76347 | 0.15861 | 360.3964 | 0.99804 | 21.21 | 0.74592 | 0.15258 | 392.5879 | 1.0512 | 22.59 | 0.83413 | 0.15866 | 385.0523 | 1.1583 | 20.47 | 0.75625 | 0.1424 | 402.2526 | 1.3183 | 20.36 | 0.79491 | 0.13613 | 388.3663 | 1.5624 | 17.13 | 0.66918 | 0.11256 | 391.0649 | 1.5574 | 19.11 | 0.75876 | 0.1197 | 397.2668 | 1.6554 | 18.03 | 0.71486 | 0.11349 | 385.0419 | 1.6794 | 17.7 | 0.70299 | 0.11027 | 391.0588 | 1.7854 | 16.69 | 0.66214 | 0.10431 | 393.2785 | 1.7804 | 18.42 | 0.72887 | 0.11023 | 393.2841 | 2.0155 | 16.29 | 0.64417 | 0.09755 | 417.1185 | 1.9614 | 18.38 | 0.71642 | 0.10771 | 396.743 | 2.2685 | 17.15 | 0.65771 | 0.09488 | 380.1414 | 2.4486 | 14.6 | 0.57048 | 0.08269 | 401.6511 | 2.3865 | 16.33 | 0.62584 | 0.09067 | 385.0103 | 2.6366 | 13.63 | 0.53112 | 0.07676 | 387.3151 | 2.6286 | 14.82 | 0.56748 | 0.08051 | 378.2985 | 2.6586 | 14.62 | 0.56033 | 0.07881 | 365.5546 | 3.1257 | 12.39 | 0.47511 | 0.06617 | 361.4927 | 3.3318 | 11.62 | 0.44557 | 0.06162 | 364.9331 | 3.3158 | 12.59 | 0.47286 | 0.06464 | 376.7249 | 3.4048 | 12.31 | 0.46174 | 0.06409 | 380.8197 | 3.5918 | 11.68 | 0.43804 | 0.06068 | 350.7787 | 4.6791 | 9.57 | 0.35115 | 0.04672 | 344.3368 | 4.7221 | 9.47 | 0.34754 | 0.04595 | 354.5988 | 5.9164 | 9.13 | 0.34879 | 0.04101 | 363.1785 | 6.1104 | 8.88 | 0.33867 | 0.0401 | 349.0943 | 6.2274 | 8.69 | 0.33157 | 0.03874 | 367.8986 | 6.0734 | 9.94 | 0.3865 | 0.0429 | 390.3256 | 6.8365 | 9.8 | 0.37917 | 0.04182 | 382.178 | 7.5867 | 8.84 | 0.34151 | 0.03757 | 377.5366 | 8.1479 | 8.99 | 0.34341 | 0.03708 | 394.1066 | 9.0289 | 8.84 | 0.33161 | 0.03454 | 384.7656 | 9.2071 | 8.68 | 0.32503 | 0.03454 | 442.116 | 9.7761 | 10.24 | 0.40475 | 0.03849 | 404.1057 | 11.9525 | 8.39 | 0.33054 | 0.03047 | 406.1594 | 12.1226 | 8.28 | 0.32587 | 0.0303 | 432.7402 | 12.4126 | 9.16 | 0.36775 | 0.03264 | 430.6632 | 13.1827 | 8.68 | 0.34685 | 0.03053 | 430.9639 | 14.6232 | 8.71 | 0.34727 | 0.02993 | 425.4523 | 15.6933 | 8.06 | 0.32262 | 0.02715 | 420.0781 | 15.7734 | 8.01 | 0.32073 | 0.02689
396.8254 | 0.0020045 | 235.45 | 9.36 | 12.19 | 496.5243 | 0.0018194 | 669.26 | 28.55 | 24.44 | 464.191 | 0.0018704 | 904.1 | 35.6 | 27.65 | 464.191 | 0.0074896 | 225.73 | 8.89 | 6.68 | 424.6815 | 0.0077838 | 260.88 | 9.58 | 6.85 | 463.2269 | 0.016884 | 232.57 | 9.03 | 4.55 | 399.4807 | 0.048312 | 97.98 | 3.6 | 1.64 | 408.7565 | 0.047802 | 111.71 | 4.37 | 1.78 | 375 | 0.072218 | 73.2 | 2.87 | 1.12 | 392.773 | 0.097713 | 66.45 | 2.65 | 0.92047 | 400 | 0.096883 | 73.27 | 2.89 | 0.97974 | 406.377 | 0.12583 | 61.26 | 2.37 | 0.78693 | 411.7889 | 0.12513 | 66.49 | 2.53 | 0.82793 | 444.4691 | 0.12093 | 79.37 | 3.25 | 0.95198 | 473.7341 | 0.14843 | 73.31 | 3.06 | 0.8451 | 450.1801 | 0.18654 | 57.95 | 2.42 | 0.65419 | 476.3266 | 0.18214 | 66.44 | 2.76 | 0.72696 | 454.7315 | 0.18574 | 64.75 | 2.7 | 0.69716 | 458.62 | 0.26556 | 49.9 | 2.05 | 0.51092 | 444.7409 | 0.33727 | 42.91 | 1.73 | 0.4034 | 464.6674 | 0.36558 | 42.95 | 1.69 | 0.40097 | 448.6472 | 0.37118 | 42.11 | 1.66 | 0.38841 | 437.8831 | 0.51011 | 33.07 | 1.27 | 0.28538 | 428.9514 | 0.56062 | 32.02 | 1.21 | 0.26813 | 432.8302 | 0.55832 | 34.33 | 1.26 | 0.27953 | 444.8399 | 0.63693 | 30.22 | 1.11 | 0.24419 | 425.4041 | 0.64964 | 31.31 | 1.12 | 0.24187 | 425.3935 | 0.77007 | 26.42 | 0.94761 | 0.20719 | 409.5097 | 0.78348 | 27.37 | 0.96024 | 0.20603 | 417.0751 | 0.77698 | 30.74 | 1.13 | 0.22133 | 417.1185 | 0.93131 | 25.66 | 0.94588 | 0.18486 | 400.4405 | 0.94892 | 25.07 | 0.9254 | 0.17801 | 441.6614 | 0.99652 | 27.18 | 1.06 | 0.18799 | 433.1838 | 1.0972 | 24.64 | 0.95968 | 0.16878 | 446.9473 | 1.2573 | 24.01 | 0.94844 | 0.15829 | 431.5181 | 1.4893 | 20.21 | 0.79902 | 0.13095 | 430.1714 | 1.4913 | 22.19 | 0.87562 | 0.13725 | 436.9935 | 1.5853 | 20.93 | 0.82465 | 0.13006 | 423.5461 | 1.6074 | 20.56 | 0.81146 | 0.12646 | 430.1647 | 1.7094 | 19.38 | 0.76406 | 0.11958 | 429.0311 | 1.7114 | 21.11 | 0.82269 | 0.12487 | 429.0372 | 1.9374 | 18.67 | 0.72702 | 0.11047 | 451.8784 | 1.8934 | 20.82 | 0.7954 | 0.12064 | 427.2617 | 2.1935 | 19.25 | 0.7223 | 0.10545 | 411.8199 | 2.3595 | 16.56 | 0.6342 | 0.09274 | 432.5473 | 2.3085 | 18.33 | 0.68716 | 0.10074 | 417.0945 | 2.5415 | 15.45 | 0.59013 | 0.08601 | 417.1086 | 2.5416 | 16.64 | 0.62321 | 0.08944 | 407.3984 | 2.5686 | 16.42 | 0.61555 | 0.08759 | 393.6742 | 3.0177 | 13.92 | 0.52223 | 0.07358 | 389.2998 | 3.2157 | 13.06 | 0.48981 | 0.06851 | 390.9997 | 3.2097 | 14.03 | 0.51502 | 0.07134 | 403.6338 | 3.2967 | 13.71 | 0.50269 | 0.07069 | 408.0212 | 3.4798 | 13.01 | 0.47681 | 0.06692 | 374.164 | 4.536 | 10.59 | 0.37972 | 0.05121 | 367.2926 | 4.576 | 10.48 | 0.37589 | 0.05038 | 393.9986 | 5.6312 | 10.76 | 0.41806 | 0.04755 | 403.5317 | 5.8222 | 10.46 | 0.40553 | 0.04646 | 387.8825 | 5.9263 | 10.24 | 0.39736 | 0.04491 | 404.6885 | 5.8142 | 11.52 | 0.44665 | 0.049 | 425.8097 | 6.5774 | 11.2 | 0.42793 | 0.04713 | 416.9215 | 7.2976 | 10.1 | 0.38548 | 0.04233 | 408.998 | 7.8608 | 10.16 | 0.38152 | 0.04136 | 424.4225 | 8.7418 | 9.9 | 0.36384 | 0.03819 | 414.363 | 8.911 | 9.71 | 0.35667 | 0.03817 | 497.3805 | 9.3328 | 12.2 | 0.49126 | 0.04492 | 454.6189 | 11.3823 | 10 | 0.40155 | 0.03552 | 456.9293 | 11.5523 | 9.87 | 0.39583 | 0.0353 | 480.8224 | 11.9124 | 10.71 | 0.42788 | 0.03738 | 478.5147 | 12.6625 | 10.13 | 0.40333 | 0.0349 | 474.0603 | 14.0929 | 10.02 | 0.39359 | 0.03377 | 467.9975 | 15.123 | 9.28 | 0.36589 | 0.03067 | 462.0859 | 15.1931 | 9.23 | 0.36381 | 0.03038
446.4286 | 0.0019014 | 283.33 | 11.79 | 14.43 | 546.1768 | 0.0017544 | 774.19 | 32.41 | 27.85 | 497.3475 | 0.0018184 | 1010 | 38.59 | 30.44 | 497.3475 | 0.0072805 | 251.14 | 9.64 | 7.36 | 449.6628 | 0.0075917 | 285.3 | 10.22 | 7.44 | 498.8597 | 0.016374 | 260.8 | 9.9 | 5.04 | 449.4158 | 0.045821 | 117.94 | 4.59 | 1.94 | 454.1739 | 0.04561 | 131.82 | 5.22 | 2.07 | 416.6667 | 0.068736 | 86.53 | 3.44 | 1.3 | 428.4796 | 0.093881 | 76.25 | 3 | 1.04 | 433.3333 | 0.093411 | 83.14 | 3.21 | 1.1 | 437.6368 | 0.12173 | 68.85 | 2.61 | 0.87582 | 470.6159 | 0.11803 | 81.95 | 3.35 | 1 | 500.0278 | 0.11512 | 95.3 | 3.96 | 1.12 | 526.3712 | 0.14223 | 86.24 | 3.57 | 0.97931 | 500.2001 | 0.17854 | 68.24 | 2.83 | 0.75923 | 523.9592 | 0.17524 | 76.96 | 3.14 | 0.83062 | 500.2046 | 0.17854 | 75.07 | 3.07 | 0.79758 | 500.3127 | 0.25615 | 57.11 | 2.29 | 0.57762 | 481.8027 | 0.32607 | 48.57 | 1.91 | 0.45154 | 500.4111 | 0.35457 | 48.16 | 1.85 | 0.44504 | 483.1585 | 0.35968 | 47.25 | 1.81 | 0.43142 | 469.1605 | 0.4953 | 36.81 | 1.38 | 0.31458 | 457.5481 | 0.54502 | 35.42 | 1.3 | 0.29404 | 459.8821 | 0.54382 | 37.74 | 1.35 | 0.30479 | 472.6423 | 0.62063 | 33.21 | 1.19 | 0.26611 | 450.4279 | 0.63343 | 34.24 | 1.2 | 0.26247 | 450.4166 | 0.75096 | 28.89 | 1.01 | 0.22483 | 455.0108 | 0.74766 | 32.28 | 1.19 | 0.23963 | 469.2094 | 0.73796 | 36.94 | 1.43 | 0.26186 | 469.2584 | 0.88449 | 30.84 | 1.2 | 0.21867 | 450.4955 | 0.9001 | 30.15 | 1.17 | 0.21082 | 490.7349 | 0.9532 | 32 | 1.26 | 0.21813 | 481.3153 | 1.0492 | 29.02 | 1.14 | 0.19593 | 491.6421 | 1.2083 | 27.82 | 1.09 | 0.181 | 474.6699 | 1.4293 | 23.43 | 0.92026 | 0.14981 | 469.2779 | 1.4363 | 25.4 | 0.98684 | 0.15522 | 476.7202 | 1.5273 | 23.94 | 0.92909 | 0.14701 | 462.0503 | 1.5473 | 23.54 | 0.91474 | 0.14304 | 469.2706 | 1.6463 | 22.18 | 0.86105 | 0.13521 | 464.7837 | 1.6534 | 23.9 | 0.91302 | 0.13981 | 464.7903 | 1.8714 | 21.14 | 0.8068 | 0.12366 | 486.6383 | 1.8364 | 23.34 | 0.87191 | 0.1338 | 457.7804 | 2.1285 | 21.43 | 0.7853 | 0.11621 | 443.4983 | 2.2835 | 18.58 | 0.69609 | 0.10299 | 463.4436 | 2.2405 | 20.39 | 0.74696 | 0.111 | 449.1786 | 2.4615 | 17.32 | 0.64741 | 0.09544 | 446.9021 | 2.4665 | 18.51 | 0.67759 | 0.09854 | 436.4982 | 2.4915 | 18.28 | 0.66946 | 0.09653 | 421.7938 | 2.9246 | 15.5 | 0.5683 | 0.08114 | 417.1069 | 3.1167 | 14.54 | 0.53306 | 0.07554 | 417.0664 | 3.1167 | 15.51 | 0.55639 | 0.07816 | 430.5427 | 3.2037 | 15.15 | 0.54285 | 0.07741 | 435.2226 | 3.3817 | 14.38 | 0.51481 | 0.07327 | 420.9345 | 4.2979 | 12.72 | 0.48474 | 0.06045 | 413.2042 | 4.3339 | 12.59 | 0.48015 | 0.05949 | 433.3985 | 5.3981 | 12.46 | 0.48269 | 0.05428 | 443.8849 | 5.5861 | 12.11 | 0.46784 | 0.05298 | 426.6708 | 5.6812 | 11.85 | 0.45876 | 0.05125 | 441.4784 | 5.5992 | 13.17 | 0.50385 | 0.05525 | 461.2939 | 6.3593 | 12.65 | 0.47479 | 0.05255 | 451.6649 | 7.0535 | 11.41 | 0.42775 | 0.04719 | 440.4593 | 7.6156 | 11.38 | 0.41847 | 0.04573 | 485.0543 | 8.2766 | 12.11 | 0.47974 | 0.04565 | 473.5577 | 8.4317 | 11.88 | 0.47049 | 0.04563 | 552.645 | 8.9817 | 14.26 | 0.57072 | 0.05146 | 505.1321 | 10.9321 | 11.69 | 0.46694 | 0.04067 | 507.6993 | 11.0921 | 11.53 | 0.46028 | 0.0404 | 528.9046 | 11.5022 | 12.31 | 0.48445 | 0.04219 | 526.3662 | 12.2322 | 11.64 | 0.45646 | 0.03934 | 517.1567 | 13.6527 | 11.37 | 0.43778 | 0.03767 | 510.5427 | 14.6428 | 10.55 | 0.40719 | 0.03425 | 504.0937 | 14.7128 | 10.48 | 0.40496 | 0.03394
496.0317 | 0.0018204 | 333.59 | 14 | 16.73 | 595.8292 | 0.0017003 | 882.76 | 36.11 | 31.3 | 530.504 | 0.0017734 | 1110 | 41.51 | 33.26 | 530.504 | 0.0070994 | 277.23 | 10.37 | 8.04 | 499.6253 | 0.0072675 | 335.83 | 12.55 | 8.62 | 534.4926 | 0.015943 | 289.86 | 10.75 | 5.55 | 499.3508 | 0.04385 | 138.89 | 5.48 | 2.25 | 499.5912 | 0.04384 | 152.83 | 6.02 | 2.37 | 458.3333 | 0.065915 | 100.48 | 3.98 | 1.49 | 464.1862 | 0.09067 | 86.43 | 3.33 | 1.17 | 466.6667 | 0.09046 | 93.36 | 3.53 | 1.22 | 500.1563 | 0.11502 | 84.72 | 3.45 | 1.06 | 529.4429 | 0.11252 | 98.26 | 4.07 | 1.18 | 555.5864 | 0.11052 | 111.96 | 4.62 | 1.3 | 579.0083 | 0.13723 | 99.69 | 4.05 | 1.12 | 550.2201 | 0.17203 | 78.96 | 3.22 | 0.86629 | 571.5919 | 0.16963 | 87.86 | 3.5 | 0.93588 | 545.6778 | 0.17253 | 85.77 | 3.43 | 0.89976 | 542.0054 | 0.24825 | 64.56 | 2.53 | 0.64539 | 518.8644 | 0.31656 | 54.42 | 2.08 | 0.50042 | 536.1547 | 0.34507 | 53.53 | 2 | 0.48973 | 517.6698 | 0.34977 | 52.55 | 1.97 | 0.47507 | 500.4379 | 0.48249 | 40.65 | 1.48 | 0.34419 | 486.1449 | 0.53131 | 38.91 | 1.39 | 0.32032 | 486.9339 | 0.53091 | 41.24 | 1.44 | 0.33039 | 500.4448 | 0.60622 | 36.27 | 1.26 | 0.28832 | 500.4755 | 0.60612 | 40.3 | 1.47 | 0.30449 | 500.4629 | 0.71865 | 34.01 | 1.24 | 0.26081 | 511.8872 | 0.71214 | 38.72 | 1.5 | 0.28274 | 521.3438 | 0.70704 | 43.44 | 1.71 | 0.30341 | 521.3982 | 0.84757 | 36.27 | 1.42 | 0.25333 | 500.5506 | 0.86138 | 35.49 | 1.4 | 0.24452 | 539.8084 | 0.91808 | 37.02 | 1.45 | 0.24889 | 529.4469 | 1.0092 | 33.59 | 1.31 | 0.22365 | 536.3368 | 1.1672 | 31.78 | 1.23 | 0.20412 | 517.8217 | 1.3803 | 26.78 | 1.04 | 0.16905 | 508.3844 | 1.3903 | 28.73 | 1.09 | 0.17351 | 516.4468 | 1.4793 | 27.07 | 1.03 | 0.16427 | 500.5545 | 1.4973 | 26.63 | 1.01 | 0.15993 | 508.3765 | 1.5933 | 25.08 | 0.9542 | 0.15112 | 500.5363 | 1.6033 | 26.79 | 1 | 0.15502 | 500.5434 | 1.8154 | 23.69 | 0.88404 | 0.13708 | 521.3982 | 1.7864 | 25.93 | 0.94631 | 0.14716 | 488.2991 | 2.0724 | 23.66 | 0.8469 | 0.12713 | 475.1768 | 2.2175 | 20.67 | 0.75641 | 0.11343 | 494.3398 | 2.1814 | 22.52 | 0.80541 | 0.1214 | 481.2628 | 2.3915 | 19.26 | 0.70321 | 0.10502 | 476.6955 | 2.4005 | 20.44 | 0.73077 | 0.10778 | 465.5981 | 2.4245 | 20.19 | 0.72222 | 0.10562 | 449.9134 | 2.8436 | 17.13 | 0.61342 | 0.08883 | 444.9141 | 3.0296 | 16.07 | 0.57543 | 0.0827 | 469.1996 | 2.9626 | 18.6 | 0.70806 | 0.09215 | 484.3605 | 3.0476 | 18.16 | 0.68994 | 0.09117 | 489.6254 | 3.2186 | 17.23 | 0.65397 | 0.08625 | 467.705 | 4.1088 | 14.95 | 0.57896 | 0.06995 | 459.1157 | 4.1408 | 14.81 | 0.57374 | 0.06886 | 472.7983 | 5.205 | 14.24 | 0.54405 | 0.06116 | 484.2381 | 5.3911 | 13.82 | 0.52692 | 0.05964 | 465.4591 | 5.4771 | 13.54 | 0.51704 | 0.05773 | 478.2682 | 5.4171 | 14.87 | 0.55875 | 0.06161 | 496.778 | 6.1742 | 14.15 | 0.5201 | 0.05806 | 486.4084 | 6.8454 | 12.76 | 0.46864 | 0.05212 | 503.3821 | 7.2185 | 13.91 | 0.55119 | 0.05467 | 545.686 | 7.9184 | 14.43 | 0.58143 | 0.05329 | 532.7524 | 8.0626 | 14.16 | 0.57043 | 0.05325 | 607.9095 | 8.6975 | 16.38 | 0.64517 | 0.05808 | 555.6454 | 10.5719 | 13.43 | 0.52838 | 0.0459 | 558.4692 | 10.7219 | 13.25 | 0.52084 | 0.04557 | 576.9869 | 11.172 | 13.97 | 0.53827 | 0.04706 | 574.2176 | 11.8721 | 13.2 | 0.507 | 0.04383 | 560.2531 | 13.2925 | 12.77 | 0.48022 | 0.04161 | 553.0879 | 14.2426 | 11.85 | 0.44689 | 0.03787 | 546.1015 | 14.3026 | 11.78 | 0.44451 | 0.03752
545.6349 | 0.0017543 | 385.93 | 16.08 | 19.07 | 645.4816 | 0.0016553 | 994.53 | 39.67 | 34.78 | 563.6605 | 0.0017334 | 1220 | 44.38 | 36.11 | 563.6605 | 0.0069414 | 303.96 | 11.08 | 8.73 | 562.0784 | 0.0069484 | 401.87 | 15.72 | 10.12 | 570.1254 | 0.015563 | 319.65 | 11.57 | 6.05 | 549.2859 | 0.042259 | 160.71 | 6.3 | 2.57 | 545.0086 | 0.042379 | 174.61 | 6.78 | 2.67 | 500 | 0.063574 | 114.99 | 4.48 | 1.69 | 499.8929 | 0.087929 | 96.95 | 3.65 | 1.3 | 533.3333 | 0.085718 | 114.7 | 4.65 | 1.47 | 562.6758 | 0.11002 | 101.42 | 4.19 | 1.24 | 588.2699 | 0.10822 | 115.28 | 4.74 | 1.36 | 611.1451 | 0.10682 | 129.26 | 5.23 | 1.48 | 631.6454 | 0.13312 | 113.58 | 4.51 | 1.25 | 600.2401 | 0.16673 | 90.06 | 3.58 | 0.97481 | 619.2245 | 0.16493 | 99.09 | 3.85 | 1.04 | 591.1509 | 0.16763 | 96.82 | 3.77 | 1 | 583.6981 | 0.24155 | 72.23 | 2.75 | 0.71398 | 555.9262 | 0.30836 | 60.43 | 2.25 | 0.5499 | 571.8983 | 0.33686 | 59.04 | 2.15 | 0.53489 | 552.1811 | 0.34127 | 57.99 | 2.11 | 0.51924 | 531.7153 | 0.47119 | 44.59 | 1.58 | 0.37414 | 514.7416 | 0.5192 | 42.49 | 1.48 | 0.34692 | 541.0377 | 0.5093 | 48.47 | 1.77 | 0.38244 | 556.0498 | 0.58191 | 42.6 | 1.55 | 0.33343 | 563.0349 | 0.57921 | 48.23 | 1.85 | 0.35814 | 563.0208 | 0.68673 | 40.69 | 1.56 | 0.30676 | 568.7635 | 0.68423 | 45.45 | 1.77 | 0.32675 | 573.4782 | 0.68213 | 50.21 | 1.96 | 0.34569 | 573.538 | 0.81776 | 41.91 | 1.63 | 0.28861 | 550.6057 | 0.83006 | 41.04 | 1.6 | 0.27888 | 588.8819 | 0.88927 | 42.22 | 1.62 | 0.2801 | 577.5784 | 0.97738 | 38.32 | 1.47 | 0.2518 | 581.0316 | 1.1332 | 35.86 | 1.36 | 0.22756 | 560.9735 | 1.3383 | 30.23 | 1.15 | 0.18857 | 547.4909 | 1.3513 | 32.16 | 1.2 | 0.19207 | 556.1735 | 1.4383 | 30.29 | 1.13 | 0.18177 | 539.0586 | 1.4553 | 29.81 | 1.11 | 0.17708 | 547.4824 | 1.5483 | 28.07 | 1.04 | 0.16726 | 536.2889 | 1.5613 | 29.76 | 1.09 | 0.17044 | 536.2966 | 1.7673 | 26.31 | 0.95908 | 0.15069 | 556.1581 | 1.7433 | 28.59 | 1.02 | 0.16067 | 549.3365 | 1.9794 | 28.3 | 1.07 | 0.14938 | 506.8552 | 2.1604 | 22.82 | 0.81534 | 0.12401 | 556.1323 | 2.0854 | 26.92 | 1.02 | 0.14258 | 513.347 | 2.3305 | 21.25 | 0.75768 | 0.11474 | 536.2825 | 2.2924 | 24.45 | 0.92505 | 0.1266 | 523.7979 | 2.3124 | 24.15 | 0.91507 | 0.12416 | 506.1526 | 2.7095 | 20.51 | 0.77851 | 0.10454 | 500.5283 | 2.8856 | 19.25 | 0.73052 | 0.09733 | 521.3329 | 2.8396 | 21.84 | 0.84368 | 0.10647 | 538.1784 | 2.9246 | 21.31 | 0.82134 | 0.10523 | 544.0282 | 3.0906 | 20.21 | 0.77823 | 0.09951 | 514.4755 | 3.9558 | 17.28 | 0.66641 | 0.07965 | 505.0273 | 3.9838 | 17.12 | 0.66066 | 0.07845 | 512.1982 | 5.042 | 16.07 | 0.60285 | 0.06815 | 524.5912 | 5.227 | 15.59 | 0.5835 | 0.0664 | 504.2473 | 5.306 | 15.28 | 0.57292 | 0.06432 | 515.0581 | 5.263 | 16.63 | 0.61178 | 0.06807 | 567.7463 | 5.8751 | 17.27 | 0.68229 | 0.06927 | 555.8953 | 6.5102 | 15.58 | 0.61509 | 0.06218 | 566.3049 | 6.9133 | 16.57 | 0.6675 | 0.06379 | 606.3178 | 7.6373 | 16.85 | 0.67454 | 0.06104 | 591.9472 | 7.7714 | 16.53 | 0.66201 | 0.061 | 663.174 | 8.4654 | 18.57 | 0.71574 | 0.06475 | 606.1586 | 10.2718 | 15.24 | 0.58676 | 0.05117 | 609.2391 | 10.4218 | 15.03 | 0.57839 | 0.05079 | 625.0691 | 10.8919 | 15.68 | 0.58982 | 0.05195 | 622.0691 | 11.5819 | 14.8 | 0.5554 | 0.04835 | 603.3495 | 12.9823 | 14.2 | 0.52116 | 0.04557 | 595.6332 | 13.9024 | 13.18 | 0.48519 | 0.04151 | 588.1093 | 13.9625 | 13.11 | 0.4827 | 0.04114
595.2381 | 0.0017003 | 440.08 | 18.06 | 21.45 | 695.1341 | 0.0016173 | 1110 | 43.1 | 38.28 | 596.817 | 0.0016993 | 1330 | 47.2 | 38.98 | 596.817 | 0.0068023 | 331.26 | 11.79 | 9.43 | 624.5316 | 0.0066983 | 470.66 | 18.57 | 11.65 | 641.3911 | 0.014953 | 381.2 | 14.53 | 7.08 | 599.221 | 0.040948 | 183.28 | 7.08 | 2.89 | 590.426 | 0.041168 | 197.1 | 7.5 | 2.97 | 541.6667 | 0.061623 | 130 | 4.97 | 1.88 | 571.3061 | 0.083546 | 118.87 | 4.8 | 1.56 | 600 | 0.082096 | 137.09 | 5.64 | 1.73 | 625.1954 | 0.10602 | 118.83 | 4.86 | 1.43 | 647.0969 | 0.10482 | 132.92 | 5.36 | 1.55 | 666.7037 | 0.10382 | 147.1 | 5.81 | 1.66 | 684.2826 | 0.12982 | 127.87 | 4.94 | 1.39 | 650.2601 | 0.16223 | 101.48 | 3.93 | 1.08 | 666.8572 | 0.16093 | 110.62 | 4.19 | 1.15 | 636.6241 | 0.16343 | 108.17 | 4.1 | 1.11 | 625.3909 | 0.23584 | 80.1 | 2.97 | 0.78316 | 592.9879 | 0.30135 | 66.6 | 2.41 | 0.59984 | 607.642 | 0.32976 | 64.68 | 2.29 | 0.58043 | 586.6924 | 0.33376 | 63.56 | 2.26 | 0.56382 | 562.9926 | 0.46129 | 48.62 | 1.69 | 0.40437 | 571.9351 | 0.49889 | 49.87 | 1.81 | 0.40089 | 608.6674 | 0.48799 | 57.89 | 2.22 | 0.44867 | 625.556 | 0.5582 | 50.84 | 1.94 | 0.39075 | 625.5943 | 0.5582 | 56.49 | 2.19 | 0.41266 | 625.5787 | 0.66182 | 47.66 | 1.85 | 0.35344 | 625.6399 | 0.66182 | 52.43 | 2.03 | 0.37136 | 625.6126 | 0.66182 | 57.2 | 2.19 | 0.38849 | 625.6778 | 0.79335 | 47.74 | 1.83 | 0.32431 | 600.6607 | 0.80445 | 46.79 | 1.8 | 0.31372 | 637.9554 | 0.86526 | 47.58 | 1.79 | 0.31163 | 625.7099 | 0.95067 | 43.19 | 1.63 | 0.28027 | 625.7263 | 1.1042 | 40.06 | 1.48 | 0.25123 | 604.1253 | 1.3042 | 33.79 | 1.25 | 0.20832 | 586.5974 | 1.3172 | 35.68 | 1.3 | 0.21084 | 595.9002 | 1.4033 | 33.6 | 1.22 | 0.19945 | 577.5628 | 1.4183 | 33.08 | 1.2 | 0.19442 | 586.5882 | 1.5103 | 31.14 | 1.13 | 0.18358 | 572.0415 | 1.5243 | 32.8 | 1.17 | 0.18602 | 572.0497 | 1.7253 | 29 | 1.03 | 0.16445 | 625.6778 | 1.6723 | 34.09 | 1.28 | 0.18805 | 610.3739 | 1.9063 | 33.14 | 1.27 | 0.172 | 570.2121 | 2.0664 | 27.26 | 1.03 | 0.14553 | 617.9248 | 2.0094 | 31.51 | 1.21 | 0.16411 | 577.5154 | 2.2314 | 25.37 | 0.95629 | 0.13447 | 595.8694 | 2.2074 | 28.62 | 1.1 | 0.14575 | 581.9976 | 2.2254 | 28.3 | 1.09 | 0.14303 | 562.3917 | 2.6035 | 24.05 | 0.92579 | 0.12058 | 556.1426 | 2.7715 | 22.57 | 0.86892 | 0.11227 | 573.4662 | 2.7415 | 25.21 | 0.96913 | 0.12103 | 591.9962 | 2.8265 | 24.58 | 0.94275 | 0.11952 | 598.431 | 2.9865 | 23.3 | 0.89301 | 0.11298 | 561.246 | 3.8287 | 19.7 | 0.74899 | 0.08951 | 550.9389 | 3.8547 | 19.52 | 0.74279 | 0.08819 | 551.5981 | 4.9049 | 17.96 | 0.65954 | 0.07523 | 564.9444 | 5.0879 | 17.41 | 0.63799 | 0.07324 | 543.0356 | 5.16 | 17.08 | 0.6268 | 0.071 | 588.6378 | 5.0149 | 20.29 | 0.80141 | 0.08119 | 638.7146 | 5.648 | 20.53 | 0.82381 | 0.08066 | 625.3822 | 6.2551 | 18.52 | 0.74298 | 0.0724 | 629.2276 | 6.6742 | 19.34 | 0.77385 | 0.07303 | 666.9496 | 7.4112 | 19.34 | 0.76155 | 0.06885 | 651.1419 | 7.5373 | 18.99 | 0.74765 | 0.06882 | 718.4384 | 8.2733 | 20.82 | 0.7831 | 0.07144 | 656.6718 | 10.0216 | 17.09 | 0.64261 | 0.05648 | 660.009 | 10.1717 | 16.86 | 0.63346 | 0.05605 | 673.1514 | 10.6518 | 17.42 | 0.63943 | 0.05687 | 669.9206 | 11.3318 | 16.44 | 0.60197 | 0.05288 | 646.4458 | 12.7122 | 15.66 | 0.56076 | 0.04955 | 638.1784 | 13.6123 | 14.55 | 0.52228 | 0.04517 | 630.1171 | 13.6623 | 14.47 | 0.51968 | 0.04478
644.8413 | 0.0016553 | 495.83 | 19.95 | 23.84 | 744.7865 | 0.0015853 | 1230 | 46.43 | 41.79 | 663.13 | 0.0016413 | 1550 | 57.26 | 44.76 | 663.13 | 0.0065692 | 387.4 | 14.3 | 10.83 | 686.9848 | 0.0064982 | 541.78 | 21.2 | 13.19 | 712.6568 | 0.014473 | 445.03 | 17.15 | 8.11 | 649.1561 | 0.039868 | 206.52 | 7.82 | 3.21 | 635.8434 | 0.040138 | 220.2 | 8.2 | 3.28 | 583.3333 | 0.059962 | 145.45 | 5.44 | 2.08 | 642.7194 | 0.080215 | 141.82 | 5.8 | 1.83 | 666.6667 | 0.079274 | 160.38 | 6.54 | 1.99 | 687.7149 | 0.10282 | 136.83 | 5.5 | 1.63 | 705.9239 | 0.10202 | 151.1 | 5.95 | 1.73 | 722.2623 | 0.10132 | 165.42 | 6.37 | 1.84 | 736.9197 | 0.12692 | 142.51 | 5.36 | 1.53 | 700.2801 | 0.15853 | 113.19 | 4.27 | 1.19 | 714.4899 | 0.15763 | 122.41 | 4.51 | 1.26 | 682.0972 | 0.15983 | 119.8 | 4.42 | 1.21 | 667.0836 | 0.23094 | 88.15 | 3.18 | 0.85278 | 630.0497 | 0.29515 | 72.9 | 2.57 | 0.65013 | 643.3856 | 0.32346 | 70.43 | 2.43 | 0.62626 | 621.2038 | 0.32726 | 69.24 | 2.4 | 0.60871 | 625.5474 | 0.44468 | 56.92 | 2.06 | 0.46549 | 643.427 | 0.47898 | 59.48 | 2.27 | 0.46937 | 676.2971 | 0.47148 | 67.68 | 2.61 | 0.51569 | 695.0623 | 0.53969 | 59.4 | 2.29 | 0.44868 | 688.1537 | 0.54129 | 65.04 | 2.51 | 0.46771 | 688.1365 | 0.64181 | 54.87 | 2.11 | 0.40058 | 682.5162 | 0.64351 | 59.63 | 2.27 | 0.41637 | 677.747 | 0.64491 | 64.39 | 2.42 | 0.43164 | 677.8176 | 0.77303 | 53.74 | 2.02 | 0.36031 | 650.7158 | 0.78314 | 52.71 | 1.98 | 0.34889 | 687.0289 | 0.84515 | 53.07 | 1.95 | 0.34337 | 673.8415 | 0.92816 | 48.19 | 1.78 | 0.30894 | 670.421 | 1.0802 | 44.36 | 1.6 | 0.27506 | 647.2771 | 1.2742 | 37.43 | 1.35 | 0.22821 | 625.7039 | 1.2882 | 39.28 | 1.39 | 0.22976 | 635.6269 | 1.3722 | 36.98 | 1.31 | 0.21727 | 616.067 | 1.3873 | 36.43 | 1.29 | 0.21191 | 625.6941 | 1.4773 | 34.29 | 1.22 | 0.20004 | 643.5467 | 1.4633 | 39.09 | 1.47 | 0.21756 | 643.5559 | 1.6573 | 34.56 | 1.3 | 0.19228 | 695.1976 | 1.6173 | 39.81 | 1.52 | 0.21572 | 671.4113 | 1.8483 | 38.14 | 1.46 | 0.19487 | 633.569 | 1.9924 | 31.89 | 1.22 | 0.16738 | 679.7172 | 1.9483 | 36.26 | 1.38 | 0.18585 | 641.6838 | 2.1534 | 29.66 | 1.13 | 0.15448 | 655.4564 | 2.1384 | 32.95 | 1.26 | 0.16511 | 640.1974 | 2.1554 | 32.59 | 1.25 | 0.16214 | 618.6309 | 2.5184 | 27.72 | 1.06 | 0.13684 | 611.7569 | 2.6805 | 26.02 | 0.99666 | 0.12742 | 625.5995 | 2.6605 | 28.69 | 1.09 | 0.13577 | 645.814 | 2.7455 | 27.95 | 1.06 | 0.13395 | 652.8338 | 2.9025 | 26.49 | 1 | 0.12658 | 608.0165 | 3.7237 | 22.19 | 0.82774 | 0.09948 | 596.8505 | 3.7467 | 21.99 | 0.82115 | 0.09805 | 630.3978 | 4.6838 | 21.88 | 0.86191 | 0.08959 | 645.6507 | 4.8658 | 21.19 | 0.83235 | 0.0871 | 620.6121 | 4.9278 | 20.8 | 0.81919 | 0.08454 | 662.2175 | 4.8268 | 24.11 | 0.96665 | 0.09449 | 709.6829 | 5.4709 | 23.91 | 0.95266 | 0.09213 | 694.8691 | 6.056 | 21.57 | 0.85949 | 0.08271 | 692.1504 | 6.4821 | 22.2 | 0.8731 | 0.08234 | 727.5814 | 7.2271 | 21.91 | 0.84379 | 0.0767 | 710.3366 | 7.3472 | 21.51 | 0.82866 | 0.07668 | 773.7029 | 8.1132 | 23.11 | 0.8477 | 0.07812 | 707.185 | 9.8145 | 18.98 | 0.69628 | 0.0618 | 710.779 | 9.9546 | 18.72 | 0.68639 | 0.06132 | 721.2336 | 10.4516 | 19.2 | 0.68732 | 0.06179 | 717.772 | 11.1217 | 18.12 | 0.64692 | 0.05742 | 689.5422 | 12.4821 | 17.15 | 0.59917 | 0.05353 | 680.7236 | 13.3622 | 15.94 | 0.55826 | 0.04884 | 672.1249 | 13.4122 | 15.86 | 0.55557 | 0.04842
694.4444 | 0.0016183 | 552.99 | 21.78 | 26.24 | 794.4389 | 0.0015583 | 1350 | 49.66 | 45.29 | 746.0212 | 0.0015853 | 1840 | 70.91 | 52.02 | 746.0212 | 0.006344 | 460.07 | 17.71 | 12.59 | 749.4379 | 0.0063361 | 614.91 | 23.67 | 14.74 | 783.9225 | 0.014092 | 510.77 | 19.55 | 9.15 | 699.0912 | 0.038957 | 230.35 | 8.53 | 3.54 | 726.6782 | 0.038517 | 267.98 | 10.64 | 3.9 | 666.6667 | 0.057341 | 177.48 | 7.09 | 2.49 | 714.1327 | 0.077623 | 165.63 | 6.72 | 2.1 | 733.3333 | 0.077023 | 184.42 | 7.38 | 2.25 | 750.2344 | 0.10022 | 155.34 | 6.09 | 1.82 | 764.7509 | 0.099666 | 169.73 | 6.51 | 1.92 | 777.821 | 0.099216 | 184.16 | 6.91 | 2.02 | 789.5568 | 0.12452 | 157.45 | 5.77 | 1.67 | 750.3001 | 0.15543 | 125.16 | 4.6 | 1.3 | 762.1225 | 0.15473 | 134.44 | 4.82 | 1.37 | 727.5704 | 0.15673 | 131.67 | 4.74 | 1.32 | 708.7763 | 0.22674 | 96.36 | 3.39 | 0.92266 | 667.1114 | 0.28985 | 79.32 | 2.73 | 0.70066 | 714.8729 | 0.31305 | 82.24 | 2.95 | 0.71848 | 690.2264 | 0.31635 | 80.92 | 2.91 | 0.69919 | 703.7408 | 0.42857 | 67.68 | 2.56 | 0.54262 | 714.9189 | 0.46358 | 69.45 | 2.67 | 0.53847 | 743.9269 | 0.45827 | 77.79 | 2.98 | 0.58311 | 764.5685 | 0.52498 | 68.22 | 2.61 | 0.50689 | 750.7132 | 0.52758 | 73.82 | 2.8 | 0.52301 | 750.6944 | 0.6257 | 62.28 | 2.36 | 0.44793 | 739.3926 | 0.6284 | 67.02 | 2.5 | 0.46158 | 729.8813 | 0.6307 | 71.75 | 2.63 | 0.47497 | 729.9575 | 0.75613 | 59.88 | 2.2 | 0.39646 | 700.7708 | 0.76523 | 58.78 | 2.16 | 0.38426 | 736.1024 | 0.82804 | 58.68 | 2.11 | 0.37523 | 721.973 | 0.90895 | 53.3 | 1.92 | 0.33773 | 715.1158 | 1.0592 | 48.75 | 1.72 | 0.29899 | 690.4289 | 1.2482 | 41.16 | 1.45 | 0.24822 | 703.9169 | 1.2412 | 46.71 | 1.75 | 0.26791 | 715.0802 | 1.3232 | 43.96 | 1.64 | 0.25317 | 693.0754 | 1.3352 | 43.33 | 1.62 | 0.24721 | 703.9059 | 1.4232 | 40.76 | 1.52 | 0.23322 | 715.0518 | 1.4162 | 45.62 | 1.74 | 0.2494 | 715.0621 | 1.6043 | 40.32 | 1.53 | 0.22037 | 764.7173 | 1.5743 | 45.69 | 1.73 | 0.24351 | 732.4487 | 1.8013 | 43.29 | 1.63 | 0.21786 | 696.9259 | 1.9333 | 36.68 | 1.4 | 0.18942 | 741.5097 | 1.8993 | 41.15 | 1.55 | 0.2077 | 705.8522 | 2.0913 | 34.08 | 1.29 | 0.17465 | 715.0433 | 2.0833 | 37.4 | 1.41 | 0.1846 | 698.3972 | 2.0973 | 37.01 | 1.39 | 0.18138 | 674.8701 | 2.4484 | 31.5 | 1.19 | 0.15324 | 667.3711 | 2.6054 | 29.57 | 1.12 | 0.14271 | 677.7328 | 2.5934 | 32.27 | 1.2 | 0.15062 | 699.6319 | 2.6774 | 31.41 | 1.17 | 0.14848 | 707.2367 | 2.8315 | 29.77 | 1.1 | 0.14026 | 654.787 | 3.6346 | 24.74 | 0.90331 | 0.10953 | 642.762 | 3.6556 | 24.53 | 0.89639 | 0.10799 | 709.1975 | 4.5177 | 25.97 | 1.04 | 0.1041 | 726.3571 | 4.6977 | 25.12 | 1 | 0.10107 | 698.1886 | 4.7518 | 24.69 | 0.98649 | 0.09822 | 735.7973 | 4.6817 | 28.06 | 1.12 | 0.10787 | 780.6512 | 5.3308 | 27.39 | 1.07 | 0.10364 | 764.356 | 5.8979 | 24.72 | 0.96785 | 0.09305 | 755.0731 | 6.327 | 25.13 | 0.96682 | 0.09168 | 788.2132 | 7.076 | 24.54 | 0.92209 | 0.08455 | 769.5313 | 7.1901 | 24.1 | 0.90584 | 0.08454 | 828.9674 | 7.9782 | 25.45 | 0.90986 | 0.0848 | 757.6982 | 9.6374 | 20.91 | 0.74804 | 0.06711 | 761.5489 | 9.7735 | 20.63 | 0.73743 | 0.06659 | 769.3158 | 10.2816 | 21.02 | 0.73365 | 0.06671 | 765.6235 | 10.9316 | 19.82 | 0.69041 | 0.06195 | 732.6386 | 12.2819 | 18.67 | 0.63648 | 0.05751 | 723.2688 | 13.1421 | 17.36 | 0.59322 | 0.05251 | 714.1327 | 13.1921 | 17.27 | 0.59046 | 0.05207
793.6508 | 0.0015592 | 670.86 | 27.85 | 31.06 | 844.0914 | 0.0015352 | 1470 | 52.81 | 48.78 | 828.9125 | 0.0015423 | 2140 | 83.04 | 59.28 | 828.9125 | 0.0061719 | 535.04 | 20.74 | 14.35 | 811.8911 | 0.006204 | 689.76 | 26.01 | 16.28 | 855.1881 | 0.013792 | 578.11 | 21.79 | 10.18 | 798.9614 | 0.037526 | 279.49 | 11.02 | 4.19 | 817.5129 | 0.037306 | 317.54 | 12.77 | 4.53 | 750 | 0.055359 | 210.83 | 8.53 | 2.9 | 785.546 | 0.075572 | 190.15 | 7.57 | 2.37 | 800 | 0.075212 | 209.1 | 8.17 | 2.51 | 812.754 | 0.098075 | 174.29 | 6.66 | 2.01 | 823.5779 | 0.097745 | 188.76 | 7.06 | 2.11 | 833.3796 | 0.097465 | 203.26 | 7.42 | 2.2 | 842.1939 | 0.12252 | 172.65 | 6.16 | 1.81 | 800.3201 | 0.15272 | 137.35 | 4.92 | 1.42 | 809.7552 | 0.15222 | 146.68 | 5.13 | 1.47 | 773.0435 | 0.15413 | 143.75 | 5.04 | 1.42 | 750.469 | 0.22294 | 104.71 | 3.59 | 0.99268 | 741.2349 | 0.28084 | 92.49 | 3.31 | 0.80217 | 804.232 | 0.30295 | 97.5 | 3.66 | 0.83414 | 776.5047 | 0.30575 | 96.02 | 3.62 | 0.81286 | 781.9342 | 0.41606 | 78.8 | 3.01 | 0.62005 | 786.4108 | 0.45137 | 79.72 | 3.04 | 0.60781 | 811.5566 | 0.44767 | 88.16 | 3.32 | 0.65062 | 834.0747 | 0.51317 | 77.27 | 2.91 | 0.56511 | 813.2726 | 0.51638 | 82.82 | 3.08 | 0.57836 | 813.2523 | 0.61239 | 69.87 | 2.59 | 0.49532 | 796.2689 | 0.6158 | 74.57 | 2.72 | 0.50685 | 782.0157 | 0.6187 | 79.27 | 2.84 | 0.51838 | 782.0973 | 0.74172 | 66.15 | 2.37 | 0.43267 | 750.8259 | 0.75002 | 64.98 | 2.33 | 0.41975 | 785.1759 | 0.81343 | 64.41 | 2.26 | 0.40713 | 770.1045 | 0.89264 | 58.52 | 2.06 | 0.36658 | 804.5052 | 1.0252 | 57.77 | 2.14 | 0.34698 | 776.7325 | 1.2072 | 48.81 | 1.81 | 0.28839 | 782.1299 | 1.2052 | 54.4 | 2.06 | 0.30624 | 794.5336 | 1.2852 | 51.16 | 1.93 | 0.28921 | 770.0838 | 1.2952 | 50.48 | 1.91 | 0.2827 | 782.1177 | 1.3812 | 47.46 | 1.79 | 0.26655 | 786.557 | 1.3792 | 52.34 | 1.98 | 0.28133 | 786.5683 | 1.5622 | 46.25 | 1.75 | 0.24856 | 834.2371 | 1.5382 | 51.73 | 1.93 | 0.27131 | 793.4861 | 1.7623 | 48.56 | 1.79 | 0.24088 | 760.2828 | 1.8863 | 41.6 | 1.56 | 0.21155 | 803.3022 | 1.8583 | 46.15 | 1.7 | 0.22957 | 770.0205 | 2.0403 | 38.63 | 1.45 | 0.19488 | 774.6303 | 2.0373 | 41.96 | 1.55 | 0.20412 | 756.5969 | 2.0503 | 41.54 | 1.53 | 0.20068 | 731.1093 | 2.3914 | 35.38 | 1.31 | 0.16972 | 722.9854 | 2.5434 | 33.22 | 1.23 | 0.15808 | 729.8661 | 2.5374 | 35.93 | 1.31 | 0.16553 | 753.4497 | 2.6214 | 34.96 | 1.27 | 0.16305 | 761.6395 | 2.7734 | 33.12 | 1.2 | 0.15398 | 748.328 | 3.4935 | 30.01 | 1.17 | 0.12974 | 734.5852 | 3.5116 | 29.77 | 1.16 | 0.12802 | 787.9972 | 4.3897 | 30.19 | 1.2 | 0.11866 | 807.0634 | 4.5687 | 29.17 | 1.15 | 0.11505 | 775.7651 | 4.6157 | 28.7 | 1.14 | 0.11196 | 809.377 | 4.5657 | 32.13 | 1.26 | 0.12125 | 851.6195 | 5.2177 | 30.96 | 1.19 | 0.11512 | 833.8429 | 5.7698 | 27.94 | 1.07 | 0.10339 | 817.9959 | 6.1999 | 28.13 | 1.06 | 0.10101 | 848.845 | 6.951 | 27.22 | 0.99701 | 0.09238 | 828.726 | 7.06 | 26.74 | 0.97972 | 0.0924 | 884.2319 | 7.8631 | 27.82 | 0.96983 | 0.09145 | 808.2114 | 9.4853 | 22.88 | 0.79807 | 0.07242 | 812.3188 | 9.6194 | 22.57 | 0.78677 | 0.07185 | 817.3981 | 10.1315 | 22.86 | 0.77857 | 0.07162 | 813.475 | 10.7815 | 21.55 | 0.73257 | 0.06647 | 775.735 | 12.1118 | 20.21 | 0.67278 | 0.06149 | 765.8141 | 12.9519 | 18.8 | 0.62725 | 0.05617 | 756.1405 | 12.992 | 18.71 | 0.62442 | 0.05572
892.8571 | 0.0015152 | 792.67 | 33.16 | 35.85 | 893.7438 | 0.0015152 | 1590 | 55.86 | 52.27 | 911.8037 | 0.0015082 | 2450 | 94.14 | 66.49 | 911.8037 | 0.0060369 | 611.9 | 23.52 | 16.1 | 874.3442 | 0.0060939 | 766.08 | 28.25 | 17.82 | 926.4538 | 0.013542 | 646.81 | 23.9 | 11.21 | 898.8315 | 0.036466 | 330.26 | 13.18 | 4.84 | 908.3477 | 0.036386 | 368.53 | 14.68 | 5.15 | 833.3333 | 0.053849 | 245.23 | 9.84 | 3.3 | 856.9592 | 0.073931 | 215.28 | 8.37 | 2.64 | 866.6667 | 0.073731 | 234.32 | 8.93 | 2.77 | 875.2735 | 0.096324 | 193.61 | 7.21 | 2.2 | 882.4048 | 0.096134 | 208.14 | 7.58 | 2.29 | 888.9383 | 0.095974 | 222.69 | 7.92 | 2.38 | 894.831 | 0.12082 | 188.09 | 6.54 | 1.95 | 850.3401 | 0.15042 | 149.75 | 5.22 | 1.53 | 857.3878 | 0.15012 | 159.11 | 5.43 | 1.58 | 818.5167 | 0.15182 | 156.03 | 5.33 | 1.53 | 833.8545 | 0.21683 | 121.8 | 4.34 | 1.13 | 833.8893 | 0.27234 | 109.47 | 4.09 | 0.92917 | 893.5912 | 0.29534 | 113.2 | 4.29 | 0.94952 | 862.783 | 0.29774 | 111.59 | 4.24 | 0.92646 | 860.1276 | 0.40626 | 90.23 | 3.42 | 0.69737 | 857.9027 | 0.44147 | 90.24 | 3.39 | 0.67708 | 879.1863 | 0.43896 | 98.75 | 3.65 | 0.71798 | 903.581 | 0.50347 | 86.51 | 3.19 | 0.62315 | 875.832 | 0.50707 | 92 | 3.34 | 0.63361 | 875.8101 | 0.60139 | 77.61 | 2.82 | 0.54263 | 853.1453 | 0.60519 | 82.26 | 2.93 | 0.55207 | 834.1501 | 0.60849 | 86.93 | 3.04 | 0.56177 | 834.2371 | 0.72951 | 72.54 | 2.54 | 0.46887 | 800.881 | 0.73712 | 71.29 | 2.5 | 0.45526 | 883.3229 | 0.79002 | 76.13 | 2.81 | 0.47084 | 866.3676 | 0.86623 | 69.2 | 2.55 | 0.42425 | 893.8947 | 0.99934 | 67.05 | 2.51 | 0.39487 | 863.0362 | 1.1752 | 56.7 | 2.13 | 0.32854 | 860.3429 | 1.1762 | 62.29 | 2.34 | 0.34454 | 873.987 | 1.2552 | 58.56 | 2.2 | 0.3252 | 847.0922 | 1.2642 | 57.82 | 2.18 | 0.31819 | 860.3294 | 1.3492 | 54.35 | 2.04 | 0.29986 | 858.0622 | 1.3492 | 59.22 | 2.21 | 0.31324 | 858.0745 | 1.5282 | 52.33 | 1.95 | 0.27672 | 903.7568 | 1.5102 | 57.89 | 2.12 | 0.29903 | 854.5235 | 1.7293 | 53.95 | 1.95 | 0.26389 | 823.6397 | 1.8463 | 46.63 | 1.72 | 0.23368 | 865.0947 | 1.8253 | 51.25 | 1.85 | 0.25142 | 834.1889 | 1.9993 | 43.28 | 1.59 | 0.21509 | 834.2172 | 1.9993 | 46.61 | 1.68 | 0.22364 | 814.7967 | 2.0113 | 46.16 | 1.67 | 0.21999 | 787.3484 | 2.3434 | 39.35 | 1.43 | 0.18623 | 778.5996 | 2.4924 | 36.95 | 1.34 | 0.17348 | 834.1327 | 2.4484 | 43.47 | 1.69 | 0.1954 | 861.0854 | 2.5334 | 42.25 | 1.64 | 0.19219 | 870.4451 | 2.6814 | 40.01 | 1.55 | 0.1814 | 841.8689 | 3.3895 | 35.47 | 1.4 | 0.14998 | 826.4083 | 3.4045 | 35.21 | 1.39 | 0.14808 | 866.7969 | 4.2886 | 34.52 | 1.35 | 0.13318 | 887.7698 | 4.4676 | 33.33 | 1.3 | 0.12899 | 853.3416 | 4.5086 | 32.82 | 1.28 | 0.12566 | 882.9567 | 4.4736 | 36.29 | 1.39 | 0.1346 | 922.5878 | 5.1257 | 34.59 | 1.29 | 0.12655 | 903.3298 | 5.6668 | 31.22 | 1.17 | 0.11367 | 880.9187 | 6.0939 | 31.19 | 1.14 | 0.1103 | 909.4767 | 6.8459 | 29.94 | 1.07 | 0.10017 | 887.9207 | 6.95 | 29.42 | 1.05 | 0.10022 | 939.4964 | 7.765 | 30.22 | 1.03 | 0.09806 | 858.7246 | 9.3553 | 24.87 | 0.84652 | 0.07771 | 863.0887 | 9.4873 | 24.53 | 0.83456 | 0.07709 | 865.4803 | 10.0014 | 24.72 | 0.82218 | 0.07651 | 861.3264 | 10.6414 | 23.31 | 0.7735 | 0.07098 | 861.9278 | 11.8317 | 23.35 | 0.80618 | 0.0694 | 850.9045 | 12.6418 | 21.74 | 0.75236 | 0.06348 | 840.1561 | 12.6818 | 21.63 | 0.74933 | 0.06298
992.0635 | 0.0014822 | 917.62 | 37.98 | 40.61 | 993.0487 | 0.0014822 | 1840 | 66.61 | 59.18 | 994.695 | 0.0014812 | 2760 | 104.47 | 73.64 | 994.695 | 0.0059298 | 690.32 | 26.1 | 17.84 | 936.7974 | 0.0060019 | 843.68 | 30.39 | 19.35 | 997.7195 | 0.013342 | 716.65 | 25.91 | 12.23 | 998.7017 | 0.035675 | 382.34 | 15.12 | 5.48 | 999.1825 | 0.035675 | 420.67 | 16.45 | 5.76 | 916.6667 | 0.052668 | 280.5 | 11.04 | 3.71 | 928.3725 | 0.072591 | 240.93 | 9.13 | 2.91 | 933.3333 | 0.07251 | 260.01 | 9.65 | 3.03 | 937.7931 | 0.094854 | 213.26 | 7.73 | 2.39 | 941.2318 | 0.094774 | 227.82 | 8.08 | 2.48 | 944.4969 | 0.094704 | 242.39 | 8.4 | 2.56 | 947.4682 | 0.11932 | 203.74 | 6.91 | 2.09 | 900.3601 | 0.14842 | 162.32 | 5.52 | 1.64 | 952.6531 | 0.14662 | 184.44 | 6.51 | 1.79 | 909.463 | 0.14802 | 181.09 | 6.41 | 1.74 | 938.0863 | 0.21103 | 143.76 | 5.34 | 1.31 | 926.5436 | 0.26574 | 126.93 | 4.78 | 1.06 | 982.9503 | 0.28934 | 129.27 | 4.85 | 1.06 | 949.0613 | 0.29144 | 127.53 | 4.8 | 1.04 | 938.321 | 0.39845 | 101.9 | 3.8 | 0.77429 | 929.3946 | 0.43356 | 100.98 | 3.72 | 0.74605 | 946.816 | 0.43186 | 109.54 | 3.96 | 0.78502 | 973.0872 | 0.49556 | 95.92 | 3.46 | 0.68087 | 938.3915 | 0.49937 | 101.34 | 3.59 | 0.68862 | 938.368 | 0.59218 | 85.48 | 3.03 | 0.58972 | 910.0216 | 0.59619 | 90.08 | 3.14 | 0.59715 | 938.4189 | 0.59218 | 102.58 | 3.76 | 0.6482 | 938.5167 | 0.71 | 85.59 | 3.14 | 0.54098 | 900.9911 | 0.7163 | 84.22 | 3.1 | 0.52613 | 981.4698 | 0.7723 | 88.15 | 3.28 | 0.53412 | 962.6307 | 0.84632 | 80.17 | 2.99 | 0.48158 | 983.2842 | 0.97933 | 76.54 | 2.85 | 0.44243 | 949.3398 | 1.1502 | 64.77 | 2.42 | 0.36849 | 938.5559 | 1.1532 | 70.35 | 2.61 | 0.38267 | 953.4403 | 1.2312 | 66.12 | 2.45 | 0.361 | 924.1005 | 1.2392 | 65.32 | 2.42 | 0.35354 | 938.5412 | 1.3222 | 61.38 | 2.27 | 0.33302 | 929.5674 | 1.3252 | 66.25 | 2.42 | 0.34502 | 929.5807 | 1.5012 | 58.54 | 2.14 | 0.30476 | 973.2766 | 1.4862 | 64.16 | 2.3 | 0.32658 | 976.5983 | 1.6802 | 64.97 | 2.5 | 0.30961 | 886.9966 | 1.8143 | 51.77 | 1.86 | 0.25576 | 988.6796 | 1.7732 | 61.69 | 2.37 | 0.29481 | 898.3573 | 1.9653 | 48.02 | 1.73 | 0.23524 | 953.3911 | 1.9403 | 56.15 | 2.16 | 0.26245 | 931.1962 | 1.9503 | 55.65 | 2.14 | 0.25843 | 899.8268 | 2.2683 | 47.5 | 1.83 | 0.21917 | 889.8282 | 2.4123 | 44.62 | 1.72 | 0.20423 | 938.3993 | 2.3843 | 51.24 | 2.01 | 0.22512 | 968.7211 | 2.4693 | 49.76 | 1.95 | 0.22114 | 979.2508 | 2.6143 | 47.11 | 1.84 | 0.20861 | 935.4099 | 3.3094 | 41.08 | 1.61 | 0.17011 | 918.2315 | 3.3234 | 40.79 | 1.6 | 0.16806 | 945.5967 | 4.2076 | 38.94 | 1.48 | 0.14763 | 968.4761 | 4.3876 | 37.58 | 1.43 | 0.14284 | 930.9181 | 4.4226 | 37.03 | 1.41 | 0.1393 | 956.5365 | 4.3986 | 40.52 | 1.51 | 0.14785 | 993.5561 | 5.0506 | 38.28 | 1.39 | 0.13789 | 972.8167 | 5.5817 | 34.57 | 1.26 | 0.12389 | 943.8414 | 6.0058 | 34.29 | 1.22 | 0.11955 | 970.1085 | 6.7569 | 32.7 | 1.14 | 0.10792 | 947.1154 | 6.8579 | 32.14 | 1.12 | 0.108 | 994.7609 | 7.681 | 32.65 | 1.08 | 0.10463 | 909.2379 | 9.2432 | 26.89 | 0.89351 | 0.08298 | 913.8587 | 9.3732 | 26.53 | 0.88091 | 0.08231 | 961.6448 | 9.7923 | 28.52 | 0.98215 | 0.08621 | 957.0294 | 10.4213 | 26.88 | 0.92364 | 0.07991 | 969.6688 | 11.5615 | 27.37 | 0.98635 | 0.07919 | 957.2676 | 12.3516 | 25.49 | 0.92139 | 0.07252 | 945.1756 | 12.3816 | 25.38 | 0.91812 | 0.07198
1091.2698 | 0.0014572 | 1050 | 42.44 | 45.3 | 1117.1797 | 0.0014512 | 2160 | 81.03 | 67.68 | 1077.5862 | 0.0014602 | 3080 | 114.18 | 80.71 | 1077.5862 | 0.0058447 | 770.01 | 28.52 | 19.56 | 999.2506 | 0.0059248 | 922.37 | 32.44 | 20.87 | 1140.2509 | 0.013042 | 859.02 | 32.89 | 14.24 | 1098.5719 | 0.035065 | 435.44 | 16.91 | 6.12 | 1090.0173 | 0.035115 | 473.74 | 18.11 | 6.37 | 1000 | 0.051727 | 316.49 | 12.17 | 4.11 | 999.7858 | 0.0715 | 267 | 9.86 | 3.17 | 1000 | 0.0715 | 286.1 | 10.34 | 3.29 | 1000.3126 | 0.093613 | 233.2 | 8.24 | 2.58 | 1000.0588 | 0.093623 | 247.76 | 8.56 | 2.66 | 1000.0556 | 0.093623 | 262.34 | 8.87 | 2.74 | 1052.7424 | 0.11682 | 235.57 | 8.26 | 2.36 | 1000.4002 | 0.14512 | 187.92 | 6.61 | 1.85 | 1071.7348 | 0.14332 | 216.84 | 7.97 | 2.06 | 1023.1458 | 0.14452 | 213.2 | 7.86 | 2 | 1042.3181 | 0.20673 | 166.25 | 6.22 | 1.48 | 1019.198 | 0.26073 | 144.77 | 5.41 | 1.18 | 1072.3094 | 0.28464 | 145.63 | 5.38 | 1.18 | 1035.3396 | 0.28644 | 143.79 | 5.33 | 1.15 | 1016.5145 | 0.39215 | 113.78 | 4.15 | 0.85058 | 1000.8865 | 0.42696 | 111.89 | 4.03 | 0.81456 | 1014.4457 | 0.42586 | 120.49 | 4.25 | 0.8516 | 1042.5934 | 0.48906 | 105.46 | 3.71 | 0.73813 | 1000.9509 | 0.49276 | 110.8 | 3.84 | 0.7433 | 1000.9259 | 0.58448 | 93.46 | 3.24 | 0.63653 | 1023.7743 | 0.58198 | 106.03 | 3.87 | 0.68661 | 1042.6876 | 0.57998 | 118.61 | 4.4 | 0.73376 | 1042.7964 | 0.69539 | 98.96 | 3.67 | 0.61236 | 1001.1012 | 0.70069 | 97.48 | 3.62 | 0.59643 | 1079.6168 | 0.7587 | 100.43 | 3.71 | 0.59669 | 1058.8937 | 0.83101 | 91.38 | 3.38 | 0.53833 | 1072.6736 | 0.96352 | 86.21 | 3.16 | 0.48951 | 1035.6434 | 1.1311 | 73.01 | 2.68 | 0.40809 | 1016.7689 | 1.1351 | 78.56 | 2.85 | 0.4205 | 1032.8937 | 1.2122 | 73.81 | 2.68 | 0.39651 | 1001.1089 | 1.2192 | 72.96 | 2.65 | 0.38864 | 1016.753 | 1.3012 | 68.54 | 2.49 | 0.36592 | 1001.0726 | 1.3052 | 73.39 | 2.62 | 0.37658 | 1001.0869 | 1.4782 | 64.84 | 2.32 | 0.33261 | 1112.3161 | 1.4512 | 76.96 | 2.93 | 0.38103 | 1098.673 | 1.6442 | 76.28 | 2.96 | 0.35472 | 1013.7104 | 1.7642 | 62.27 | 2.38 | 0.29958 | 1112.2646 | 1.7362 | 72.4 | 2.81 | 0.33759 | 1026.694 | 1.9132 | 57.71 | 2.2 | 0.27519 | 1072.565 | 1.8982 | 65.94 | 2.56 | 0.30078 | 1047.5958 | 1.9062 | 65.4 | 2.55 | 0.29645 | 1012.3051 | 2.2143 | 55.89 | 2.18 | 0.25181 | 1001.0567 | 2.3533 | 52.5 | 2.05 | 0.23472 | 1042.6659 | 2.3353 | 59.21 | 2.31 | 0.25453 | 1076.3567 | 2.4223 | 57.44 | 2.23 | 0.24974 | 1088.0564 | 2.5653 | 54.36 | 2.11 | 0.23549 | 1028.9509 | 3.2484 | 46.81 | 1.81 | 0.19005 | 1010.0546 | 3.2594 | 46.5 | 1.8 | 0.18787 | 1024.3964 | 4.1435 | 43.44 | 1.61 | 0.16195 | 1049.1824 | 4.3235 | 41.89 | 1.55 | 0.15655 | 1008.4946 | 4.3545 | 41.31 | 1.54 | 0.15282 | 1030.1162 | 4.3375 | 44.82 | 1.63 | 0.161 | 1064.5244 | 4.9886 | 42.02 | 1.49 | 0.14913 | 1042.3036 | 5.5107 | 37.95 | 1.35 | 0.13402 | 1006.7642 | 5.9318 | 37.44 | 1.3 | 0.12872 | 1030.7403 | 6.6818 | 35.5 | 1.21 | 0.11561 | 1006.3102 | 6.7789 | 34.9 | 1.19 | 0.11572 | 1105.2899 | 7.5469 | 37.59 | 1.29 | 0.11761 | 1010.2643 | 9.0611 | 31 | 1.07 | 0.09341 | 1015.3985 | 9.1881 | 30.58 | 1.05 | 0.09265 | 1081.8504 | 9.5991 | 33.37 | 1.2 | 0.09816 | 1076.6581 | 10.2212 | 31.43 | 1.13 | 0.09091 | 1077.4097 | 11.3614 | 31.46 | 1.14 | 0.08882 | 1063.6306 | 12.1314 | 29.33 | 1.07 | 0.08143 | 1050.1951 | 12.1515 | 29.21 | 1.07 | 0.08085
1190.4762 | 0.0014382 | 1170 | 46.62 | 49.91 | 1241.3108 | 0.0014302 | 2490 | 93.7 | 76.01 | 1160.4775 | 0.0014432 | 3410 | 123.37 | 87.68 | 1160.4775 | 0.0057767 | 850.76 | 30.82 | 21.25 | 1124.1569 | 0.0058047 | 1080 | 39.7 | 23.86 | 1282.7822 | 0.012831 | 1000 | 38.84 | 16.2 | 1198.442 | 0.034604 | 489.36 | 18.57 | 6.74 | 1180.852 | 0.034674 | 527.57 | 19.66 | 6.97 | 1083.3333 | 0.050977 | 353.07 | 13.24 | 4.51 | 1071.199 | 0.070599 | 293.44 | 10.55 | 3.44 | 1066.6667 | 0.070649 | 312.53 | 11 | 3.54 | 1062.8321 | 0.092572 | 253.38 | 8.73 | 2.77 | 1058.8858 | 0.092632 | 267.93 | 9.03 | 2.84 | 1111.1728 | 0.091872 | 302.85 | 10.57 | 3.1 | 1184.3352 | 0.11461 | 276.14 | 10.07 | 2.7 | 1125.4502 | 0.14212 | 220.62 | 8.07 | 2.12 | 1190.8164 | 0.14092 | 249.88 | 9.25 | 2.32 | 1136.8287 | 0.14192 | 245.99 | 9.14 | 2.26 | 1146.5499 | 0.20343 | 189.15 | 7.02 | 1.65 | 1111.8523 | 0.25683 | 162.92 | 5.99 | 1.3 | 1161.6685 | 0.28103 | 162.24 | 5.87 | 1.29 | 1121.6179 | 0.28253 | 160.3 | 5.82 | 1.26 | 1094.7079 | 0.38705 | 125.84 | 4.49 | 0.92609 | 1072.3784 | 0.42155 | 122.96 | 4.32 | 0.88247 | 1082.0754 | 0.42095 | 131.59 | 4.53 | 0.91761 | 1112.0996 | 0.48356 | 115.12 | 3.96 | 0.79487 | 1126.0698 | 0.48256 | 130.07 | 4.71 | 0.85138 | 1126.0416 | 0.57237 | 109.7 | 3.97 | 0.72906 | 1137.527 | 0.57147 | 122.32 | 4.5 | 0.77478 | 1146.9564 | 0.57077 | 134.93 | 4.97 | 0.81814 | 1147.076 | 0.68428 | 112.58 | 4.14 | 0.68277 | 1101.2113 | 0.68879 | 111 | 4.1 | 0.6659 | 1177.7638 | 0.74819 | 112.89 | 4.11 | 0.65839 | 1155.1568 | 0.8192 | 102.76 | 3.75 | 0.59433 | 1162.0631 | 0.95111 | 96.03 | 3.45 | 0.536 | 1121.947 | 1.1161 | 81.37 | 2.93 | 0.44724 | 1094.9819 | 1.1201 | 86.89 | 3.09 | 0.45797 | 1112.3471 | 1.1961 | 81.61 | 2.9 | 0.43165 | 1078.1173 | 1.2032 | 80.72 | 2.87 | 0.42341 | 1094.9647 | 1.2842 | 75.8 | 2.69 | 0.39851 | 1144.0829 | 1.2752 | 87.95 | 3.34 | 0.43886 | 1144.0993 | 1.4442 | 77.7 | 2.95 | 0.38757 | 1251.3556 | 1.4262 | 90.02 | 3.46 | 0.43435 | 1220.7478 | 1.6182 | 87.8 | 3.38 | 0.39903 | 1140.4242 | 1.7292 | 73.02 | 2.83 | 0.34271 | 1235.8495 | 1.7092 | 83.31 | 3.21 | 0.37958 | 1155.0308 | 1.8762 | 67.63 | 2.61 | 0.31447 | 1191.7389 | 1.8672 | 75.92 | 2.93 | 0.33845 | 1163.9953 | 1.8732 | 75.34 | 2.91 | 0.33385 | 1124.7835 | 2.1743 | 64.45 | 2.5 | 0.28399 | 1112.2852 | 2.3103 | 60.56 | 2.35 | 0.26479 | 1146.9325 | 2.2993 | 67.31 | 2.58 | 0.28353 | 1183.9924 | 2.3853 | 65.26 | 2.49 | 0.27789 | 1196.862 | 2.5273 | 61.74 | 2.36 | 0.26194 | 1122.4919 | 3.2014 | 52.64 | 1.98 | 0.20975 | 1101.8778 | 3.2104 | 52.31 | 1.97 | 0.20745 | 1103.1961 | 4.0915 | 48 | 1.74 | 0.17612 | 1129.8888 | 4.2715 | 46.26 | 1.67 | 0.17009 | 1086.0711 | 4.2985 | 45.65 | 1.65 | 0.1662 | 1103.6959 | 4.2875 | 49.18 | 1.74 | 0.17401 | 1135.4927 | 4.9376 | 45.81 | 1.58 | 0.16025 | 1111.7905 | 5.4526 | 41.38 | 1.43 | 0.14406 | 1069.687 | 5.8697 | 40.62 | 1.38 | 0.13782 | 1091.3721 | 6.6188 | 38.33 | 1.27 | 0.12323 | 1065.5049 | 6.7118 | 37.68 | 1.25 | 0.12338 | 1243.4512 | 7.4258 | 43.87 | 1.57 | 0.13351 | 1136.5473 | 8.894 | 36.23 | 1.3 | 0.10623 | 1142.3233 | 9.018 | 35.74 | 1.28 | 0.10535 | 1202.056 | 9.459 | 38.3 | 1.39 | 0.10986 | 1196.2867 | 10.0711 | 36.06 | 1.3 | 0.10169 | 1185.1507 | 11.2113 | 35.62 | 1.29 | 0.09827 | 1169.9937 | 11.9613 | 33.23 | 1.2 | 0.09017 | 1155.2146 | 11.9813 | 33.11 | 1.2 | 0.08957
1289.6825 | 0.0014232 | 1310 | 50.55 | 54.44 | 1365.4419 | 0.0014142 | 2820 | 105.15 | 84.14 | 1243.3687 | 0.0014292 | 3730 | 132.12 | 94.55 | 1243.3687 | 0.0057207 | 932.38 | 33.01 | 22.92 | 1249.0632 | 0.0057177 | 1250 | 46.04 | 26.8 | 1425.3136 | 0.012681 | 1150 | 44.13 | 18.11 | 1298.3122 | 0.034234 | 543.93 | 20.13 | 7.35 | 1271.6868 | 0.034324 | 582.01 | 21.14 | 7.56 | 1166.6667 | 0.050376 | 390.13 | 14.25 | 4.9 | 1142.6123 | 0.069849 | 320.18 | 11.22 | 3.7 | 1133.3333 | 0.069939 | 339.25 | 11.64 | 3.8 | 1125.3517 | 0.091691 | 273.76 | 9.2 | 2.95 | 1176.5398 | 0.091061 | 308.83 | 10.74 | 3.2 | 1250.0694 | 0.0903 | 354.41 | 12.86 | 3.53 | 1315.928 | 0.11301 | 317.4 | 11.64 | 3.03 | 1250.5002 | 0.14002 | 253.91 | 9.35 | 2.39 | 1309.8981 | 0.13922 | 283.42 | 10.4 | 2.57 | 1250.5116 | 0.14002 | 279.31 | 10.29 | 2.51 | 1250.7817 | 0.20082 | 212.39 | 7.75 | 1.82 | 1204.5067 | 0.25373 | 181.32 | 6.54 | 1.43 | 1251.0276 | 0.27803 | 179.04 | 6.34 | 1.4 | 1207.8962 | 0.27943 | 177.01 | 6.28 | 1.37 | 1172.9013 | 0.38294 | 138.04 | 4.81 | 1 | 1143.8703 | 0.41715 | 134.16 | 4.6 | 0.94969 | 1217.3348 | 0.41335 | 154.11 | 5.54 | 1.05 | 1251.1121 | 0.47515 | 134.71 | 4.83 | 0.90654 | 1251.1886 | 0.47515 | 149.68 | 5.47 | 0.95741 | 1251.1573 | 0.56366 | 126.24 | 4.61 | 0.81984 | 1251.2797 | 0.56366 | 138.87 | 5.08 | 0.8614 | 1251.2252 | 0.56366 | 151.49 | 5.49 | 0.90114 | 1251.3556 | 0.67578 | 126.4 | 4.58 | 0.75202 | 1201.3215 | 0.67958 | 124.74 | 4.54 | 0.73434 | 1275.9108 | 0.74008 | 125.52 | 4.49 | 0.71911 | 1251.4199 | 0.80989 | 114.29 | 4.09 | 0.64948 | 1251.4526 | 0.94121 | 105.95 | 3.73 | 0.58182 | 1208.2506 | 1.1031 | 89.84 | 3.17 | 0.48588 | 1251.4078 | 1.0981 | 103.84 | 3.91 | 0.53159 | 1271.2538 | 1.1731 | 97.47 | 3.66 | 0.50066 | 1232.1341 | 1.1781 | 96.51 | 3.64 | 0.49179 | 1251.3883 | 1.2591 | 90.58 | 3.41 | 0.46253 | 1287.0933 | 1.2551 | 102.8 | 3.94 | 0.49977 | 1287.1117 | 1.4212 | 90.82 | 3.48 | 0.44131 | 1390.3952 | 1.4081 | 103.28 | 3.94 | 0.48639 | 1342.8226 | 1.5992 | 99.48 | 3.77 | 0.44241 | 1267.138 | 1.7032 | 83.97 | 3.23 | 0.385 | 1359.4345 | 1.6892 | 94.36 | 3.57 | 0.42068 | 1283.3676 | 1.8492 | 77.72 | 2.98 | 0.35294 | 1310.9128 | 1.8442 | 86.05 | 3.26 | 0.37537 | 1280.3948 | 1.8492 | 85.43 | 3.24 | 0.37054 | 1237.2618 | 2.1442 | 73.15 | 2.79 | 0.31562 | 1223.5137 | 2.2773 | 68.75 | 2.62 | 0.29436 | 1251.1991 | 2.2712 | 75.54 | 2.83 | 0.31205 | 1291.6281 | 2.3583 | 73.18 | 2.73 | 0.30555 | 1305.6677 | 2.4993 | 69.22 | 2.58 | 0.2879 | 1216.0329 | 3.1633 | 58.54 | 2.15 | 0.22916 | 1193.7009 | 3.1714 | 58.2 | 2.14 | 0.22676 | 1181.9958 | 4.0485 | 52.62 | 1.86 | 0.19011 | 1210.5951 | 4.2295 | 50.68 | 1.78 | 0.18346 | 1163.6476 | 4.2535 | 50.05 | 1.77 | 0.17942 | 1177.2756 | 4.2465 | 53.58 | 1.85 | 0.18687 | 1206.461 | 4.8945 | 49.63 | 1.67 | 0.17125 | 1181.2774 | 5.4036 | 44.84 | 1.51 | 0.15397 | 1132.6097 | 5.8167 | 43.84 | 1.45 | 0.14683 | 1212.6357 | 6.5177 | 44.05 | 1.51 | 0.13825 | 1183.8943 | 6.6067 | 43.32 | 1.48 | 0.13849 | 1381.6124 | 7.3407 | 50.23 | 1.81 | 0.149 | 1262.8304 | 8.7749 | 41.55 | 1.5 | 0.11877 | 1269.2481 | 8.8959 | 40.98 | 1.48 | 0.11778 | 1322.2616 | 9.3569 | 43.29 | 1.56 | 0.1213 | 1315.9154 | 9.962 | 40.75 | 1.46 | 0.11222 | 1292.8917 | 11.1012 | 39.83 | 1.42 | 0.10753 | 1276.3568 | 11.8412 | 37.18 | 1.33 | 0.09874 | 1260.2342 | 11.8612 | 37.05 | 1.32 | 0.09811
1388.8889 | 0.0014111 | 1440 | 54.29 | 58.89 | 1489.573 | 0.0014021 | 3150 | 115.69 | 92.08 | 1326.2599 | 0.0014182 | 4060 | 140.47 | 101.32 | 1326.2599 | 0.0056766 | 1010 | 35.09 | 24.56 | 1373.9695 | 0.0056546 | 1410 | 51.75 | 29.66 | 1567.8449 | 0.012581 | 1300 | 48.95 | 19.96 | 1398.1824 | 0.033954 | 599.02 | 21.61 | 7.96 | 1362.5216 | 0.034044 | 636.95 | 22.54 | 8.14 | 1250 | 0.049896 | 427.6 | 15.22 | 5.29 | 1214.0256 | 0.069228 | 347.2 | 11.86 | 3.95 | 1200 | 0.069338 | 366.23 | 12.26 | 4.05 | 1250.3907 | 0.09029 | 315.06 | 10.91 | 3.32 | 1323.6073 | 0.08966 | 360.81 | 13.03 | 3.64 | 1388.9661 | 0.089189 | 406.74 | 14.85 | 3.95 | 1447.5208 | 0.11191 | 359.16 | 13.06 | 3.35 | 1375.5502 | 0.13841 | 287.65 | 10.51 | 2.65 | 1428.9797 | 0.13791 | 317.32 | 11.46 | 2.82 | 1364.1944 | 0.13851 | 313.03 | 11.35 | 2.75 | 1355.0136 | 0.19892 | 235.88 | 8.44 | 1.98 | 1297.1611 | 0.25133 | 199.92 | 7.05 | 1.55 | 1340.3867 | 0.27573 | 196 | 6.78 | 1.51 | 1294.1745 | 0.27683 | 193.9 | 6.73 | 1.48 | 1251.0947 | 0.37954 | 150.36 | 5.12 | 1.07 | 1286.8541 | 0.41024 | 156.87 | 5.62 | 1.08 | 1352.5943 | 0.40784 | 176.98 | 6.42 | 1.17 | 1390.1246 | 0.46925 | 154.6 | 5.6 | 1.02 | 1376.3075 | 0.46975 | 169.56 | 6.15 | 1.06 | 1376.2731 | 0.55726 | 143 | 5.19 | 0.90863 | 1365.0324 | 0.55776 | 155.62 | 5.6 | 0.94631 | 1355.4939 | 0.55816 | 168.24 | 5.98 | 0.98263 | 1355.6353 | 0.66927 | 140.36 | 4.99 | 0.82001 | 1301.4316 | 0.67237 | 138.63 | 4.95 | 0.80163 | 1374.0578 | 0.73368 | 138.26 | 4.84 | 0.77877 | 1347.6829 | 0.80258 | 125.94 | 4.41 | 0.7037 | 1430.2315 | 0.92689 | 126.07 | 4.69 | 0.67132 | 1380.8579 | 1.0851 | 107.01 | 3.99 | 0.56147 | 1407.8338 | 1.0831 | 121.06 | 4.61 | 0.60323 | 1430.1605 | 1.1581 | 113.58 | 4.32 | 0.56775 | 1386.1508 | 1.1621 | 112.56 | 4.29 | 0.5584 | 1407.8118 | 1.2421 | 105.6 | 4.02 | 0.52483 | 1430.1037 | 1.2401 | 117.86 | 4.48 | 0.55913 | 1430.1241 | 1.4041 | 104.12 | 3.96 | 0.4937 | 1529.4347 | 1.3961 | 116.67 | 4.37 | 0.53708 | 1464.8974 | 1.5852 | 111.28 | 4.12 | 0.48482 | 1393.8518 | 1.6852 | 95.06 | 3.59 | 0.42634 | 1483.0194 | 1.6752 | 105.53 | 3.9 | 0.46084 | 1411.7043 | 1.8302 | 87.93 | 3.31 | 0.39051 | 1430.0866 | 1.8272 | 96.28 | 3.57 | 0.41148 | 1396.7944 | 1.8322 | 95.64 | 3.55 | 0.40646 | 1349.7402 | 2.1212 | 81.96 | 3.05 | 0.34663 | 1334.7422 | 2.2532 | 77.05 | 2.87 | 0.32337 | 1355.4657 | 2.2492 | 83.85 | 3.06 | 0.34005 | 1399.2638 | 2.3372 | 81.18 | 2.96 | 0.33267 | 1414.4733 | 2.4772 | 76.77 | 2.79 | 0.31336 | 1309.5739 | 3.1343 | 64.51 | 2.31 | 0.24826 | 1285.5241 | 3.1413 | 64.15 | 2.3 | 0.24576 | 1260.7956 | 4.0134 | 57.28 | 1.97 | 0.20392 | 1291.3015 | 4.1954 | 55.14 | 1.89 | 0.19664 | 1241.2242 | 4.2164 | 54.48 | 1.88 | 0.19246 | 1250.8554 | 4.2114 | 58.03 | 1.95 | 0.19956 | 1277.4292 | 4.8585 | 53.48 | 1.76 | 0.1821 | 1250.7644 | 5.3626 | 48.33 | 1.59 | 0.16378 | 1258.4552 | 5.7336 | 50.35 | 1.72 | 0.16457 | 1364.2151 | 6.4286 | 51.3 | 1.82 | 0.15657 | 1331.8811 | 6.5127 | 50.48 | 1.8 | 0.15693 | 1519.7736 | 7.2817 | 56.65 | 2.02 | 0.16406 | 1389.1134 | 8.6888 | 46.93 | 1.68 | 0.131 | 1396.173 | 8.8088 | 46.29 | 1.66 | 0.12991 | 1442.4672 | 9.2829 | 48.33 | 1.71 | 0.13246 | 1435.5441 | 9.8839 | 45.48 | 1.61 | 0.1225 | 1400.6327 | 11.0211 | 44.08 | 1.54 | 0.11658 | 1382.7198 | 11.7511 | 41.16 | 1.44 | 0.10713 | 1365.2537 | 11.7611 | 41.02 | 1.44 | 0.10648
1488.0952 | 0.0014021 | 1570 | 57.84 | 63.25 | 1613.7041 | 0.0013941 | 3480 | 125.5 | 99.81 | 1492.0424 | 0.0014021 | 4730 | 169.73 | 114.51 | 1492.0424 | 0.0056116 | 1180 | 42.41 | 27.77 | 1498.8758 | 0.0056086 | 1580 | 56.99 | 32.46 | 1710.3763 | 0.012511 | 1450 | 53.39 | 21.76 | 1498.0525 | 0.033733 | 654.51 | 23.01 | 8.55 | 1453.3563 | 0.033834 | 692.29 | 23.88 | 8.71 | 1333.3333 | 0.049496 | 465.39 | 16.15 | 5.67 | 1285.4388 | 0.068708 | 374.43 | 12.48 | 4.21 | 1333.3333 | 0.068408 | 420.78 | 14.5 | 4.54 | 1406.6896 | 0.089069 | 367.42 | 13.2 | 3.77 | 1470.6747 | 0.088689 | 413.47 | 15.02 | 4.07 | 1527.8627 | 0.088409 | 459.63 | 16.64 | 4.36 | 1579.1136 | 0.11111 | 401.28 | 14.37 | 3.67 | 1500.6002 | 0.13721 | 321.72 | 11.57 | 2.9 | 1548.0614 | 0.13691 | 351.5 | 12.44 | 3.07 | 1477.8773 | 0.13741 | 347.07 | 12.33 | 3 | 1459.2454 | 0.19742 | 259.58 | 9.09 | 2.14 | 1389.8154 | 0.24942 | 218.68 | 7.54 | 1.66 | 1429.7459 | 0.27383 | 213.09 | 7.2 | 1.61 | 1380.4528 | 0.27483 | 210.93 | 7.15 | 1.58 | 1407.4815 | 0.37444 | 175.28 | 6.22 | 1.22 | 1429.8379 | 0.40554 | 179.9 | 6.5 | 1.21 | 1487.8537 | 0.40404 | 200.12 | 7.21 | 1.3 | 1529.137 | 0.46514 | 174.71 | 6.28 | 1.12 | 1501.4264 | 0.46584 | 189.64 | 6.78 | 1.16 | 1501.3888 | 0.55265 | 159.93 | 5.71 | 0.99536 | 1478.7851 | 0.55335 | 172.53 | 6.09 | 1.03 | 1459.7627 | 0.55406 | 185.13 | 6.45 | 1.06 | 1459.9149 | 0.66427 | 154.45 | 5.38 | 0.88669 | 1401.5417 | 0.66687 | 152.66 | 5.33 | 0.86771 | 1570.3518 | 0.72477 | 164.03 | 6.06 | 0.89482 | 1540.2091 | 0.79247 | 149.5 | 5.53 | 0.80925 | 1609.0105 | 0.91788 | 146.44 | 5.51 | 0.7578 | 1553.4651 | 1.0741 | 124.41 | 4.69 | 0.63465 | 1564.2598 | 1.0731 | 138.49 | 5.23 | 0.67277 | 1589.0672 | 1.1481 | 129.88 | 4.89 | 0.63283 | 1540.1676 | 1.1501 | 128.81 | 4.87 | 0.62309 | 1564.2353 | 1.2311 | 120.8 | 4.56 | 0.58531 | 1573.1141 | 1.2301 | 133.07 | 4.97 | 0.61688 | 1573.1365 | 1.3931 | 117.55 | 4.39 | 0.54466 | 1668.4742 | 1.3881 | 130.17 | 4.77 | 0.5864 | 1586.9722 | 1.5741 | 123.17 | 4.45 | 0.52623 | 1520.5657 | 1.6712 | 106.25 | 3.92 | 0.4667 | 1606.6044 | 1.6652 | 116.78 | 4.22 | 0.50003 | 1540.0411 | 1.8162 | 98.24 | 3.62 | 0.42717 | 1549.2605 | 1.8152 | 106.59 | 3.85 | 0.44676 | 1513.1939 | 1.8182 | 105.93 | 3.84 | 0.44158 | 1462.2185 | 2.1042 | 90.85 | 3.3 | 0.377 | 1445.9707 | 2.2342 | 85.42 | 3.11 | 0.35178 | 1459.7322 | 2.2322 | 92.23 | 3.29 | 0.3675 | 1506.8994 | 2.3212 | 89.25 | 3.17 | 0.35924 | 1523.279 | 2.4612 | 84.38 | 3 | 0.33828 | 1403.1149 | 3.1113 | 70.53 | 2.46 | 0.26702 | 1377.3472 | 3.1163 | 70.15 | 2.45 | 0.26445 | 1339.5953 | 3.9854 | 61.98 | 2.08 | 0.21754 | 1372.0078 | 4.1684 | 59.63 | 2 | 0.20963 | 1318.8007 | 4.1854 | 58.95 | 1.98 | 0.20533 | 1324.4351 | 4.1834 | 62.5 | 2.05 | 0.21209 | 1419.3658 | 4.8045 | 61.26 | 2.08 | 0.20339 | 1389.7382 | 5.3005 | 55.38 | 1.88 | 0.18301 | 1415.7622 | 5.6616 | 58.59 | 2.08 | 0.18617 | 1515.7946 | 6.3696 | 58.64 | 2.1 | 0.17435 | 1479.8679 | 6.4486 | 57.73 | 2.07 | 0.17485 | 1657.9349 | 7.2416 | 63.12 | 2.22 | 0.1787 | 1515.3964 | 8.6278 | 52.35 | 1.85 | 0.14292 | 1523.0978 | 8.7458 | 51.64 | 1.82 | 0.14173 | 1562.6728 | 9.2298 | 53.4 | 1.86 | 0.14335 | 1555.1727 | 9.8278 | 50.25 | 1.74 | 0.13252 | 1508.3736 | 10.961 | 48.35 | 1.65 | 0.12542 | 1489.0829 | 11.6811 | 45.17 | 1.55 | 0.11533 | 1470.2732 | 11.6911 | 45.03 | 1.55 | 0.11466
1587.3016 | 0.0013951 | 1700 | 61.25 | 67.52 | 1737.8352 | 0.0013881 | 3820 | 134.71 | 107.34 | 1657.8249 | 0.0013911 | 5400 | 195.11 | 127.26 | 1657.8249 | 0.0055695 | 1350 | 48.75 | 30.87 | 1623.7822 | 0.0055765 | 1740 | 61.86 | 35.18 | 1852.9076 | 0.012471 | 1600 | 57.53 | 23.5 | 1597.9227 | 0.033573 | 710.32 | 24.34 | 9.13 | 1544.1911 | 0.033653 | 747.96 | 25.16 | 9.27 | 1416.6667 | 0.049185 | 503.46 | 17.03 | 6.04 | 1428.2654 | 0.067907 | 429.43 | 14.72 | 4.71 | 1500 | 0.067607 | 489.83 | 17.5 | 5.13 | 1562.9884 | 0.088248 | 420.39 | 15.19 | 4.2 | 1617.7422 | 0.088028 | 466.62 | 16.8 | 4.49 | 1666.7593 | 0.087868 | 512.92 | 18.27 | 4.76 | 1710.7064 | 0.11051 | 443.66 | 15.58 | 3.97 | 1625.6503 | 0.13641 | 356.04 | 12.55 | 3.14 | 1667.143 | 0.13621 | 385.89 | 13.37 | 3.31 | 1591.5602 | 0.13661 | 381.34 | 13.26 | 3.23 | 1563.4772 | 0.19632 | 283.44 | 9.7 | 2.3 | 1482.4698 | 0.24782 | 237.57 | 8 | 1.78 | 1608.4641 | 0.27112 | 247.56 | 8.7 | 1.82 | 1553.0094 | 0.27183 | 245.29 | 8.65 | 1.79 | 1563.8684 | 0.37103 | 200.48 | 7.17 | 1.36 | 1572.8216 | 0.40224 | 203.16 | 7.28 | 1.34 | 1623.1131 | 0.40134 | 223.45 | 7.93 | 1.42 | 1668.1495 | 0.46224 | 194.97 | 6.9 | 1.22 | 1626.5452 | 0.46294 | 209.87 | 7.36 | 1.26 | 1626.5045 | 0.54925 | 176.98 | 6.2 | 1.08 | 1592.5378 | 0.55005 | 189.56 | 6.55 | 1.11 | 1668.3002 | 0.54835 | 219.22 | 8.05 | 1.22 | 1668.4742 | 0.65746 | 182.88 | 6.72 | 1.02 | 1601.7619 | 0.65926 | 180.99 | 6.67 | 0.99614 | 1766.6457 | 0.71956 | 190.04 | 7.09 | 1.01 | 1732.7352 | 0.78627 | 173.3 | 6.47 | 0.91088 | 1787.7894 | 0.91238 | 166.97 | 6.23 | 0.84126 | 1726.0723 | 1.0661 | 141.97 | 5.31 | 0.70537 | 1720.6858 | 1.0661 | 156.05 | 5.79 | 0.74019 | 1747.9739 | 1.1411 | 146.29 | 5.42 | 0.69587 | 1694.1843 | 1.1431 | 145.19 | 5.39 | 0.68584 | 1720.6589 | 1.2231 | 136.11 | 5.05 | 0.64394 | 1716.1244 | 1.2231 | 148.39 | 5.43 | 0.673 | 1716.149 | 1.3851 | 131.07 | 4.79 | 0.59419 | 1807.5137 | 1.3821 | 143.73 | 5.14 | 0.63435 | 1709.047 | 1.5671 | 135.13 | 4.76 | 0.56665 | 1647.2795 | 1.6621 | 117.52 | 4.23 | 0.50606 | 1730.1893 | 1.6571 | 128.09 | 4.51 | 0.53827 | 1668.3778 | 1.8062 | 108.61 | 3.9 | 0.4629 | 1668.4344 | 1.8062 | 116.97 | 4.12 | 0.4812 | 1629.5934 | 1.8092 | 116.29 | 4.11 | 0.4759 | 1574.6969 | 2.0922 | 99.8 | 3.54 | 0.40671 | 1557.1993 | 2.2202 | 93.85 | 3.33 | 0.37958 | 1563.9988 | 2.2202 | 100.67 | 3.5 | 0.3944 | 1614.5351 | 2.3092 | 97.36 | 3.37 | 0.38525 | 1632.0846 | 2.4492 | 92.03 | 3.18 | 0.36267 | 1496.6559 | 3.0923 | 76.58 | 2.61 | 0.28546 | 1469.1704 | 3.0973 | 76.2 | 2.6 | 0.28282 | 1418.395 | 3.9614 | 66.71 | 2.19 | 0.23095 | 1452.7142 | 4.1454 | 64.15 | 2.1 | 0.22241 | 1396.3772 | 4.1604 | 63.46 | 2.08 | 0.218 | 1471.5945 | 4.1404 | 71.53 | 2.42 | 0.23662 | 1596.7866 | 4.7594 | 71.08 | 2.5 | 0.22918 | 1563.4554 | 5.2485 | 64.28 | 2.26 | 0.20632 | 1573.0691 | 5.6135 | 66.92 | 2.39 | 0.20711 | 1667.374 | 6.3295 | 66.04 | 2.34 | 0.1916 | 1627.8547 | 6.4056 | 65.04 | 2.31 | 0.19224 | 1796.0961 | 7.2156 | 69.62 | 2.4 | 0.19293 | 1641.6795 | 8.5847 | 57.81 | 2 | 0.15453 | 1650.0226 | 8.7027 | 57.02 | 1.98 | 0.15324 | 1682.8784 | 9.1918 | 58.5 | 1.99 | 0.15396 | 1674.8014 | 9.7878 | 55.04 | 1.87 | 0.14228 | 1616.1146 | 10.9109 | 52.65 | 1.76 | 0.13407 | 1595.446 | 11.631 | 49.2 | 1.65 | 0.12335 | 1575.2927 | 11.641 | 49.05 | 1.65 | 0.12266
1686.5079 | 0.0013901 | 1840 | 64.51 | 71.7 | 1861.9662 | 0.0013841 | 4160 | 143.4 | 114.67 | 1823.6074 | 0.0013851 | 6080 | 217.85 | 139.56 | 1823.6074 | 0.0055435 | 1520 | 54.43 | 33.86 | 1748.6885 | 0.0055535 | 1910 | 66.42 | 37.83 | 1995.439 | 0.012441 | 1750 | 61.41 | 25.2 | 1697.7929 | 0.033443 | 766.37 | 25.62 | 9.69 | 1635.0259 | 0.033523 | 803.88 | 26.4 | 9.82 | 1500 | 0.048925 | 541.75 | 17.89 | 6.41 | 1606.7985 | 0.067246 | 498.92 | 17.72 | 5.31 | 1666.6667 | 0.067086 | 559.56 | 20.1 | 5.71 | 1719.2873 | 0.087708 | 473.77 | 16.97 | 4.62 | 1764.8097 | 0.087588 | 520.1 | 18.44 | 4.89 | 1805.6559 | 0.087497 | 566.47 | 19.79 | 5.15 | 1842.2992 | 0.11011 | 486.23 | 16.71 | 4.27 | 1750.7003 | 0.13581 | 390.54 | 13.47 | 3.38 | 1786.2246 | 0.13571 | 420.44 | 14.24 | 3.54 | 1705.2431 | 0.13601 | 415.79 | 14.13 | 3.46 | 1667.709 | 0.19542 | 307.42 | 10.28 | 2.45 | 1667.7785 | 0.24572 | 275.63 | 9.65 | 2.01 | 1787.1823 | 0.26952 | 282.31 | 10 | 2.02 | 1725.566 | 0.27002 | 279.96 | 9.95 | 1.99 | 1720.2552 | 0.36883 | 225.87 | 8.02 | 1.49 | 1715.8054 | 0.39993 | 226.57 | 8 | 1.46 | 1758.3726 | 0.39943 | 246.91 | 8.6 | 1.54 | 1807.1619 | 0.46024 | 215.33 | 7.48 | 1.33 | 1751.6641 | 0.46094 | 230.2 | 7.9 | 1.36 | 1751.6202 | 0.54685 | 194.11 | 6.66 | 1.16 | 1820.0432 | 0.54594 | 223.84 | 8.16 | 1.27 | 1876.8377 | 0.54524 | 253.57 | 9.41 | 1.37 | 1877.0335 | 0.65375 | 211.54 | 7.85 | 1.14 | 1801.9822 | 0.65485 | 209.59 | 7.8 | 1.12 | 1962.9397 | 0.71676 | 216.2 | 8 | 1.11 | 1925.2614 | 0.78286 | 197.24 | 7.31 | 1.01 | 1966.5683 | 0.90927 | 187.59 | 6.88 | 0.92175 | 1898.6796 | 1.0621 | 159.63 | 5.87 | 0.77367 | 1877.1118 | 1.0621 | 173.7 | 6.3 | 0.80551 | 1906.8807 | 1.1371 | 162.78 | 5.9 | 0.75693 | 1848.2011 | 1.1381 | 161.66 | 5.87 | 0.74668 | 1877.0824 | 1.2181 | 151.5 | 5.5 | 0.70074 | 1859.1348 | 1.2191 | 163.77 | 5.85 | 0.72754 | 1859.1614 | 1.3801 | 144.65 | 5.16 | 0.64231 | 1946.5532 | 1.3781 | 157.35 | 5.49 | 0.68097 | 1831.1217 | 1.5621 | 147.14 | 5.06 | 0.60608 | 1773.9933 | 1.6551 | 128.85 | 4.53 | 0.54444 | 1853.7743 | 1.6521 | 139.44 | 4.79 | 0.57557 | 1796.7146 | 1.7991 | 119.03 | 4.17 | 0.4977 | 1787.6083 | 1.8001 | 127.38 | 4.38 | 0.51482 | 1745.9929 | 1.8021 | 126.69 | 4.36 | 0.50942 | 1687.1752 | 2.0822 | 108.81 | 3.76 | 0.43576 | 1668.4278 | 2.2102 | 102.33 | 3.54 | 0.40678 | 1668.2654 | 2.2102 | 109.15 | 3.7 | 0.42075 | 1722.1708 | 2.3012 | 105.51 | 3.56 | 0.4107 | 1740.8902 | 2.4402 | 99.71 | 3.37 | 0.38654 | 1590.1969 | 3.0783 | 82.67 | 2.75 | 0.30355 | 1560.9935 | 3.0823 | 82.28 | 2.74 | 0.30086 | 1575.9945 | 3.9273 | 76.23 | 2.57 | 0.25716 | 1614.1268 | 4.1124 | 73.25 | 2.46 | 0.24736 | 1551.5302 | 4.1234 | 72.53 | 2.44 | 0.24279 | 1655.5439 | 4.1063 | 82.92 | 2.91 | 0.26628 | 1774.2073 | 4.7324 | 80.98 | 2.86 | 0.25406 | 1737.1727 | 5.2154 | 73.26 | 2.59 | 0.22883 | 1730.376 | 5.5835 | 75.31 | 2.67 | 0.22738 | 1818.9535 | 6.3045 | 73.48 | 2.57 | 0.20831 | 1775.8415 | 6.3775 | 72.39 | 2.53 | 0.20911 | 1934.2574 | 7.2005 | 76.13 | 2.57 | 0.20675 | 1767.9625 | 8.5557 | 63.29 | 2.15 | 0.16583 | 1776.9474 | 8.6727 | 62.43 | 2.12 | 0.16445 | 1803.084 | 9.1667 | 63.62 | 2.12 | 0.16431 | 1794.4301 | 9.7617 | 59.84 | 1.99 | 0.1518 | 1723.8556 | 10.8809 | 56.96 | 1.86 | 0.14251 | 1701.809 | 11.5909 | 53.24 | 1.75 | 0.13119 | 1680.3122 | 11.6009 | 53.1 | 1.74 | 0.13049
1785.7143 | 0.0013861 | 1970 | 67.64 | 75.8 | 1986.0973 | 0.0013811 | 4500 | 151.64 | 121.82 | 1989.3899 | 0.0013811 | 6750 | 238.59 | 151.45 | 1989.3899 | 0.0055284 | 1690 | 59.61 | 36.75 | 1998.5011 | 0.0055284 | 2250 | 82.1 | 42.93 | 2137.9704 | 0.012431 | 1900 | 65.07 | 26.84 | 1797.663 | 0.033343 | 822.61 | 26.85 | 10.25 | 1816.6954 | 0.033333 | 916.27 | 30.85 | 10.88 | 1666.6667 | 0.048555 | 618.83 | 20.97 | 7.13 | 1785.3317 | 0.066846 | 568.97 | 20.32 | 5.89 | 1833.3333 | 0.066766 | 629.73 | 22.43 | 6.27 | 1875.5861 | 0.087367 | 527.42 | 18.6 | 5.03 | 1911.8772 | 0.087317 | 573.8 | 19.95 | 5.28 | 1944.5525 | 0.087267 | 620.21 | 21.21 | 5.53 | 1973.892 | 0.10991 | 528.92 | 17.77 | 4.56 | 1875.7503 | 0.13541 | 425.17 | 14.34 | 3.62 | 1905.3063 | 0.13531 | 455.09 | 15.06 | 3.76 | 1818.9259 | 0.13561 | 450.37 | 14.96 | 3.69 | 1876.1726 | 0.19432 | 355.62 | 12.34 | 2.75 | 1853.0872 | 0.24452 | 313.95 | 11.07 | 2.22 | 1965.9006 | 0.26862 | 317.22 | 11.16 | 2.22 | 1898.1226 | 0.26892 | 314.82 | 11.11 | 2.18 | 1876.6421 | 0.36743 | 251.39 | 8.8 | 1.63 | 1858.7892 | 0.39843 | 250.1 | 8.67 | 1.58 | 1893.632 | 0.39823 | 270.46 | 9.23 | 1.65 | 1946.1744 | 0.45903 | 235.76 | 8.02 | 1.42 | 2001.9018 | 0.45873 | 271.06 | 9.79 | 1.54 | 2001.8517 | 0.54424 | 228.55 | 8.25 | 1.32 | 2047.5486 | 0.54394 | 258.31 | 9.5 | 1.42 | 2085.3753 | 0.54384 | 288.07 | 10.6 | 1.51 | 2085.5927 | 0.65195 | 240.31 | 8.84 | 1.26 | 2002.2024 | 0.65255 | 238.33 | 8.8 | 1.24 | 2159.2337 | 0.71555 | 242.43 | 8.82 | 1.22 | 2117.7875 | 0.78126 | 221.27 | 8.06 | 1.1 | 2145.3473 | 0.90776 | 208.27 | 7.48 | 0.99941 | 2071.2868 | 1.0601 | 177.33 | 6.38 | 0.83963 | 2033.5377 | 1.0601 | 191.4 | 6.78 | 0.86879 | 2065.7874 | 1.1351 | 179.32 | 6.35 | 0.81607 | 2002.2178 | 1.1351 | 178.19 | 6.32 | 0.80565 | 2033.5059 | 1.2161 | 166.93 | 5.92 | 0.75578 | 2002.1452 | 1.2161 | 179.2 | 6.24 | 0.78051 | 2002.1738 | 1.3771 | 158.28 | 5.51 | 0.68906 | 2085.5927 | 1.3761 | 170.99 | 5.82 | 0.72631 | 1953.1965 | 1.5591 | 159.18 | 5.34 | 0.64455 | 1900.7071 | 1.6511 | 140.21 | 4.8 | 0.58184 | 1977.3592 | 1.6491 | 150.83 | 5.05 | 0.61194 | 1925.0513 | 1.7951 | 129.48 | 4.43 | 0.53161 | 1906.7822 | 1.7961 | 137.83 | 4.62 | 0.54764 | 1862.3925 | 1.7971 | 137.13 | 4.61 | 0.54215 | 1799.6536 | 2.0762 | 117.84 | 3.97 | 0.46415 | 1779.6563 | 2.2032 | 110.85 | 3.74 | 0.43337 | 1772.532 | 2.2032 | 117.67 | 3.89 | 0.44655 | 1829.8065 | 2.2942 | 113.69 | 3.75 | 0.4356 | 1849.6959 | 2.4332 | 107.42 | 3.54 | 0.40988 | 1683.7379 | 3.0673 | 88.79 | 2.88 | 0.32131 | 1652.8167 | 3.0703 | 88.39 | 2.87 | 0.31856 | 1772.9938 | 3.9013 | 88.23 | 3.08 | 0.28878 | 1815.8927 | 4.0883 | 84.71 | 2.95 | 0.27742 | 1745.4715 | 4.0953 | 83.96 | 2.93 | 0.27269 | 1839.4932 | 4.0863 | 94.38 | 3.33 | 0.29485 | 1951.628 | 4.7173 | 90.92 | 3.19 | 0.27805 | 1910.89 | 5.1974 | 82.28 | 2.89 | 0.25054 | 1887.6829 | 5.5644 | 83.74 | 2.92 | 0.24701 | 1970.533 | 6.2904 | 80.93 | 2.78 | 0.2245 | 1923.8282 | 6.3615 | 79.76 | 2.74 | 0.22546 | 2072.4186 | 7.1925 | 82.66 | 2.73 | 0.22017 | 1894.2455 | 8.5376 | 68.79 | 2.28 | 0.17683 | 1903.8722 | 8.6546 | 67.85 | 2.25 | 0.17536 | 1923.2896 | 9.1517 | 68.75 | 2.24 | 0.17439 | 1914.0588 | 9.7457 | 64.66 | 2.1 | 0.16108 | 1939.3375 | 10.8508 | 65.6 | 2.23 | 0.15882 | 1914.5352 | 11.5508 | 61.36 | 2.09 | 0.14634 | 1890.3512 | 11.5509 | 61.21 | 2.09 | 0.14562
1984.127 | 0.0013811 | 2250 | 78.37 | 83.74 | 2234.3595 | 0.0013801 | 5180 | 180.25 | 135.57 | 2155.1724 | 0.0013801 | 7430 | 257.75 | 162.92 | 2155.1724 | 0.0055224 | 1860 | 64.4 | 39.55 | 2248.3138 | 0.0055214 | 2590 | 95.31 | 47.78 | 2280.5017 | 0.012431 | 2050 | 68.54 | 28.44 | 1997.4034 | 0.033233 | 935.45 | 31.27 | 11.33 | 2043.7824 | 0.033213 | 1060 | 36.78 | 12.16 | 1875 | 0.048284 | 715.81 | 25.08 | 8 | 1963.8649 | 0.066615 | 639.34 | 22.64 | 6.46 | 2000 | 0.066585 | 700.16 | 24.56 | 6.81 | 2031.885 | 0.087177 | 581.22 | 20.11 | 5.42 | 2058.9446 | 0.087157 | 627.63 | 21.36 | 5.66 | 2083.4491 | 0.087137 | 674.06 | 22.55 | 5.9 | 2105.4848 | 0.10971 | 571.69 | 18.78 | 4.84 | 2000.8003 | 0.13521 | 459.87 | 15.16 | 3.84 | 2143.4696 | 0.13501 | 524.57 | 17.99 | 4.2 | 2046.2917 | 0.13511 | 519.76 | 17.9 | 4.12 | 2084.6362 | 0.19381 | 404.02 | 14.12 | 3.04 | 2038.396 | 0.24382 | 352.42 | 12.34 | 2.43 | 2144.6188 | 0.26812 | 352.22 | 12.21 | 2.4 | 2070.6792 | 0.26832 | 349.79 | 12.16 | 2.37 | 2033.0289 | 0.36663 | 276.98 | 9.52 | 1.75 | 2001.773 | 0.39753 | 273.7 | 9.29 | 1.69 | 2164.1508 | 0.39713 | 317.7 | 11.39 | 1.87 | 2224.1993 | 0.45803 | 276.73 | 9.9 | 1.61 | 2252.1395 | 0.45803 | 312.04 | 11.38 | 1.72 | 2252.0832 | 0.54344 | 263.09 | 9.59 | 1.47 | 2275.054 | 0.54344 | 292.86 | 10.69 | 1.56 | 2293.9128 | 0.54344 | 322.63 | 11.67 | 1.65 | 2294.152 | 0.65154 | 269.13 | 9.74 | 1.37 | 2202.4227 | 0.65165 | 267.14 | 9.7 | 1.35 | 2355.5276 | 0.71545 | 268.69 | 9.57 | 1.32 | 2310.3136 | 0.78095 | 245.32 | 8.75 | 1.19 | 2324.1262 | 0.90756 | 228.96 | 8.03 | 1.07 | 2243.894 | 1.0591 | 195.07 | 6.86 | 0.90338 | 2189.9637 | 1.0591 | 209.13 | 7.23 | 0.93014 | 2224.6941 | 1.1341 | 195.88 | 6.77 | 0.87336 | 2156.2346 | 1.1341 | 194.74 | 6.74 | 0.86283 | 2189.9295 | 1.2141 | 182.39 | 6.31 | 0.80913 | 2145.1555 | 1.2151 | 194.66 | 6.61 | 0.832 | 2145.1862 | 1.3761 | 171.92 | 5.84 | 0.73449 | 2224.6322 | 1.3751 | 184.64 | 6.13 | 0.77041 | 2075.2713 | 1.5571 | 171.24 | 5.6 | 0.68208 | 2027.4209 | 1.6481 | 151.6 | 5.07 | 0.61829 | 2100.9442 | 1.6471 | 162.23 | 5.3 | 0.64742 | 2053.3881 | 1.7931 | 139.95 | 4.67 | 0.56465 | 2025.9561 | 1.7931 | 148.3 | 4.85 | 0.57967 | 1978.792 | 1.7941 | 147.59 | 4.84 | 0.57411 | 1912.1319 | 2.0712 | 126.9 | 4.17 | 0.49191 | 1890.8848 | 2.1972 | 119.39 | 3.93 | 0.45936 | 1876.7986 | 2.1982 | 126.2 | 4.07 | 0.47181 | 1937.4421 | 2.2902 | 121.88 | 3.92 | 0.45997 | 1958.5015 | 2.4292 | 115.15 | 3.7 | 0.43271 | 1870.8199 | 3.0522 | 101.07 | 3.36 | 0.35583 | 1836.463 | 3.0542 | 100.65 | 3.36 | 0.35301 | 1969.9931 | 3.8873 | 100.29 | 3.52 | 0.31915 | 2017.6585 | 4.0763 | 96.21 | 3.37 | 0.30626 | 1939.4127 | 4.0803 | 95.45 | 3.35 | 0.30142 | 2023.4425 | 4.0763 | 105.89 | 3.71 | 0.32236 | 2129.0487 | 4.7103 | 100.88 | 3.49 | 0.30118 | 2084.6073 | 5.1884 | 91.33 | 3.16 | 0.2715 | 2044.9898 | 5.5554 | 92.18 | 3.16 | 0.26601 | 2122.1124 | 6.2844 | 88.4 | 2.97 | 0.2402 | 2071.815 | 6.3534 | 87.15 | 2.93 | 0.24132 | 2210.5798 | 7.1905 | 89.19 | 2.89 | 0.23323 | 2020.5286 | 8.5286 | 74.29 | 2.41 | 0.18755 | 2030.797 | 8.6436 | 73.28 | 2.38 | 0.18599 | 2163.7008 | 9.1426 | 79.01 | 2.67 | 0.19381 | 2153.3161 | 9.7366 | 74.3 | 2.51 | 0.17895 | 2154.8195 | 10.8407 | 74.26 | 2.54 | 0.1744 | 2127.2613 | 11.5408 | 69.5 | 2.39 | 0.16082 | 2100.3903 | 11.5408 | 69.35 | 2.38 | 0.16009
2232.1429 | 0.0013801 | 2580 | 92.6 | 93.23 | 2482.6216 | 0.0013811 | 5860 | 204.94 | 148.65 | 2320.9549 | 0.0013801 | 8110 | 275.62 | 174.02 | 2320.9549 | 0.0055224 | 2030 | 68.87 | 42.25 | 2498.1264 | 0.0055273 | 2930 | 106.91 | 52.38 | 2423.0331 | 0.012431 | 2200 | 71.85 | 29.99 | 2247.0788 | 0.033182 | 1080 | 37.15 | 12.61 | 2270.8693 | 0.033182 | 1200 | 41.9 | 13.38 | 2083.3333 | 0.048154 | 813.2 | 28.64 | 8.83 | 2142.3981 | 0.066505 | 709.89 | 24.75 | 7 | 2166.6667 | 0.066505 | 770.73 | 26.52 | 7.33 | 2188.1838 | 0.087096 | 635.11 | 21.51 | 5.8 | 2206.0121 | 0.087096 | 681.53 | 22.69 | 6.03 | 2222.3457 | 0.087086 | 727.97 | 23.81 | 6.25 | 2368.6704 | 0.10971 | 657.29 | 22.36 | 5.38 | 2250.9004 | 0.13501 | 529.41 | 18.08 | 4.28 | 2381.6328 | 0.13501 | 594.13 | 20.52 | 4.62 | 2273.6574 | 0.13501 | 589.31 | 20.43 | 4.54 | 2293.0999 | 0.19361 | 452.5 | 15.7 | 3.31 | 2223.7047 | 0.24362 | 390.95 | 13.49 | 2.63 | 2323.337 | 0.26812 | 387.25 | 13.18 | 2.58 | 2243.2358 | 0.26812 | 384.81 | 13.13 | 2.55 | 2189.4157 | 0.36632 | 302.61 | 10.19 | 1.88 | 2287.7406 | 0.39703 | 320.98 | 11.45 | 1.91 | 2434.6697 | 0.39712 | 365.01 | 13.22 | 2.08 | 2500.556 | 0.45833 | 317.48 | 11.46 | 1.79 | 2500.6256 | 0.45833 | 352.74 | 12.76 | 1.89 | 2500.563 | 0.54383 | 297.39 | 10.75 | 1.62 | 2500.5119 | 0.54383 | 327.11 | 11.74 | 1.7 | 2500.5735 | 0.54383 | 356.85 | 12.64 | 1.78 | 2500.4171 | 0.65204 | 297.65 | 10.54 | 1.48 | 2402.6429 | 0.65174 | 295.96 | 10.52 | 1.46 | 2500.5889 | 0.71594 | 288.08 | 9.96 | 1.39 | 2500.5294 | 0.78145 | 269.07 | 9.37 | 1.28 | 2500.581 | 0.90816 | 249.38 | 8.53 | 1.15 | 2416.5013 | 1.0591 | 212.81 | 7.3 | 0.96501 | 2346.3897 | 1.0591 | 226.87 | 7.66 | 0.98963 | 2383.6008 | 1.1341 | 212.45 | 7.16 | 0.9289 | 2310.2514 | 1.1341 | 211.3 | 7.14 | 0.9183 | 2346.353 | 1.2141 | 197.86 | 6.68 | 0.86087 | 2288.1659 | 1.2141 | 210.13 | 6.97 | 0.88205 | 2288.1986 | 1.3751 | 185.58 | 6.15 | 0.77866 | 2363.6718 | 1.3751 | 198.3 | 6.43 | 0.81334 | 2197.3461 | 1.5561 | 183.31 | 5.86 | 0.71872 | 2154.1347 | 1.6461 | 163.01 | 5.32 | 0.65384 | 2224.5291 | 1.6461 | 173.64 | 5.54 | 0.68205 | 2181.7248 | 1.7911 | 150.44 | 4.9 | 0.59685 | 2145.13 | 1.7921 | 158.78 | 5.08 | 0.61094 | 2095.1915 | 1.7921 | 158.07 | 5.06 | 0.60533 | 2024.6103 | 2.0682 | 135.98 | 4.37 | 0.51904 | 2002.1133 | 2.1942 | 127.94 | 4.11 | 0.48478 | 2085.3318 | 2.1922 | 143.32 | 4.74 | 0.52076 | 2152.7135 | 2.2852 | 138.3 | 4.56 | 0.50716 | 2176.1128 | 2.4252 | 130.63 | 4.3 | 0.47692 | 2104.6724 | 3.0442 | 116.47 | 4.01 | 0.39719 | 2066.0208 | 3.0452 | 116.05 | 4 | 0.39431 | 2166.9924 | 3.8813 | 112.38 | 3.91 | 0.34834 | 2219.4244 | 4.0733 | 107.74 | 3.74 | 0.33395 | 2133.354 | 4.0743 | 106.97 | 3.73 | 0.32904 | 2207.3918 | 4.0733 | 117.42 | 4.05 | 0.34886 | 2306.4695 | 4.7103 | 110.85 | 3.76 | 0.32351 | 2258.3245 | 5.1873 | 100.38 | 3.41 | 0.29174 | 2202.2967 | 5.5524 | 100.64 | 3.38 | 0.28441 | 2273.6919 | 6.2834 | 95.88 | 3.15 | 0.25542 | 2219.8018 | 6.3514 | 94.54 | 3.11 | 0.25672 | 2486.9023 | 7.2004 | 102.24 | 3.43 | 0.25829 | 2273.0946 | 8.5265 | 85.3 | 2.87 | 0.20816 | 2284.6467 | 8.6415 | 84.15 | 2.83 | 0.20644 | 2404.112 | 9.1515 | 89.28 | 3.04 | 0.2123 | 2392.5735 | 9.7466 | 83.94 | 2.85 | 0.19596 | 2370.3014 | 10.8507 | 82.92 | 2.82 | 0.1893 | 2339.9874 | 11.5507 | 77.63 | 2.65 | 0.17467 | 2310.4293 | 11.5507 | 77.48 | 2.65 | 0.17394
2480.1587 | 0.0013811 | 2920 | 104.96 | 102.25 | 2502.4826 | 0.0013811 | 5910 | 205.11 | 149.58 | 2500 | 0.0013821 | 8850 | 295.16 | 185.62 | 2500 | 0.0055293 | 2210 | 73.75 | 45.07 | 2500.6245 | 0.0055273 | 2940 | 106.91 | 52.42 | 2500 | 0.012441 | 2290 | 72.81 | 30.82 | 2496.7542 | 0.033212 | 1220 | 42.23 | 13.84 | 2497.9562 | 0.033212 | 1340 | 46.46 | 14.55 | 2291.6667 | 0.048123 | 910.74 | 31.81 | 9.62 | 2320.9312 | 0.066494 | 780.5 | 26.71 | 7.52 | 2333.3333 | 0.066494 | 841.35 | 28.36 | 7.83 | 2344.4827 | 0.087096 | 689.03 | 22.83 | 6.17 | 2353.0796 | 0.087096 | 735.44 | 23.95 | 6.39 | 2500.1389 | 0.087156 | 835.77 | 28.29 | 6.94 | 2500.7896 | 0.10981 | 700.18 | 23.17 | 5.65 | 2500.5002 | 0.13511 | 598.84 | 20.59 | 4.7 | 2500.7145 | 0.13511 | 628.84 | 21.1 | 4.82 | 2500.5684 | 0.13511 | 658.73 | 22.68 | 4.94 | 2500.3127 | 0.19381 | 500.73 | 17.12 | 3.58 | 2409.0134 | 0.24371 | 429.5 | 14.56 | 2.83 | 2500.6255 | 0.26832 | 421.96 | 14.07 | 2.76 | 2415.7924 | 0.26812 | 419.84 | 14.04 | 2.72 | 2500.6255 | 0.36662 | 353.59 | 12.49 | 2.11 | 2500.5004 | 0.39732 | 356.17 | 12.49 | 2.07 | 2500.4058 | 0.39732 | 376.51 | 13.32 | 2.13 | [30 empty] | 2500.5506 | 0.65214 | 310.04 | 10.71 | 1.51 | [15 empty] | 2500.561 | 1.0601 | 221.44 | 7.41 | 0.99427 | 2500.4693 | 1.0601 | 244.35 | 8.05 | 1.05 | 2500.5562 | 1.1351 | 224.63 | 7.37 | 0.96869 | 2464.2681 | 1.1341 | 227.87 | 7.52 | 0.97215 | 2500.4302 | 1.2151 | 213.1 | 7.02 | 0.91035 | 2431.1763 | 1.2151 | 225.59 | 7.3 | 0.93073 | 2431.211 | 1.3761 | 199.24 | 6.45 | 0.82162 | 2500.4866 | 1.3761 | 211.73 | 6.71 | 0.85447 | 2441.4957 | 1.5561 | 207.46 | 6.78 | 0.78943 | 2280.8485 | 1.6461 | 174.42 | 5.56 | 0.68851 | 2471.699 | 1.6471 | 196.45 | 6.41 | 0.74886 | 2310.0616 | 1.7911 | 160.92 | 5.12 | 0.62824 | 2383.4777 | 1.7921 | 179.75 | 5.88 | 0.67132 | 2327.9906 | 1.7911 | 179.04 | 5.87 | 0.66566 | 2249.567 | 2.0661 | 154.15 | 5.07 | 0.57152 | 2224.5704 | 2.1911 | 145.07 | 4.77 | 0.53397 | 2345.9982 | 2.1911 | 164.74 | 5.62 | 0.57918 | 2421.8027 | 2.2861 | 158.85 | 5.41 | 0.5634 | 2448.1269 | 2.4261 | 149.99 | 5.1 | 0.52959 | 2338.5249 | 3.0432 | 131.9 | 4.56 | 0.43668 | 2295.5787 | 3.0432 | 131.48 | 4.56 | 0.43375 | 2363.9917 | 3.8822 | 124.48 | 4.27 | 0.37641 | 2421.1903 | 4.0752 | 119.26 | 4.08 | 0.36055 | 2327.2953 | 4.0743 | 118.5 | 4.07 | 0.3556 | 2391.3411 | 4.0752 | 128.95 | 4.36 | 0.3744 | 2483.8902 | 4.7143 | 120.82 | 4.02 | 0.34508 | 2432.0418 | 5.1903 | 109.43 | 3.64 | 0.31129 | 2359.6036 | 5.5534 | 109.1 | 3.58 | 0.30224 | 2425.2713 | 6.2884 | 103.35 | 3.33 | 0.2702 | 2367.7886 | 6.3534 | 101.94 | 3.29 | 0.27166 | 2500.4974 | 7.2014 | 102.88 | 3.43 | 0.25948 | 2500.5051 | 8.5405 | 95.22 | 3.2 | 0.22585 | 2500.4696 | 8.6545 | 93.38 | 3.12 | 0.22303 | 2500.5169 | 9.1605 | 93.4 | 3.09 | 0.21947 | 2500.5264 | 9.7575 | 88.29 | 2.92 | 0.20337 | 2500.4956 | 10.8706 | 88.15 | 2.92 | 0.198 | 2500.5105 | 11.5707 | 83.77 | 2.79 | 0.18474 | 2500.5146 | 11.5707 | 84.84 | 2.84 | 0.18597
2500 | 0.0013811 | 2950 | 105.09 | 102.95 | [25 empty] | 2500.749 | 0.033212 | 1220 | 42.23 | 13.86 | 2500.6813 | 0.033212 | 1340 | 46.46 | 14.56 | 2500 | 0.048163 | 1010 | 34.69 | 10.38 | 2499.4644 | 0.066534 | 851.1 | 28.53 | 8.03 | 2500 | 0.066544 | 911.94 | 30.08 | 8.32 | 2500.7815 | 0.087155 | 742.83 | 24.08 | 6.53 | 2500.7353 | 0.087175 | 789.47 | 25.15 | 6.74 | 2500.6945 | 0.087156 | 835.92 | 28.29 | 6.94 | [25 empty] | 2500.5559 | 0.24381 | 448.51 | 14.8 | 2.92 | [5 empty] | 2500.6902 | 0.26832 | 437.04 | 14.25 | 2.81 | [80 empty] | 2500.4621 | 1.1351 | 231.76 | 7.54 | 0.98458 | [5 empty] | 2500.5363 | 1.2151 | 233.09 | 7.38 | 0.95386 | 2500.572 | 1.3761 | 205.85 | 6.52 | 0.84202 | [5 empty] | 2500.4578 | 1.5571 | 213.29 | 6.83 | 0.80603 | 2500.5702 | 1.6471 | 194.19 | 6.22 | 0.74663 | 2500.4943 | 1.6471 | 199.11 | 6.43 | 0.75644 | 2500.5133 | 1.7931 | 176.48 | 5.57 | 0.67341 | 2500.5065 | 1.7931 | 190.04 | 6.06 | 0.69997 | 2500.4947 | 1.7931 | 194.57 | 6.27 | 0.70862 | 2500.5062 | 2.0681 | 174.43 | 5.82 | 0.62742 | 2500.5283 | 2.1931 | 166.33 | 5.64 | 0.59208 | 2500.5213 | 2.1931 | 177.44 | 5.9 | 0.61244 | 2500.4844 | 2.2871 | 164.86 | 5.47 | 0.5793 | 2500.4624 | 2.4271 | 153.72 | 5.13 | 0.53942 | 2500.5379 | 3.0462 | 142.58 | 4.81 | 0.46299 | 2500.528 | 3.0462 | 145.25 | 4.96 | 0.46751 | 2500.4728 | 3.8852 | 132.86 | 4.43 | 0.39524 | 2500.5246 | 4.0782 | 123.79 | 4.13 | 0.37072 | 2500.5236 | 4.0782 | 128.79 | 4.32 | 0.37849 | 2500.5335 | 4.0782 | 135.78 | 4.47 | 0.38914 | 2500.4968 | 4.7153 | 121.75 | 4.02 | 0.34706 | 2500.4864 | 5.1933 | 113 | 3.68 | 0.31882 | 2500.4877 | 5.5583 | 116.67 | 3.74 | 0.31776 | 2500.5154 | 6.2924 | 107.05 | 3.37 | 0.27737 | 2500.5032 | 6.3604 | 108.56 | 3.42 | 0.2847
[40 empty] | 2500.8333 | 0.048163 | 1010 | 34.69 | 10.39 | 2500.1785 | 0.066544 | 851.52 | 28.53 | 8.03 | 2500.6667 | 0.066544 | 912.16 | 30.08 | 8.32

## indium_gallium_arsenide (hidden)
h-1_energy | h-1_let | h-1_range | h-1_z_straggling | h-1_xy_straggling | h-2_energy | h-2_let | h-2_range | h-2_z_straggling | h-2_xy_straggling | h-3_energy | h-3_let | h-3_range | h-3_z_straggling | h-3_xy_straggling | he-3_energy | he-3_let | he-3_range | he-3_z_straggling | he-3_xy_straggling | he-4_energy | he-4_let | he-4_range | he-4_z_straggling | he-4_xy_straggling | li-7_energy | li-7_let | li-7_range | li-7_z_straggling | li-7_xy_straggling | b-10_energy | b-10_let | b-10_range | b-10_z_straggling | b-10_xy_straggling | b-11_energy | b-11_let | b-11_range | b-11_z_straggling | b-11_xy_straggling | c-12_energy | c-12_let | c-12_range | c-12_z_straggling | c-12_xy_straggling | n-14_energy | n-14_let | n-14_range | n-14_z_straggling | n-14_xy_straggling | n-15_energy | n-15_let | n-15_range | n-15_z_straggling | n-15_xy_straggling | o-16_energy | o-16_let | o-16_range | o-16_z_straggling | o-16_xy_straggling | o-17_energy | o-17_let | o-17_range | o-17_z_straggling | o-17_xy_straggling | o-18_energy | o-18_let | o-18_range | o-18_z_straggling | o-18_xy_straggling | f-19_energy | f-19_let | f-19_range | f-19_z_straggling | f-19_xy_straggling | ne-20_energy | ne-20_let | ne-20_range | ne-20_z_straggling | ne-20_xy_straggling | ne-21_energy | ne-21_let | ne-21_range | ne-21_z_straggling | ne-21_xy_straggling | ne-22_energy | ne-22_let | ne-22_range | ne-22_z_straggling | ne-22_xy_straggling | mg-24_energy | mg-24_let | mg-24_range | mg-24_z_straggling | mg-24_xy_straggling | al-27_energy | al-27_let | al-27_range | al-27_z_straggling | al-27_xy_straggling | si-28_energy | si-28_let | si-28_range | si-28_z_straggling | si-28_xy_straggling | si-29_energy | si-29_let | si-29_range | si-29_z_straggling | si-29_xy_straggling | s-32_energy | s-32_let | s-32_range | s-32_z_straggling | s-32_xy_straggling | cl-35_energy | cl-35_let | cl-35_range | cl-35_z_straggling | cl-35_xy_straggling | cl-37_energy | cl-37_let | cl-37_range | cl-37_z_straggling | cl-37_xy_straggling | ar-36_energy | ar-36_let | ar-36_range | ar-36_z_straggling | ar-36_xy_straggling | ar-40_energy | ar-40_let | ar-40_range | ar-40_z_straggling | ar-40_xy_straggling | ca-40_energy | ca-40_let | ca-40_range | ca-40_z_straggling | ca-40_xy_straggling | ca-44_energy | ca-44_let | ca-44_range | ca-44_z_straggling | ca-44_xy_straggling | ca-48_energy | ca-48_let | ca-48_range | ca-48_z_straggling | ca-48_xy_straggling | ti-48_energy | ti-48_let | ti-48_range | ti-48_z_straggling | ti-48_xy_straggling | ti-50_energy | ti-50_let | ti-50_range | ti-50_z_straggling | ti-50_xy_straggling | v-51_energy | v-51_let | v-51_range | v-51_z_straggling | v-51_xy_straggling | cr-52_energy | cr-52_let | cr-52_range | cr-52_z_straggling | cr-52_xy_straggling | fe-56_energy | fe-56_let | fe-56_range | fe-56_z_straggling | fe-56_xy_straggling | ni-58_energy | ni-58_let | ni-58_range | ni-58_z_straggling | ni-58_xy_straggling | ni-64_energy | ni-64_let | ni-64_range | ni-64_z_straggling | ni-64_xy_straggling | cu-63_energy | cu-63_let | cu-63_range | cu-63_z_straggling | cu-63_xy_straggling | cu-65_energy | cu-65_let | cu-65_range | cu-65_z_straggling | cu-65_xy_straggling | zn-64_energy | zn-64_let | zn-64_range | zn-64_z_straggling | zn-64_xy_straggling | zn-70_energy | zn-70_let | zn-70_range | zn-70_z_straggling | zn-70_xy_straggling | ge-70_energy | ge-70_let | ge-70_range | ge-70_z_straggling | ge-70_xy_straggling | ge-72_energy | ge-72_let | ge-72_range | ge-72_z_straggling | ge-72_xy_straggling | se-82_energy | se-82_let | se-82_range | se-82_z_straggling | se-82_xy_straggling | br-79_energy | br-79_let | br-79_range | br-79_z_straggling | br-79_xy_straggling | br-81_energy | br-81_let | br-81_range | br-81_z_straggling | br-81_xy_straggling | kr-78_energy | kr-78_let | kr-78_range | kr-78_z_straggling | kr-78_xy_straggling | kr-84_energy | kr-84_let | kr-84_range | kr-84_z_straggling | kr-84_xy_straggling | kr-86_energy | kr-86_let | kr-86_range | kr-86_z_straggling | kr-86_xy_straggling | y-89_energy | y-89_let | y-89_range | y-89_z_straggling | y-89_xy_straggling | zr-90_energy | zr-90_let | zr-90_range | zr-90_z_straggling | zr-90_xy_straggling | zr-96_energy | zr-96_let | zr-96_range | zr-96_z_straggling | zr-96_xy_straggling | nb-93_energy | nb-93_let | nb-93_range | nb-93_z_straggling | nb-93_xy_straggling | mo-92_energy | mo-92_let | mo-92_range | mo-92_z_straggling | mo-92_xy_straggling | ag-107_energy | ag-107_let | ag-107_range | ag-107_z_straggling | ag-107_xy_straggling | ag-109_energy | ag-109_let | ag-109_range | ag-109_z_straggling | ag-109_xy_straggling | i-127_energy | i-127_let | i-127_range | i-127_z_straggling | i-127_xy_straggling | xe-124_energy | xe-124_let | xe-124_range | xe-124_z_straggling | xe-124_xy_straggling | xe-129_energy | xe-129_let | xe-129_range | xe-129_z_straggling | xe-129_xy_straggling | xe-136_energy | xe-136_let | xe-136_range | xe-136_z_straggling | xe-136_xy_straggling | pr-141_energy | pr-141_let | pr-141_range | pr-141_z_straggling | pr-141_xy_straggling | sm-144_energy | sm-144_let | sm-144_range | sm-144_z_straggling | sm-144_xy_straggling | tb-159_energy | tb-159_let | tb-159_range | tb-159_z_straggling | tb-159_xy_straggling | ho-165_energy | ho-165_let | ho-165_range | ho-165_z_straggling | ho-165_xy_straggling | tm-169_energy | tm-169_let | tm-169_range | tm-169_z_straggling | tm-169_xy_straggling | ta-181_energy | ta-181_let | ta-181_range | ta-181_z_straggling | ta-181_xy_straggling | pt-198_energy | pt-198_let | pt-198_range | pt-198_z_straggling | pt-198_xy_straggling | au-197_energy | au-197_let | au-197_range | au-197_z_straggling | au-197_xy_straggling | pb-208_energy | pb-208_let | pb-208_range | pb-208_z_straggling | pb-208_xy_straggling | bi-209_energy | bi-209_let | bi-209_range | bi-209_z_straggling | bi-209_xy_straggling | th-232_energy | th-232_let | th-232_range | th-232_z_straggling | th-232_xy_straggling | u-235_energy | u-235_let | u-235_range | u-235_z_straggling | u-235_xy_straggling | u-238_energy | u-238_let | u-238_range | u-238_z_straggling | u-238_xy_straggling
0.10913 | 0.22726 | 0.0008216 | 0.000177 | 0.0001996 | 0.11172 | 0.22675 | 0.00178 | 0.0002964 | 0.0003593 | 0.10776 | 0.22772 | 0.00267 | 0.0003903 | 0.0004879 | 0.10776 | 0.64306 | 0.00112 | 0.0002311 | 0.0002555 | 0.099925 | 0.63353 | 0.00144 | 0.0002812 | 0.0003158 | 0.11403 | 0.96067 | 0.00205 | 0.0003657 | 0.0004215 | 0.10986 | 1.6761 | 0.00161 | 0.0002885 | 0.0003295 | 0.109 | 1.6715 | 0.00177 | 0.0003074 | 0.000354 | 0.1 | 1.9 | 0.00155 | 0.0003004 | 0.0003351 | 0.099979 | 2.232 | 0.00157 | 0.0003064 | 0.0003407 | 0.1 | 2.2324 | 0.00169 | 0.0003209 | 0.0003594 | 0.10003 | 2.4539 | 0.00169 | 0.0003423 | 0.0003773 | 0.10001 | 2.4534 | 0.00181 | 0.0003564 | 0.0003954 | 0.10001 | 2.4539 | 0.00192 | 0.0003701 | 0.0004131 | 0.10527 | 2.8388 | 0.00184 | 0.0003582 | 0.0003949 | 0.10004 | 2.7667 | 0.00182 | 0.0003839 | 0.0004158 | 0.10717 | 2.8616 | 0.00201 | 0.0004019 | 0.0004408 | 0.10231 | 2.7989 | 0.00205 | 0.0004105 | 0.00045 | 0.10423 | 3.2809 | 0.00208 | 0.0004637 | 0.0004947 | 0.10192 | 3.3362 | 0.00213 | 0.0004504 | 0.0004857 | 0.10723 | 4.0251 | 0.00193 | 0.0003802 | 0.0004148 | 0.10353 | 3.9533 | 0.00196 | 0.0003858 | 0.0004207 | 0.10165 | 4.109 | 0.00197 | 0.0003932 | 0.000425 | 0.10009 | 4.3142 | 0.00199 | 0.0003891 | 0.0004216 | 0.10144 | 4.3475 | 0.00214 | 0.0004036 | 0.0004404 | 0.10426 | 4.2094 | 0.0021 | 0.0003991 | 0.0004332 | 0.1001 | 4.1166 | 0.00227 | 0.0004202 | 0.0004581 | 0.10009 | 4.9989 | 0.002 | 0.0004002 | 0.0004278 | 0.10238 | 5.0675 | 0.00225 | 0.0004256 | 0.0004603 | 0.10427 | 5.1242 | 0.0025 | 0.0004496 | 0.0004913 | 0.10428 | 5.0981 | 0.00245 | 0.0004643 | 0.000501 | 0.10011 | 4.9758 | 0.00249 | 0.0004704 | 0.0005067 | 0.10796 | 5.8389 | 0.0025 | 0.0004645 | 0.0005038 | 0.10589 | 5.9612 | 0.00249 | 0.0004861 | 0.0005215 | 0.10727 | 5.5858 | 0.00279 | 0.0005536 | 0.0005904 | 0.10356 | 4.0103 | 0.0035 | 0.0007618 | 0.000789 | 0.10168 | 3.9395 | 0.00383 | 0.0007996 | 0.0008328 | 0.10329 | 5.4788 | 0.00289 | 0.0005831 | 0.000614 | 0.10011 | 5.3667 | 0.00293 | 0.0005879 | 0.0006181 | 0.10168 | 6.1565 | 0.00256 | 0.0004953 | 0.0005216 | 0.10011 | 6.1038 | 0.00278 | 0.0005177 | 0.0005485 | 0.10011 | 5.9799 | 0.00303 | 0.0006319 | 0.0006594 | 0.11123 | 6.4869 | 0.00334 | 0.0006583 | 0.0006992 | 0.10987 | 6.7859 | 0.00328 | 0.0005789 | 0.0006177 | 0.10137 | 6.1169 | 0.003 | 0.0005712 | 0.0005957 | 0.11123 | 6.4787 | 0.0033 | 0.000596 | 0.0006321 | 0.10267 | 6.2485 | 0.00291 | 0.0005581 | 0.0005804 | 0.10726 | 6.4239 | 0.00324 | 0.0005887 | 0.0006205 | 0.10476 | 6.3345 | 0.00326 | 0.0005915 | 0.0006225 | 0.10123 | 7.0246 | 0.00295 | 0.0005393 | 0.0005598 | 0.10011 | 6.7258 | 0.00304 | 0.0005717 | 0.0005887 | 0.10427 | 6.9119 | 0.00335 | 0.0005993 | 0.0006253 | 0.10764 | 6.6061 | 0.00334 | 0.0006065 | 0.0006294 | 0.10881 | 7.5597 | 0.00311 | 0.0005667 | 0.0005894 | 0.1029 | 7.2106 | 0.00344 | 0.0006369 | 0.0006487 | 0.10101 | 7.1142 | 0.00346 | 0.0006385 | 0.0006491 | 0.10244 | 7.13 | 0.00372 | 0.0006509 | 0.0006532 | 0.10492 | 8.579 | 0.00317 | 0.0005373 | 0.0005471 | 0.10085 | 8.409 | 0.00319 | 0.0005387 | 0.0005469 | 0.10301 | 8.511 | 0.00343 | 0.0005577 | 0.0005717 | 0.10645 | 8.292 | 0.00377 | 0.0006472 | 0.0006564 | 0.10423 | 8.495 | 0.00359 | 0.0006257 | 0.0006284 | 0.10068 | 8.791 | 0.00341 | 0.0005473 | 0.0005433 | 0.10307 | 9.785 | 0.0034 | 0.0005321 | 0.0005334 | 0.10063 | 9.326 | 0.00341 | 0.0005421 | 0.0005361 | 0.11053 | 10.081 | 0.00395 | 0.0006124 | 0.0006164 | 0.10103 | 11.024 | 0.00332 | 0.00049 | 0.0004853 | 0.10154 | 8.973 | 0.00372 | 0.0005727 | 0.0005498 | 0.10819 | 11.207 | 0.00359 | 0.0005117 | 0.0005074 | 0.10767 | 11.948 | 0.00345 | 0.0004902 | 0.0004878 | 0.10774 | 11.767 | 0.0037 | 0.0005183 | 0.0005108 | 0.10636 | 11.892 | 0.00356 | 0.0004986 | 0.0004896 | 0.10502 | 11.871 | 0.00356 | 0.0004972 | 0.0004881
0.11905 | 0.22504 | 0.0008956 | 0.0001834 | 0.0002101 | 0.12413 | 0.22391 | 0.00198 | 0.0003079 | 0.0003802 | 0.11605 | 0.22588 | 0.00286 | 0.0003997 | 0.000506 | 0.11605 | 0.65175 | 0.00118 | 0.0002347 | 0.0002622 | 0.11242 | 0.64824 | 0.00157 | 0.000288 | 0.0003285 | 0.12828 | 0.99895 | 0.00223 | 0.0003737 | 0.0004366 | 0.11984 | 1.7293 | 0.00171 | 0.0002936 | 0.0003388 | 0.11809 | 1.7207 | 0.00187 | 0.0003123 | 0.0003631 | 0.10833 | 1.9649 | 0.00164 | 0.0003052 | 0.0003439 | 0.10712 | 2.2967 | 0.00165 | 0.0003105 | 0.0003481 | 0.10667 | 2.2932 | 0.00177 | 0.000325 | 0.0003666 | 0.10628 | 2.5344 | 0.00176 | 0.0003462 | 0.0003843 | 0.10589 | 2.53 | 0.00188 | 0.0003602 | 0.0004023 | 0.11112 | 2.5952 | 0.00206 | 0.0003775 | 0.0004262 | 0.11843 | 3.0312 | 0.00199 | 0.0003658 | 0.0004086 | 0.11255 | 2.9293 | 0.00197 | 0.0003929 | 0.0004312 | 0.11908 | 3.0108 | 0.00216 | 0.0004099 | 0.000455 | 0.11368 | 2.9449 | 0.0022 | 0.0004188 | 0.0004647 | 0.11465 | 3.48 | 0.0022 | 0.0004711 | 0.0005078 | 0.11119 | 3.5148 | 0.00226 | 0.0004581 | 0.0004991 | 0.11617 | 4.1967 | 0.00204 | 0.0003862 | 0.0004253 | 0.11216 | 4.1207 | 0.00207 | 0.000392 | 0.0004315 | 0.10947 | 4.2893 | 0.00207 | 0.0003997 | 0.0004361 | 0.10724 | 4.4771 | 0.00209 | 0.0003954 | 0.0004322 | 0.10821 | 4.5008 | 0.00223 | 0.0004096 | 0.0004507 | 0.11121 | 4.3702 | 0.0022 | 0.0004059 | 0.0004446 | 0.11261 | 4.406 | 0.00248 | 0.0004339 | 0.0004804 | 0.1126 | 5.346 | 0.00217 | 0.0004113 | 0.000446 | 0.11375 | 5.381 | 0.00242 | 0.0004359 | 0.0004776 | 0.1147 | 5.4088 | 0.00266 | 0.0004592 | 0.0005079 | 0.11471 | 5.4006 | 0.00262 | 0.0004751 | 0.0005193 | 0.11012 | 5.2708 | 0.00266 | 0.0004817 | 0.0005256 | 0.11778 | 6.1699 | 0.00265 | 0.0004732 | 0.0005191 | 0.11552 | 6.2938 | 0.00263 | 0.0004949 | 0.0005367 | 0.11621 | 5.9175 | 0.00293 | 0.0005639 | 0.0006079 | 0.11219 | 4.3713 | 0.0037 | 0.0007807 | 0.0008203 | 0.1095 | 4.2634 | 0.00403 | 0.0008185 | 0.0008641 | 0.11123 | 5.7649 | 0.00305 | 0.0005946 | 0.0006328 | 0.10781 | 5.6443 | 0.00308 | 0.0005998 | 0.0006376 | 0.1095 | 6.4512 | 0.0027 | 0.0005053 | 0.000538 | 0.11441 | 6.6379 | 0.00305 | 0.0005369 | 0.0005798 | 0.11441 | 6.626 | 0.0033 | 0.0006527 | 0.0006941 | 0.12514 | 7.0939 | 0.00359 | 0.0006755 | 0.0007291 | 0.12207 | 7.2731 | 0.00352 | 0.0005956 | 0.0006456 | 0.11404 | 6.5784 | 0.00327 | 0.0005926 | 0.0006294 | 0.12358 | 6.9216 | 0.00356 | 0.0006145 | 0.0006622 | 0.1155 | 6.7225 | 0.00317 | 0.0005794 | 0.0006134 | 0.11917 | 6.866 | 0.0035 | 0.0006081 | 0.0006514 | 0.1164 | 6.7649 | 0.00352 | 0.0006113 | 0.000654 | 0.11248 | 7.5133 | 0.00319 | 0.0005577 | 0.0005889 | 0.11123 | 7.2002 | 0.00329 | 0.0005919 | 0.0006205 | 0.11469 | 7.3504 | 0.00359 | 0.0006178 | 0.000655 | 0.1184 | 7.021 | 0.00359 | 0.000627 | 0.0006613 | 0.11969 | 8.0513 | 0.00333 | 0.0005835 | 0.0006165 | 0.11225 | 7.703 | 0.00367 | 0.0006566 | 0.00068 | 0.11019 | 7.5968 | 0.00369 | 0.0006586 | 0.0006809 | 0.11032 | 7.502 | 0.00395 | 0.0006722 | 0.0006853 | 0.11299 | 8.939 | 0.00336 | 0.0005536 | 0.0005713 | 0.10861 | 8.748 | 0.00339 | 0.0005556 | 0.0005717 | 0.11037 | 8.835 | 0.00363 | 0.0005737 | 0.0005955 | 0.11355 | 8.604 | 0.00397 | 0.0006648 | 0.0006826 | 0.11118 | 8.786 | 0.00379 | 0.0006435 | 0.0006544 | 0.10697 | 9.017 | 0.0036 | 0.000565 | 0.0005676 | 0.10914 | 10.055 | 0.00357 | 0.000547 | 0.0005546 | 0.10655 | 9.562 | 0.0036 | 0.0005587 | 0.000559 | 0.12435 | 10.806 | 0.00436 | 0.0006478 | 0.0006669 | 0.11365 | 11.478 | 0.00371 | 0.0005241 | 0.0005297 | 0.11423 | 9.431 | 0.00419 | 0.00062 | 0.0006094 | 0.12021 | 11.664 | 0.00397 | 0.0005448 | 0.0005505 | 0.11963 | 12.416 | 0.00381 | 0.0005205 | 0.0005277 | 0.11852 | 12.145 | 0.00407 | 0.0005504 | 0.0005517 | 0.117 | 12.131 | 0.00393 | 0.0005312 | 0.0005298 | 0.11552 | 12.097 | 0.00393 | 0.0005299 | 0.0005283
0.12897 | 0.22251 | 0.0009709 | 0.0001897 | 0.0002206 | 0.13654 | 0.22057 | 0.00217 | 0.0003191 | 0.0004008 | 0.12434 | 0.22385 | 0.00305 | 0.0004088 | 0.0005238 | 0.12434 | 0.65875 | 0.00125 | 0.0002382 | 0.0002687 | 0.12491 | 0.65938 | 0.0017 | 0.0002942 | 0.0003402 | 0.14253 | 1.0321 | 0.0024 | 0.0003808 | 0.0004503 | 0.12983 | 1.7776 | 0.00181 | 0.0002982 | 0.0003475 | 0.12717 | 1.766 | 0.00197 | 0.0003168 | 0.0003716 | 0.11667 | 2.0259 | 0.00173 | 0.0003096 | 0.0003519 | 0.11426 | 2.3585 | 0.00172 | 0.0003144 | 0.0003551 | 0.11333 | 2.351 | 0.00184 | 0.0003287 | 0.0003735 | 0.11254 | 2.6111 | 0.00183 | 0.0003498 | 0.0003909 | 0.11765 | 2.6715 | 0.00201 | 0.0003672 | 0.0004148 | 0.12501 | 2.7544 | 0.00222 | 0.0003854 | 0.0004406 | 0.13159 | 3.2073 | 0.00213 | 0.0003723 | 0.0004207 | 0.12505 | 3.0806 | 0.00212 | 0.0004006 | 0.0004448 | 0.13099 | 3.1505 | 0.0023 | 0.0004169 | 0.0004677 | 0.12505 | 3.0815 | 0.00234 | 0.0004261 | 0.0004778 | 0.12508 | 3.6687 | 0.00232 | 0.0004775 | 0.0005195 | 0.12045 | 3.6881 | 0.00238 | 0.0004648 | 0.0005112 | 0.1251 | 4.3609 | 0.00214 | 0.0003916 | 0.0004349 | 0.12079 | 4.2827 | 0.00217 | 0.0003976 | 0.0004414 | 0.11729 | 4.4653 | 0.00217 | 0.0004056 | 0.0004464 | 0.11439 | 4.6377 | 0.00219 | 0.0004012 | 0.0004421 | 0.12173 | 4.8002 | 0.00242 | 0.0004206 | 0.0004693 | 0.12511 | 4.6919 | 0.00239 | 0.0004183 | 0.0004651 | 0.12512 | 4.6947 | 0.00267 | 0.0004455 | 0.0005001 | 0.12512 | 5.6766 | 0.00233 | 0.0004206 | 0.000462 | 0.12513 | 5.6796 | 0.00257 | 0.0004447 | 0.0004931 | 0.12512 | 5.6824 | 0.00282 | 0.0004676 | 0.0005228 | 0.12514 | 5.6923 | 0.00277 | 0.0004846 | 0.0005357 | 0.12013 | 5.555 | 0.00282 | 0.0004915 | 0.0005426 | 0.12759 | 6.4857 | 0.00278 | 0.0004808 | 0.0005328 | 0.12514 | 6.6095 | 0.00276 | 0.0005026 | 0.0005504 | 0.12515 | 6.2432 | 0.00308 | 0.0005728 | 0.0006236 | 0.12083 | 4.7397 | 0.00388 | 0.0007966 | 0.0008477 | 0.12514 | 4.9309 | 0.0044 | 0.0008491 | 0.0009166 | 0.12713 | 6.3281 | 0.00333 | 0.0006145 | 0.0006659 | 0.12321 | 6.1925 | 0.00337 | 0.0006205 | 0.0006716 | 0.12514 | 7.0181 | 0.00295 | 0.0005228 | 0.0005669 | 0.12871 | 7.1481 | 0.0033 | 0.0005528 | 0.0006065 | 0.12871 | 7.2439 | 0.00355 | 0.0006693 | 0.0007231 | 0.13904 | 7.6728 | 0.00382 | 0.0006897 | 0.0007546 | 0.13428 | 7.7428 | 0.00375 | 0.0006097 | 0.0006701 | 0.12671 | 7.0301 | 0.00353 | 0.0006106 | 0.000659 | 0.13594 | 7.3522 | 0.0038 | 0.0006303 | 0.0006889 | 0.12834 | 7.204 | 0.00342 | 0.0005973 | 0.0006425 | 0.13109 | 7.3141 | 0.00374 | 0.0006246 | 0.0006788 | 0.12804 | 7.2003 | 0.00377 | 0.0006283 | 0.0006819 | 0.12373 | 7.986 | 0.00341 | 0.0005734 | 0.0006148 | 0.12235 | 7.6559 | 0.00352 | 0.0006092 | 0.0006487 | 0.12512 | 7.7719 | 0.00382 | 0.0006339 | 0.0006817 | 0.12916 | 7.438 | 0.00383 | 0.0006447 | 0.0006899 | 0.13057 | 8.5282 | 0.00354 | 0.0005981 | 0.0006408 | 0.1216 | 8.1939 | 0.00389 | 0.0006735 | 0.000708 | 0.11937 | 8.0791 | 0.00391 | 0.000676 | 0.0007094 | 0.1182 | 7.881 | 0.00417 | 0.0006912 | 0.0007148 | 0.12106 | 9.307 | 0.00355 | 0.0005684 | 0.0005938 | 0.11636 | 9.098 | 0.00359 | 0.0005709 | 0.0005948 | 0.11773 | 9.168 | 0.00382 | 0.0005883 | 0.0006179 | 0.12065 | 8.917 | 0.00417 | 0.0006809 | 0.0007073 | 0.11813 | 9.08 | 0.00398 | 0.0006599 | 0.0006788 | 0.11326 | 9.253 | 0.00379 | 0.0005814 | 0.0005908 | 0.12126 | 10.622 | 0.00391 | 0.0005747 | 0.0005941 | 0.11839 | 10.057 | 0.00395 | 0.0005897 | 0.0006019 | 0.13816 | 11.552 | 0.00475 | 0.0006777 | 0.0007118 | 0.12628 | 11.978 | 0.00408 | 0.0005542 | 0.0005707 | 0.12692 | 9.982 | 0.00464 | 0.0006611 | 0.0006644 | 0.13223 | 12.182 | 0.00434 | 0.0005743 | 0.0005906 | 0.13159 | 12.913 | 0.00416 | 0.0005476 | 0.0005648 | 0.12929 | 12.584 | 0.00442 | 0.0005795 | 0.0005904 | 0.12764 | 12.445 | 0.00428 | 0.0005612 | 0.0005683 | 0.12602 | 12.397 | 0.00428 | 0.0005601 | 0.0005668
0.13889 | 0.21979 | 0.00105 | 0.0001958 | 0.0002311 | 0.14896 | 0.21704 | 0.00237 | 0.00033 | 0.0004212 | 0.13263 | 0.22173 | 0.00325 | 0.0004177 | 0.0005415 | 0.13263 | 0.66456 | 0.00132 | 0.0002414 | 0.000275 | 0.1374 | 0.66744 | 0.00184 | 0.0003 | 0.0003513 | 0.15678 | 1.0598 | 0.00257 | 0.0003872 | 0.0004629 | 0.13982 | 1.8219 | 0.0019 | 0.0003024 | 0.0003555 | 0.13625 | 1.8064 | 0.00207 | 0.0003209 | 0.0003795 | 0.125 | 2.083 | 0.00181 | 0.0003136 | 0.0003595 | 0.1214 | 2.4154 | 0.0018 | 0.0003179 | 0.0003616 | 0.12 | 2.405 | 0.00192 | 0.0003321 | 0.0003799 | 0.12504 | 2.7547 | 0.00196 | 0.0003563 | 0.0004028 | 0.13236 | 2.8318 | 0.00217 | 0.0003747 | 0.0004286 | 0.1389 | 2.8981 | 0.00238 | 0.0003921 | 0.0004533 | 0.14475 | 3.3698 | 0.00226 | 0.000378 | 0.0004314 | 0.13756 | 3.2235 | 0.00225 | 0.0004073 | 0.0004571 | 0.1429 | 3.2828 | 0.00244 | 0.0004231 | 0.0004792 | 0.13642 | 3.2116 | 0.00248 | 0.0004325 | 0.0004898 | 0.1355 | 3.848 | 0.00244 | 0.0004831 | 0.00053 | 0.12972 | 3.856 | 0.00249 | 0.0004709 | 0.0005222 | 0.13404 | 4.5186 | 0.00224 | 0.0003964 | 0.0004438 | 0.12942 | 4.4383 | 0.00227 | 0.0004026 | 0.0004505 | 0.12511 | 4.6369 | 0.00227 | 0.000411 | 0.0004559 | 0.12869 | 4.9487 | 0.00237 | 0.0004116 | 0.0004599 | 0.13526 | 5.0886 | 0.0026 | 0.0004299 | 0.0004857 | 0.13901 | 5.0096 | 0.00257 | 0.0004287 | 0.0004831 | 0.13763 | 4.9811 | 0.00285 | 0.0004555 | 0.0005175 | 0.13763 | 5.9892 | 0.00248 | 0.0004286 | 0.0004762 | 0.1365 | 5.965 | 0.00272 | 0.0004524 | 0.0005069 | 0.13555 | 5.9433 | 0.00297 | 0.000475 | 0.0005363 | 0.13556 | 5.9726 | 0.00292 | 0.0004929 | 0.0005504 | 0.13014 | 5.8299 | 0.00297 | 0.0005002 | 0.0005579 | 0.13741 | 6.7871 | 0.00291 | 0.0004876 | 0.0005452 | 0.13477 | 6.9088 | 0.00289 | 0.0005094 | 0.0005628 | 0.14302 | 6.8724 | 0.00334 | 0.0005883 | 0.0006508 | 0.13809 | 5.4818 | 0.00422 | 0.0008225 | 0.0008933 | 0.14078 | 5.6024 | 0.00473 | 0.0008722 | 0.0009587 | 0.14302 | 6.8734 | 0.00359 | 0.0006306 | 0.0006938 | 0.13862 | 6.7262 | 0.00364 | 0.0006372 | 0.0007005 | 0.14078 | 7.5546 | 0.00319 | 0.0005372 | 0.0005915 | 0.14301 | 7.6335 | 0.00354 | 0.000566 | 0.0006298 | 0.14301 | 7.8314 | 0.00377 | 0.0006829 | 0.0007477 | 0.15294 | 8.2232 | 0.00404 | 0.0007015 | 0.0007765 | 0.14649 | 8.1918 | 0.00397 | 0.0006219 | 0.0006918 | 0.13939 | 7.4683 | 0.00377 | 0.000626 | 0.0006851 | 0.1483 | 7.7702 | 0.00403 | 0.0006441 | 0.0007128 | 0.14117 | 7.6891 | 0.00365 | 0.0006125 | 0.0006681 | 0.14301 | 7.764 | 0.00397 | 0.0006389 | 0.0007032 | 0.13968 | 7.6396 | 0.00401 | 0.000643 | 0.0007069 | 0.13497 | 8.4402 | 0.00362 | 0.0005871 | 0.0006379 | 0.13347 | 8.0904 | 0.00374 | 0.0006242 | 0.0006739 | 0.13555 | 8.1744 | 0.00404 | 0.000648 | 0.0007057 | 0.13993 | 7.854 | 0.00406 | 0.0006602 | 0.0007158 | 0.14145 | 8.9902 | 0.00373 | 0.0006108 | 0.0006626 | 0.13096 | 8.6794 | 0.00409 | 0.0006884 | 0.0007332 | 0.12855 | 8.5569 | 0.00412 | 0.0006911 | 0.0007351 | 0.12608 | 8.264 | 0.00439 | 0.0007082 | 0.0007421 | 0.12913 | 9.684 | 0.00374 | 0.0005817 | 0.0006148 | 0.12412 | 9.455 | 0.00377 | 0.0005847 | 0.0006163 | 0.12509 | 9.507 | 0.004 | 0.0006016 | 0.0006387 | 0.12774 | 9.229 | 0.00436 | 0.0006957 | 0.0007304 | 0.12508 | 9.376 | 0.00417 | 0.0006751 | 0.0007018 | 0.12585 | 9.751 | 0.00416 | 0.0006121 | 0.0006342 | 0.13642 | 11.366 | 0.00431 | 0.0006047 | 0.0006383 | 0.13319 | 10.713 | 0.00437 | 0.0006237 | 0.0006504 | 0.15198 | 12.304 | 0.00512 | 0.0007033 | 0.0007519 | 0.13891 | 12.509 | 0.00444 | 0.000581 | 0.0006086 | 0.13962 | 10.602 | 0.00506 | 0.0006967 | 0.0007148 | 0.14425 | 12.75 | 0.00469 | 0.0006004 | 0.0006278 | 0.14355 | 13.459 | 0.00449 | 0.0005718 | 0.0005992 | 0.14006 | 13.077 | 0.00476 | 0.0006058 | 0.0006268 | 0.13827 | 12.83 | 0.00463 | 0.0005888 | 0.0006049 | 0.13653 | 12.764 | 0.00463 | 0.0005878 | 0.0006035
0.14881 | 0.21707 | 0.00112 | 0.0002018 | 0.0002415 | 0.16137 | 0.21341 | 0.00257 | 0.0003408 | 0.0004415 | 0.1492 | 0.21698 | 0.00365 | 0.0004368 | 0.0005764 | 0.1492 | 0.67262 | 0.00145 | 0.0002478 | 0.0002868 | 0.14989 | 0.67292 | 0.00197 | 0.0003053 | 0.0003619 | 0.17104 | 1.0826 | 0.00273 | 0.0003929 | 0.0004745 | 0.14981 | 1.8614 | 0.002 | 0.0003063 | 0.0003631 | 0.14534 | 1.8439 | 0.00217 | 0.0003247 | 0.000387 | 0.13333 | 2.1362 | 0.0019 | 0.0003173 | 0.0003665 | 0.12854 | 2.4695 | 0.00187 | 0.0003211 | 0.0003678 | 0.13333 | 2.5042 | 0.00206 | 0.0003386 | 0.0003918 | 0.14067 | 2.9142 | 0.00211 | 0.0003635 | 0.0004159 | 0.14707 | 2.9746 | 0.00232 | 0.0003812 | 0.0004407 | 0.15279 | 3.0262 | 0.00253 | 0.000398 | 0.0004646 | 0.15791 | 3.5166 | 0.00239 | 0.0003829 | 0.000441 | 0.15006 | 3.3579 | 0.00239 | 0.0004132 | 0.0004682 | 0.15481 | 3.4063 | 0.00257 | 0.0004286 | 0.0004897 | 0.14779 | 3.3341 | 0.00262 | 0.0004383 | 0.0005006 | 0.14592 | 4.0188 | 0.00255 | 0.0004881 | 0.0005395 | 0.13898 | 4.0173 | 0.0026 | 0.0004762 | 0.0005322 | 0.14297 | 4.6708 | 0.00233 | 0.0004009 | 0.000452 | 0.13805 | 4.5874 | 0.00237 | 0.0004072 | 0.000459 | 0.14075 | 4.9697 | 0.00245 | 0.0004206 | 0.0004729 | 0.14298 | 5.2476 | 0.00254 | 0.0004205 | 0.0004755 | 0.14879 | 5.3664 | 0.00276 | 0.000438 | 0.0005002 | 0.15291 | 5.3218 | 0.00273 | 0.0004376 | 0.000499 | 0.15014 | 5.2628 | 0.00302 | 0.0004641 | 0.0005331 | 0.15014 | 6.2865 | 0.00262 | 0.0004357 | 0.000489 | 0.14788 | 6.2367 | 0.00286 | 0.0004592 | 0.0005194 | 0.14598 | 6.1945 | 0.00311 | 0.0004816 | 0.0005485 | 0.14599 | 6.2423 | 0.00306 | 0.0005002 | 0.0005638 | 0.14015 | 6.0943 | 0.00311 | 0.0005079 | 0.0005718 | 0.15704 | 7.3504 | 0.00316 | 0.0004996 | 0.0005668 | 0.15402 | 7.4605 | 0.00313 | 0.0005214 | 0.0005845 | 0.1609 | 7.4673 | 0.00358 | 0.0006007 | 0.0006736 | 0.15535 | 6.2134 | 0.00451 | 0.0008421 | 0.0009297 | 0.15643 | 6.2623 | 0.00502 | 0.0008902 | 0.0009931 | 0.15891 | 7.4003 | 0.00384 | 0.0006439 | 0.0007178 | 0.15402 | 7.2415 | 0.00389 | 0.000651 | 0.0007253 | 0.15642 | 8.0619 | 0.00341 | 0.0005493 | 0.0006129 | 0.15731 | 8.0939 | 0.00376 | 0.0005774 | 0.0006502 | 0.15731 | 8.3884 | 0.00399 | 0.0006943 | 0.000769 | 0.16685 | 8.7451 | 0.00425 | 0.0007115 | 0.0007957 | 0.1587 | 8.6201 | 0.00418 | 0.0006326 | 0.0007113 | 0.15206 | 7.8928 | 0.00399 | 0.0006394 | 0.0007084 | 0.16066 | 8.1757 | 0.00425 | 0.0006561 | 0.0007342 | 0.154 | 8.1747 | 0.00387 | 0.0006256 | 0.0006908 | 0.15493 | 8.2136 | 0.00419 | 0.0006513 | 0.0007251 | 0.15132 | 8.0797 | 0.00423 | 0.0006557 | 0.0007292 | 0.14622 | 8.8769 | 0.00382 | 0.0005991 | 0.0006588 | 0.1446 | 8.5035 | 0.00395 | 0.0006374 | 0.0006967 | 0.14597 | 8.5578 | 0.00424 | 0.0006605 | 0.0007276 | 0.15069 | 8.2651 | 0.00427 | 0.0006739 | 0.0007392 | 0.15233 | 9.4353 | 0.00392 | 0.0006221 | 0.0006823 | 0.14031 | 9.1573 | 0.00428 | 0.0007014 | 0.000756 | 0.13773 | 9.0283 | 0.00431 | 0.0007045 | 0.0007583 | 0.13396 | 8.6498 | 0.00459 | 0.0007235 | 0.0007673 | 0.1372 | 10.065 | 0.00391 | 0.0005939 | 0.0006343 | 0.13188 | 9.818 | 0.00395 | 0.0005974 | 0.0006365 | 0.13244 | 9.852 | 0.00418 | 0.0006138 | 0.0006583 | 0.14194 | 9.846 | 0.00472 | 0.0007226 | 0.0007725 | 0.13897 | 9.967 | 0.00453 | 0.0007028 | 0.0007441 | 0.14158 | 10.414 | 0.00459 | 0.0006456 | 0.000683 | 0.15158 | 12.141 | 0.00468 | 0.0006302 | 0.0006775 | 0.14799 | 11.393 | 0.00476 | 0.0006527 | 0.0006938 | 0.16579 | 13.061 | 0.00546 | 0.0007254 | 0.0007878 | 0.15154 | 13.069 | 0.00478 | 0.0006048 | 0.0006435 | 0.15231 | 11.276 | 0.00546 | 0.0007275 | 0.0007606 | 0.15627 | 13.363 | 0.00503 | 0.0006237 | 0.0006622 | 0.15552 | 14.019 | 0.00481 | 0.0005936 | 0.0006313 | 0.15084 | 13.599 | 0.00509 | 0.0006296 | 0.0006609 | 0.14891 | 13.268 | 0.00497 | 0.000614 | 0.0006396 | 0.14703 | 13.191 | 0.00497 | 0.0006133 | 0.0006384
0.15873 | 0.21415 | 0.0012 | 0.0002078 | 0.0002519 | 0.17378 | 0.20979 | 0.00278 | 0.0003514 | 0.0004618 | 0.16578 | 0.21224 | 0.00406 | 0.0004555 | 0.0006111 | 0.16578 | 0.67699 | 0.00157 | 0.0002537 | 0.000298 | 0.16238 | 0.67642 | 0.0021 | 0.0003103 | 0.0003719 | 0.18529 | 1.1024 | 0.00289 | 0.0003982 | 0.0004854 | 0.15979 | 1.8969 | 0.00209 | 0.0003099 | 0.0003702 | 0.15442 | 1.8784 | 0.00226 | 0.0003283 | 0.0003941 | 0.14167 | 2.1855 | 0.00198 | 0.0003208 | 0.0003732 | 0.14283 | 2.5688 | 0.00201 | 0.0003273 | 0.0003792 | 0.15 | 2.6153 | 0.00223 | 0.0003458 | 0.0004052 | 0.1563 | 3.0561 | 0.00226 | 0.0003696 | 0.0004275 | 0.16177 | 3.1018 | 0.00246 | 0.0003868 | 0.0004516 | 0.16668 | 3.1405 | 0.00267 | 0.0004032 | 0.0004749 | 0.17107 | 3.6498 | 0.00251 | 0.0003873 | 0.0004497 | 0.16257 | 3.4835 | 0.00251 | 0.0004185 | 0.0004783 | 0.16671 | 3.5242 | 0.00269 | 0.0004336 | 0.0004994 | 0.15916 | 3.4509 | 0.00275 | 0.0004434 | 0.0005106 | 0.15635 | 4.1799 | 0.00266 | 0.0004925 | 0.0005481 | 0.14825 | 4.172 | 0.00271 | 0.0004811 | 0.0005414 | 0.16085 | 4.9582 | 0.00251 | 0.000409 | 0.0004668 | 0.1553 | 4.8716 | 0.00255 | 0.0004155 | 0.0004742 | 0.15639 | 5.287 | 0.00262 | 0.0004287 | 0.0004877 | 0.15728 | 5.5338 | 0.0027 | 0.0004281 | 0.0004894 | 0.16231 | 5.6324 | 0.00292 | 0.000445 | 0.0005133 | 0.16681 | 5.6263 | 0.00289 | 0.0004453 | 0.0005131 | 0.16265 | 5.5387 | 0.00318 | 0.0004716 | 0.0005471 | 0.16265 | 6.5699 | 0.00275 | 0.0004419 | 0.0005005 | 0.15925 | 6.4965 | 0.003 | 0.0004653 | 0.0005308 | 0.16683 | 6.6657 | 0.00339 | 0.0004936 | 0.0005701 | 0.16685 | 6.752 | 0.00333 | 0.0005134 | 0.0005873 | 0.16018 | 6.5943 | 0.00339 | 0.0005216 | 0.0005962 | 0.17666 | 7.8635 | 0.00339 | 0.0005095 | 0.0005852 | 0.17327 | 7.9571 | 0.00336 | 0.0005314 | 0.0006029 | 0.17878 | 8.0268 | 0.00381 | 0.0006109 | 0.0006931 | 0.17261 | 6.918 | 0.00477 | 0.0008573 | 0.0009593 | 0.17207 | 6.9006 | 0.00528 | 0.0009046 | 0.00102 | 0.1748 | 7.9057 | 0.00406 | 0.0006551 | 0.0007387 | 0.16942 | 7.7384 | 0.00412 | 0.0006626 | 0.0007468 | 0.17207 | 8.5389 | 0.00363 | 0.0005596 | 0.0006318 | 0.17161 | 8.5295 | 0.00397 | 0.0005872 | 0.0006684 | 0.17161 | 8.9158 | 0.00419 | 0.000704 | 0.0007876 | 0.18075 | 9.2399 | 0.00444 | 0.0007202 | 0.0008127 | 0.1709 | 9.0303 | 0.00438 | 0.000642 | 0.0007289 | 0.16473 | 8.3038 | 0.00421 | 0.0006511 | 0.0007293 | 0.17302 | 8.5671 | 0.00446 | 0.0006667 | 0.0007536 | 0.16684 | 8.6569 | 0.00407 | 0.000637 | 0.0007112 | 0.16684 | 8.6613 | 0.0044 | 0.0006621 | 0.0007448 | 0.16296 | 8.518 | 0.00444 | 0.0006669 | 0.0007494 | 0.15747 | 9.2933 | 0.00401 | 0.0006097 | 0.0006776 | 0.15572 | 8.8945 | 0.00415 | 0.0006491 | 0.0007173 | 0.1564 | 8.9226 | 0.00444 | 0.0006716 | 0.0007475 | 0.16145 | 8.6715 | 0.00448 | 0.0006861 | 0.0007606 | 0.16321 | 9.8639 | 0.0041 | 0.0006321 | 0.0007003 | 0.14967 | 9.6261 | 0.00447 | 0.000713 | 0.0007767 | 0.14692 | 9.4916 | 0.0045 | 0.0007164 | 0.0007795 | 0.14184 | 9.0351 | 0.00479 | 0.0007374 | 0.0007906 | 0.14527 | 10.4511 | 0.00408 | 0.0006049 | 0.0006526 | 0.13964 | 10.186 | 0.00413 | 0.0006089 | 0.0006553 | 0.14716 | 10.5523 | 0.00453 | 0.0006361 | 0.000694 | 0.15968 | 10.597 | 0.00515 | 0.0007514 | 0.0008188 | 0.15635 | 10.698 | 0.00495 | 0.0007327 | 0.0007909 | 0.15731 | 11.109 | 0.00499 | 0.000674 | 0.0007264 | 0.16674 | 12.932 | 0.00503 | 0.000652 | 0.0007125 | 0.16279 | 12.094 | 0.00514 | 0.0006776 | 0.0007328 | 0.17961 | 13.799 | 0.00579 | 0.0007447 | 0.0008202 | 0.16417 | 13.653 | 0.00511 | 0.000626 | 0.0006758 | 0.165 | 11.993 | 0.00584 | 0.0007543 | 0.0008023 | 0.16829 | 13.998 | 0.00535 | 0.0006445 | 0.000694 | 0.16748 | 14.602 | 0.00512 | 0.0006132 | 0.000661 | 0.16161 | 14.164 | 0.00541 | 0.0006511 | 0.0006927 | 0.15954 | 13.758 | 0.00529 | 0.000637 | 0.0006724 | 0.15753 | 13.66 | 0.0053 | 0.0006365 | 0.0006714
0.16865 | 0.21124 | 0.00128 | 0.0002137 | 0.0002622 | 0.1862 | 0.20617 | 0.00299 | 0.0003619 | 0.000482 | 0.18236 | 0.20731 | 0.00448 | 0.0004739 | 0.0006456 | 0.18236 | 0.67849 | 0.0017 | 0.0002592 | 0.0003087 | 0.17487 | 0.67823 | 0.00223 | 0.0003151 | 0.0003816 | 0.19954 | 1.1192 | 0.00305 | 0.0004032 | 0.0004956 | 0.16978 | 1.9295 | 0.00219 | 0.0003133 | 0.000377 | 0.1635 | 1.9089 | 0.00235 | 0.0003316 | 0.0004008 | 0.15 | 2.2318 | 0.00206 | 0.000324 | 0.0003794 | 0.16068 | 2.678 | 0.00217 | 0.0003343 | 0.000392 | 0.16667 | 2.7117 | 0.0024 | 0.0003521 | 0.0004171 | 0.17193 | 3.1804 | 0.0024 | 0.000375 | 0.0004379 | 0.17648 | 3.2142 | 0.0026 | 0.0003918 | 0.0004614 | 0.18057 | 3.243 | 0.00281 | 0.0004079 | 0.0004842 | 0.18423 | 3.7702 | 0.00263 | 0.0003912 | 0.0004577 | 0.17507 | 3.6015 | 0.00264 | 0.0004233 | 0.0004877 | 0.17862 | 3.6343 | 0.00282 | 0.0004381 | 0.0005083 | 0.17052 | 3.5599 | 0.00287 | 0.0004481 | 0.0005198 | 0.16677 | 4.3333 | 0.00276 | 0.0004965 | 0.0005561 | 0.16678 | 4.4654 | 0.00291 | 0.0004899 | 0.0005579 | 0.17872 | 5.2257 | 0.00269 | 0.0004159 | 0.0004798 | 0.17256 | 5.1359 | 0.00273 | 0.0004227 | 0.0004875 | 0.17203 | 5.5875 | 0.00278 | 0.0004357 | 0.0005007 | 0.17158 | 5.8071 | 0.00286 | 0.0004347 | 0.0005018 | 0.17584 | 5.8863 | 0.00308 | 0.0004512 | 0.000525 | 0.18072 | 5.9208 | 0.00305 | 0.000452 | 0.0005258 | 0.17517 | 5.8063 | 0.00333 | 0.0004783 | 0.0005598 | 0.17516 | 6.8384 | 0.00288 | 0.0004474 | 0.000511 | 0.182 | 6.9818 | 0.00326 | 0.0004763 | 0.0005508 | 0.18768 | 7.0976 | 0.00364 | 0.0005035 | 0.0005886 | 0.1877 | 7.2229 | 0.00359 | 0.0005242 | 0.0006074 | 0.1802 | 7.0587 | 0.00365 | 0.0005328 | 0.000617 | 0.19629 | 8.3332 | 0.00361 | 0.0005178 | 0.0006011 | 0.19253 | 8.4076 | 0.00358 | 0.0005398 | 0.000619 | 0.19666 | 8.5509 | 0.00402 | 0.0006195 | 0.0007099 | 0.18987 | 7.5878 | 0.00501 | 0.0008695 | 0.0009839 | 0.18771 | 7.5104 | 0.00552 | 0.0009163 | 0.00105 | 0.19069 | 8.3899 | 0.00428 | 0.0006646 | 0.0007571 | 0.18482 | 8.215 | 0.00434 | 0.0006725 | 0.0007658 | 0.18771 | 8.9889 | 0.00383 | 0.0005685 | 0.0006485 | 0.18591 | 8.9425 | 0.00417 | 0.0005957 | 0.0006847 | 0.18592 | 9.416 | 0.00438 | 0.0007124 | 0.000804 | 0.19466 | 9.7099 | 0.00463 | 0.0007278 | 0.0008278 | 0.18311 | 9.4208 | 0.00457 | 0.0006504 | 0.000745 | 0.1774 | 8.7017 | 0.00441 | 0.0006614 | 0.0007483 | 0.18538 | 8.9469 | 0.00466 | 0.0006761 | 0.0007713 | 0.17967 | 9.134 | 0.00427 | 0.0006469 | 0.0007295 | 0.17876 | 9.1046 | 0.00459 | 0.0006717 | 0.0007627 | 0.1746 | 8.9519 | 0.00464 | 0.0006767 | 0.0007678 | 0.16872 | 9.6926 | 0.0042 | 0.0006191 | 0.0006949 | 0.16684 | 9.2646 | 0.00434 | 0.0006595 | 0.0007361 | 0.16683 | 9.2691 | 0.00464 | 0.0006817 | 0.0007659 | 0.17222 | 9.0717 | 0.00468 | 0.0006969 | 0.0007802 | 0.17409 | 10.2754 | 0.00428 | 0.0006411 | 0.0007168 | 0.15902 | 10.0851 | 0.00465 | 0.0007234 | 0.0007956 | 0.1561 | 9.9452 | 0.00468 | 0.000727 | 0.0007988 | 0.1576 | 9.8001 | 0.00515 | 0.0007621 | 0.0008323 | 0.16141 | 11.2313 | 0.0044 | 0.0006251 | 0.0006856 | 0.15515 | 10.9301 | 0.00446 | 0.00063 | 0.0006894 | 0.16555 | 11.4351 | 0.00492 | 0.0006597 | 0.0007328 | 0.17742 | 11.3223 | 0.00555 | 0.0007757 | 0.0008592 | 0.17372 | 11.417 | 0.00534 | 0.0007579 | 0.0008319 | 0.17304 | 11.822 | 0.00538 | 0.0006983 | 0.0007653 | 0.1819 | 13.726 | 0.00536 | 0.0006707 | 0.0007438 | 0.17758 | 12.792 | 0.00549 | 0.0006992 | 0.0007679 | 0.19343 | 14.537 | 0.0061 | 0.0007616 | 0.0008495 | 0.1768 | 14.258 | 0.00543 | 0.000645 | 0.0007056 | 0.17769 | 12.726 | 0.00619 | 0.0007777 | 0.0008401 | 0.18031 | 14.653 | 0.00566 | 0.0006631 | 0.0007235 | 0.17944 | 15.195 | 0.00541 | 0.0006309 | 0.0006887 | 0.17239 | 14.759 | 0.00571 | 0.0006706 | 0.0007225 | 0.17018 | 14.289 | 0.00561 | 0.000658 | 0.0007033 | 0.16803 | 14.181 | 0.00561 | 0.0006577 | 0.0007024
0.17857 | 0.20833 | 0.00137 | 0.0002195 | 0.0002727 | 0.19861 | 0.20265 | 0.00321 | 0.0003723 | 0.0005024 | 0.19894 | 0.20258 | 0.00492 | 0.0004922 | 0.0006802 | 0.19894 | 0.6778 | 0.00183 | 0.0002645 | 0.0003191 | 0.19985 | 0.67778 | 0.00249 | 0.000325 | 0.0004002 | 0.2138 | 1.133 | 0.00321 | 0.0004078 | 0.0005053 | 0.17977 | 1.958 | 0.00228 | 0.0003165 | 0.0003834 | 0.18167 | 1.9642 | 0.00254 | 0.0003382 | 0.0004133 | 0.16667 | 2.3147 | 0.00221 | 0.0003301 | 0.0003911 | 0.17853 | 2.7725 | 0.00234 | 0.0003403 | 0.0004035 | 0.18333 | 2.7964 | 0.00256 | 0.0003578 | 0.000428 | 0.18756 | 3.2899 | 0.00254 | 0.0003797 | 0.0004473 | 0.19119 | 3.3138 | 0.00274 | 0.0003962 | 0.0004704 | 0.19446 | 3.3348 | 0.00294 | 0.0004121 | 0.0004928 | 0.19739 | 3.8787 | 0.00275 | 0.0003948 | 0.0004651 | 0.18758 | 3.7127 | 0.00276 | 0.0004276 | 0.0004963 | 0.19053 | 3.7386 | 0.00294 | 0.0004422 | 0.0005166 | 0.18189 | 3.6641 | 0.00299 | 0.0004524 | 0.0005284 | 0.18762 | 4.6149 | 0.00295 | 0.0005038 | 0.0005703 | 0.18531 | 4.7357 | 0.0031 | 0.0004972 | 0.0005722 | 0.19659 | 5.4741 | 0.00285 | 0.0004219 | 0.0004913 | 0.18981 | 5.3831 | 0.00289 | 0.0004288 | 0.0004994 | 0.18766 | 5.871 | 0.00293 | 0.0004417 | 0.0005124 | 0.18588 | 6.0673 | 0.003 | 0.0004406 | 0.0005131 | 0.18936 | 6.1299 | 0.00322 | 0.0004567 | 0.0005358 | 0.19462 | 6.205 | 0.00319 | 0.000458 | 0.0005373 | 0.20019 | 6.3177 | 0.00363 | 0.0004903 | 0.0005819 | 0.20019 | 7.3368 | 0.00313 | 0.0004575 | 0.0005294 | 0.20475 | 7.4246 | 0.00351 | 0.0004855 | 0.000568 | 0.20854 | 7.4956 | 0.00389 | 0.0005119 | 0.0006047 | 0.20856 | 7.6592 | 0.00382 | 0.0005333 | 0.0006247 | 0.20022 | 7.4896 | 0.00389 | 0.0005423 | 0.000635 | 0.21592 | 8.763 | 0.00382 | 0.0005249 | 0.0006151 | 0.21178 | 8.8184 | 0.00378 | 0.000547 | 0.0006331 | 0.21453 | 9.0422 | 0.00422 | 0.0006269 | 0.0007247 | 0.20713 | 8.2199 | 0.00523 | 0.0008795 | 0.001 | 0.20335 | 8.0883 | 0.00574 | 0.0009261 | 0.00107 | 0.20658 | 8.8532 | 0.00448 | 0.0006729 | 0.0007734 | 0.20022 | 8.672 | 0.00455 | 0.0006811 | 0.0007827 | 0.20335 | 9.4142 | 0.00402 | 0.0005763 | 0.0006635 | 0.20021 | 9.3335 | 0.00437 | 0.0006033 | 0.0006995 | 0.20022 | 9.8905 | 0.00456 | 0.0007197 | 0.0008187 | 0.20856 | 10.1558 | 0.0048 | 0.0007344 | 0.0008415 | 0.19532 | 9.7942 | 0.00475 | 0.0006579 | 0.0007596 | 0.19007 | 9.0869 | 0.00461 | 0.0006706 | 0.0007655 | 0.19774 | 9.3146 | 0.00485 | 0.0006846 | 0.0007875 | 0.19251 | 9.6045 | 0.00446 | 0.0006556 | 0.0007461 | 0.19068 | 9.5421 | 0.00478 | 0.0006802 | 0.000779 | 0.18624 | 9.381 | 0.00483 | 0.0006855 | 0.0007844 | 0.17997 | 10.0735 | 0.00438 | 0.0006276 | 0.0007107 | 0.17797 | 9.6164 | 0.00452 | 0.000669 | 0.0007534 | 0.17725 | 9.599 | 0.00482 | 0.0006909 | 0.0007828 | 0.18298 | 9.4633 | 0.00486 | 0.0007066 | 0.0007982 | 0.18497 | 10.6763 | 0.00444 | 0.0006492 | 0.000732 | 0.16837 | 10.5339 | 0.00481 | 0.0007327 | 0.000813 | 0.16528 | 10.3886 | 0.00485 | 0.0007365 | 0.0008165 | 0.1773 | 10.7349 | 0.00558 | 0.0007878 | 0.000877 | 0.18159 | 12.1994 | 0.00478 | 0.0006464 | 0.0007215 | 0.17455 | 11.867 | 0.00484 | 0.0006523 | 0.0007266 | 0.18395 | 12.3205 | 0.0053 | 0.0006794 | 0.0007665 | 0.19516 | 12.0175 | 0.00592 | 0.0007964 | 0.0008949 | 0.19109 | 12.105 | 0.00571 | 0.0007795 | 0.0008683 | 0.18877 | 12.551 | 0.00574 | 0.0007193 | 0.0008001 | 0.19705 | 14.529 | 0.00567 | 0.000687 | 0.0007719 | 0.19238 | 13.501 | 0.00582 | 0.0007182 | 0.0007996 | 0.20724 | 15.262 | 0.0064 | 0.0007767 | 0.0008761 | 0.18942 | 14.871 | 0.00573 | 0.0006621 | 0.0007332 | 0.19039 | 13.488 | 0.00653 | 0.0007982 | 0.0008745 | 0.19233 | 15.316 | 0.00595 | 0.0006798 | 0.0007507 | 0.19141 | 15.796 | 0.0057 | 0.0006469 | 0.0007144 | 0.19393 | 15.994 | 0.00629 | 0.0007065 | 0.0007764 | 0.19145 | 15.447 | 0.0062 | 0.0006969 | 0.0007595 | 0.18904 | 15.307 | 0.00621 | 0.0006971 | 0.0007592
0.19841 | 0.2027 | 0.00153 | 0.0002317 | 0.0002936 | 0.22344 | 0.19582 | 0.00365 | 0.0003955 | 0.0005433 | 0.21552 | 0.19796 | 0.00536 | 0.0005104 | 0.0007149 | 0.21552 | 0.67542 | 0.00196 | 0.0002695 | 0.0003291 | 0.22483 | 0.67346 | 0.00275 | 0.0003344 | 0.0004179 | 0.22805 | 1.1438 | 0.00337 | 0.0004122 | 0.0005146 | 0.19974 | 2.0093 | 0.00246 | 0.0003228 | 0.0003954 | 0.20438 | 2.0194 | 0.00276 | 0.0003458 | 0.0004276 | 0.1875 | 2.4025 | 0.0024 | 0.000337 | 0.0004041 | 0.19639 | 2.8553 | 0.00249 | 0.0003458 | 0.000414 | 0.2 | 2.8713 | 0.00271 | 0.0003629 | 0.000438 | 0.20319 | 3.3866 | 0.00267 | 0.000384 | 0.0004559 | 0.20589 | 3.4016 | 0.00287 | 0.0004003 | 0.0004787 | 0.20834 | 3.4156 | 0.00307 | 0.000416 | 0.0005008 | 0.21055 | 3.9754 | 0.00286 | 0.0003981 | 0.000472 | 0.20008 | 3.8171 | 0.00288 | 0.0004316 | 0.0005043 | 0.21435 | 3.9297 | 0.00317 | 0.00045 | 0.0005316 | 0.20463 | 3.8541 | 0.00323 | 0.0004605 | 0.000544 | 0.20846 | 4.8662 | 0.00314 | 0.00051 | 0.0005827 | 0.20384 | 4.9848 | 0.00329 | 0.0005036 | 0.0005848 | 0.21446 | 5.7061 | 0.00301 | 0.0004271 | 0.0005017 | 0.20707 | 5.612 | 0.00306 | 0.0004343 | 0.0005101 | 0.2033 | 6.1391 | 0.00308 | 0.000447 | 0.0005229 | 0.20018 | 6.3152 | 0.00315 | 0.0004458 | 0.0005233 | 0.21642 | 6.5818 | 0.0035 | 0.0004669 | 0.0005546 | 0.22242 | 6.7393 | 0.00346 | 0.0004687 | 0.0005573 | 0.22521 | 6.7911 | 0.0039 | 0.0005002 | 0.0006006 | 0.22521 | 7.7885 | 0.00337 | 0.0004659 | 0.0005453 | 0.22751 | 7.8294 | 0.00374 | 0.0004933 | 0.000583 | 0.22939 | 7.8632 | 0.00412 | 0.0005192 | 0.000619 | 0.22942 | 8.0653 | 0.00405 | 0.0005411 | 0.00064 | 0.22024 | 7.8913 | 0.00412 | 0.0005505 | 0.0006509 | 0.23555 | 9.1584 | 0.00402 | 0.0005311 | 0.0006275 | 0.23103 | 9.1939 | 0.00398 | 0.0005533 | 0.0006458 | 0.23241 | 9.5011 | 0.00441 | 0.0006333 | 0.0007379 | 0.22439 | 8.813 | 0.00543 | 0.000888 | 0.00102 | 0.219 | 8.635 | 0.00595 | 0.0009344 | 0.00108 | 0.22247 | 9.2953 | 0.00468 | 0.0006802 | 0.000788 | 0.21562 | 9.1087 | 0.00475 | 0.0006887 | 0.0007978 | 0.21899 | 9.8153 | 0.0042 | 0.0005833 | 0.0006771 | 0.21452 | 9.7063 | 0.00455 | 0.0006101 | 0.000713 | 0.21452 | 10.3407 | 0.00474 | 0.0007262 | 0.000832 | 0.22246 | 10.5843 | 0.00497 | 0.0007404 | 0.0008539 | 0.20753 | 10.1512 | 0.00493 | 0.0006647 | 0.0007731 | 0.20274 | 9.459 | 0.0048 | 0.0006789 | 0.0007814 | 0.21009 | 9.6701 | 0.00504 | 0.0006923 | 0.0008024 | 0.20534 | 10.0651 | 0.00464 | 0.0006634 | 0.0007612 | 0.2026 | 9.9713 | 0.00496 | 0.0006879 | 0.0007938 | 0.19788 | 9.8039 | 0.00501 | 0.0006933 | 0.0007997 | 0.19121 | 10.4376 | 0.00455 | 0.0006354 | 0.0007253 | 0.18909 | 9.9505 | 0.0047 | 0.0006776 | 0.0007694 | 0.18768 | 9.913 | 0.005 | 0.0006992 | 0.0007985 | 0.19374 | 9.8459 | 0.00505 | 0.0007155 | 0.0008148 | 0.19585 | 11.0553 | 0.00461 | 0.0006566 | 0.000746 | 0.18708 | 11.3914 | 0.00513 | 0.0007494 | 0.0008438 | 0.18365 | 11.2414 | 0.00517 | 0.0007536 | 0.0008479 | 0.197 | 11.6404 | 0.00597 | 0.0008089 | 0.0009149 | 0.20177 | 13.1492 | 0.00513 | 0.000664 | 0.0007524 | 0.19394 | 12.7849 | 0.0052 | 0.0006708 | 0.0007586 | 0.20234 | 13.1856 | 0.00564 | 0.0006959 | 0.0007959 | 0.2129 | 12.6715 | 0.00628 | 0.0008143 | 0.0009268 | 0.20846 | 12.7739 | 0.00607 | 0.0007982 | 0.0009009 | 0.2045 | 13.279 | 0.00608 | 0.0007375 | 0.0008314 | 0.21221 | 15.319 | 0.00597 | 0.0007013 | 0.0007973 | 0.20718 | 14.217 | 0.00614 | 0.0007348 | 0.0008284 | 0.22106 | 15.974 | 0.00668 | 0.0007901 | 0.0009005 | 0.20205 | 15.483 | 0.00602 | 0.0006776 | 0.0007588 | 0.20308 | 14.258 | 0.00684 | 0.0008163 | 0.0009058 | 0.21637 | 16.683 | 0.0065 | 0.0007105 | 0.0007993 | 0.21533 | 17.021 | 0.00624 | 0.0006767 | 0.0007608 | 0.21548 | 17.275 | 0.00682 | 0.0007362 | 0.0008234 | 0.21273 | 16.702 | 0.00675 | 0.0007291 | 0.0008091 | 0.21004 | 16.541 | 0.00677 | 0.0007298 | 0.0008092
0.22321 | 0.19588 | 0.00175 | 0.0002471 | 0.0003201 | 0.24826 | 0.1894 | 0.00411 | 0.0004185 | 0.0005847 | 0.2321 | 0.19354 | 0.00581 | 0.0005285 | 0.0007498 | 0.2321 | 0.67165 | 0.0021 | 0.0002743 | 0.0003389 | 0.24981 | 0.66666 | 0.00302 | 0.0003433 | 0.000435 | 0.2423 | 1.1527 | 0.00352 | 0.0004163 | 0.0005235 | 0.22471 | 2.0606 | 0.00267 | 0.0003301 | 0.0004091 | 0.22709 | 2.0647 | 0.00298 | 0.0003527 | 0.0004406 | 0.20833 | 2.4775 | 0.00258 | 0.0003432 | 0.000416 | 0.21424 | 2.9282 | 0.00265 | 0.0003507 | 0.0004237 | 0.21667 | 2.9383 | 0.00287 | 0.0003675 | 0.0004473 | 0.21882 | 3.4714 | 0.0028 | 0.0003879 | 0.0004639 | 0.2206 | 3.4805 | 0.003 | 0.000404 | 0.0004864 | 0.22223 | 3.4886 | 0.0032 | 0.0004196 | 0.0005082 | 0.23687 | 4.1402 | 0.00308 | 0.0004045 | 0.0004845 | 0.22509 | 4.0083 | 0.0031 | 0.0004392 | 0.0005188 | 0.23816 | 4.0993 | 0.00339 | 0.0004568 | 0.000545 | 0.22737 | 4.0256 | 0.00345 | 0.0004676 | 0.0005577 | 0.22931 | 5.0911 | 0.00332 | 0.0005153 | 0.0005936 | 0.22237 | 5.2134 | 0.00346 | 0.0005091 | 0.0005961 | 0.23233 | 5.9207 | 0.00316 | 0.0004318 | 0.0005111 | 0.22432 | 5.8265 | 0.00321 | 0.0004391 | 0.0005198 | 0.21894 | 6.3908 | 0.00322 | 0.0004518 | 0.0005324 | 0.22877 | 6.7736 | 0.00342 | 0.0004555 | 0.0005413 | 0.24347 | 6.9905 | 0.00376 | 0.0004754 | 0.0005708 | 0.25022 | 7.2265 | 0.00372 | 0.0004775 | 0.0005742 | 0.25024 | 7.2279 | 0.00415 | 0.0005084 | 0.0006167 | 0.25023 | 8.2 | 0.00359 | 0.000473 | 0.0005591 | 0.25026 | 8.2016 | 0.00396 | 0.0005 | 0.0005962 | 0.25025 | 8.2029 | 0.00434 | 0.0005256 | 0.0006318 | 0.25027 | 8.4429 | 0.00426 | 0.000548 | 0.0006537 | 0.24026 | 8.2656 | 0.00434 | 0.0005576 | 0.000665 | 0.25518 | 9.523 | 0.00421 | 0.0005366 | 0.0006387 | 0.25028 | 9.5398 | 0.00417 | 0.000559 | 0.0006572 | 0.25029 | 9.9313 | 0.00459 | 0.0006389 | 0.0007497 | 0.24165 | 9.3656 | 0.00563 | 0.0008951 | 0.00104 | 0.23464 | 9.149 | 0.00615 | 0.0009416 | 0.0011 | 0.23836 | 9.7178 | 0.00486 | 0.0006866 | 0.0008013 | 0.23103 | 9.5259 | 0.00494 | 0.0006953 | 0.0008115 | 0.23464 | 10.196 | 0.00438 | 0.0005895 | 0.0006895 | 0.22882 | 10.0594 | 0.00473 | 0.0006163 | 0.0007253 | 0.22882 | 10.7675 | 0.0049 | 0.000732 | 0.000844 | 0.23637 | 10.9821 | 0.00514 | 0.0007457 | 0.0008652 | 0.21973 | 10.4926 | 0.0051 | 0.0006709 | 0.0007856 | 0.21541 | 9.8188 | 0.00498 | 0.0006863 | 0.0007959 | 0.22245 | 10.015 | 0.00521 | 0.0006992 | 0.0008161 | 0.21817 | 10.5143 | 0.00481 | 0.0006703 | 0.0007749 | 0.21451 | 10.3921 | 0.00514 | 0.0006947 | 0.0008075 | 0.20952 | 10.2184 | 0.00519 | 0.0007004 | 0.0008137 | 0.20246 | 10.7844 | 0.00471 | 0.0006424 | 0.0007389 | 0.20021 | 10.2674 | 0.00488 | 0.0006854 | 0.0007843 | 0.20853 | 10.4978 | 0.00535 | 0.0007148 | 0.0008269 | 0.21527 | 10.5843 | 0.00539 | 0.0007315 | 0.0008444 | 0.21761 | 11.7687 | 0.00491 | 0.0006703 | 0.0007712 | 0.21047 | 12.4098 | 0.0055 | 0.0007668 | 0.0008765 | 0.2066 | 12.249 | 0.00555 | 0.0007714 | 0.0008812 | 0.2167 | 12.5098 | 0.00634 | 0.0008264 | 0.0009477 | 0.22194 | 14.0881 | 0.00545 | 0.0006788 | 0.0007793 | 0.21334 | 13.6922 | 0.00553 | 0.0006863 | 0.0007866 | 0.22074 | 14.0382 | 0.00597 | 0.00071 | 0.0008219 | 0.23065 | 13.3126 | 0.00662 | 0.00083 | 0.0009554 | 0.22583 | 13.4201 | 0.0064 | 0.0008147 | 0.0009302 | 0.22023 | 14.014 | 0.0064 | 0.0007535 | 0.0008597 | 0.22737 | 16.106 | 0.00625 | 0.000714 | 0.0008203 | 0.22198 | 14.911 | 0.00645 | 0.0007496 | 0.0008546 | 0.24869 | 17.343 | 0.00721 | 0.0008146 | 0.0009434 | 0.22731 | 16.734 | 0.00657 | 0.0007063 | 0.0008046 | 0.22846 | 15.808 | 0.00743 | 0.0008484 | 0.0009604 | 0.24041 | 18.052 | 0.00701 | 0.0007357 | 0.0008413 | 0.23926 | 18.247 | 0.00674 | 0.0007017 | 0.0008014 | 0.23703 | 18.566 | 0.00731 | 0.0007612 | 0.0008648 | 0.234 | 18.008 | 0.00726 | 0.0007561 | 0.0008528 | 0.23104 | 17.826 | 0.00728 | 0.0007573 | 0.0008534
0.24802 | 0.18935 | 0.00197 | 0.0002625 | 0.000347 | 0.27309 | 0.18337 | 0.00458 | 0.0004416 | 0.0006267 | 0.26525 | 0.1852 | 0.00675 | 0.0005724 | 0.0008204 | 0.26525 | 0.66144 | 0.00236 | 0.0002848 | 0.0003579 | 0.27479 | 0.65807 | 0.00329 | 0.0003519 | 0.0004517 | 0.25656 | 1.1596 | 0.00368 | 0.0004202 | 0.000532 | 0.24968 | 2.1 | 0.00289 | 0.0003368 | 0.0004217 | 0.2498 | 2.1011 | 0.00319 | 0.0003589 | 0.0004527 | 0.22917 | 2.5397 | 0.00276 | 0.0003487 | 0.0004268 | 0.23209 | 2.9923 | 0.0028 | 0.0003552 | 0.0004327 | 0.23333 | 2.9975 | 0.00302 | 0.0003718 | 0.000456 | 0.23445 | 3.5454 | 0.00293 | 0.0003915 | 0.0004714 | 0.23531 | 3.5496 | 0.00313 | 0.0004075 | 0.0004936 | 0.25001 | 3.6109 | 0.00345 | 0.0004267 | 0.0005218 | 0.26319 | 4.2714 | 0.00329 | 0.0004102 | 0.0004957 | 0.2501 | 4.177 | 0.00332 | 0.0004457 | 0.0005318 | 0.26198 | 4.2513 | 0.0036 | 0.0004628 | 0.000557 | 0.2501 | 4.1775 | 0.00367 | 0.0004738 | 0.0005701 | 0.25016 | 5.2914 | 0.00349 | 0.00052 | 0.0006034 | 0.2409 | 5.4224 | 0.00363 | 0.000514 | 0.0006062 | 0.25021 | 6.1196 | 0.00331 | 0.000436 | 0.0005198 | 0.24158 | 6.0254 | 0.00336 | 0.0004435 | 0.0005286 | 0.25022 | 6.8507 | 0.00349 | 0.0004606 | 0.0005491 | 0.25737 | 7.1846 | 0.00367 | 0.0004636 | 0.0005567 | 0.27052 | 7.3595 | 0.00401 | 0.0004827 | 0.0005849 | 0.27802 | 7.668 | 0.00396 | 0.0004849 | 0.0005888 | 0.27526 | 7.6269 | 0.00439 | 0.0005154 | 0.0006308 | 0.27525 | 8.5748 | 0.0038 | 0.0004792 | 0.0005714 | 0.27301 | 8.5439 | 0.00418 | 0.0005059 | 0.0006081 | 0.2711 | 8.5176 | 0.00455 | 0.0005313 | 0.0006433 | 0.27113 | 8.7945 | 0.00447 | 0.000554 | 0.0006659 | 0.26029 | 8.6159 | 0.00455 | 0.0005638 | 0.0006777 | 0.27481 | 9.8597 | 0.00439 | 0.0005415 | 0.0006489 | 0.26954 | 9.8598 | 0.00435 | 0.000564 | 0.0006676 | 0.26817 | 10.3307 | 0.00477 | 0.0006439 | 0.0007604 | 0.25891 | 9.8816 | 0.00581 | 0.0009013 | 0.00105 | 0.25028 | 9.6312 | 0.00634 | 0.0009478 | 0.00111 | 0.25425 | 10.1205 | 0.00504 | 0.0006923 | 0.0008133 | 0.24643 | 9.9254 | 0.00512 | 0.0007013 | 0.0008239 | 0.25028 | 10.561 | 0.00455 | 0.0005951 | 0.0007009 | 0.24312 | 10.3987 | 0.00491 | 0.0006219 | 0.0007367 | 0.24312 | 11.1757 | 0.00506 | 0.0007371 | 0.000855 | 0.25027 | 11.3711 | 0.0053 | 0.0007506 | 0.0008756 | 0.24415 | 11.1389 | 0.00543 | 0.0006826 | 0.000808 | 0.22808 | 10.167 | 0.00516 | 0.0006931 | 0.0008094 | 0.24717 | 10.6704 | 0.00556 | 0.0007122 | 0.0008408 | 0.23101 | 10.96 | 0.00497 | 0.0006766 | 0.0007875 | 0.23835 | 11.2055 | 0.00546 | 0.0007073 | 0.0008318 | 0.2328 | 11.0223 | 0.00552 | 0.0007133 | 0.0008386 | 0.22496 | 11.4427 | 0.00503 | 0.0006556 | 0.0007633 | 0.22246 | 10.8641 | 0.00521 | 0.0007001 | 0.0008112 | 0.2346 | 11.1613 | 0.00576 | 0.0007317 | 0.0008578 | 0.24218 | 11.4573 | 0.00579 | 0.0007485 | 0.0008761 | 0.24481 | 12.6005 | 0.00528 | 0.0006849 | 0.0007985 | 0.23385 | 13.3568 | 0.00584 | 0.000781 | 0.0009041 | 0.22956 | 13.1853 | 0.00589 | 0.000786 | 0.0009095 | 0.2364 | 13.3362 | 0.00668 | 0.0008412 | 0.0009763 | 0.24212 | 14.994 | 0.00576 | 0.0006914 | 0.0008029 | 0.23273 | 14.5767 | 0.00585 | 0.0006995 | 0.0008112 | 0.23913 | 14.8669 | 0.00627 | 0.0007222 | 0.000845 | 0.24839 | 13.9094 | 0.00694 | 0.0008439 | 0.0009813 | 0.2432 | 14.0427 | 0.00672 | 0.0008292 | 0.0009567 | 0.23596 | 14.7446 | 0.00671 | 0.0007676 | 0.0008853 | 0.24253 | 16.8789 | 0.00652 | 0.0007252 | 0.0008413 | 0.23678 | 15.61 | 0.00674 | 0.0007628 | 0.0008786 | 0.27632 | 18.66 | 0.0077 | 0.0008349 | 0.0009801 | 0.25257 | 17.984 | 0.00708 | 0.0007302 | 0.0008444 | 0.25385 | 17.337 | 0.00796 | 0.0008742 | 0.00101 | 0.26445 | 19.407 | 0.00749 | 0.0007568 | 0.0008779 | 0.26318 | 19.47 | 0.00721 | 0.0007228 | 0.0008371 | 0.25858 | 19.864 | 0.00778 | 0.0007824 | 0.0009013 | 0.25527 | 19.342 | 0.00774 | 0.0007789 | 0.0008913 | 0.25205 | 19.138 | 0.00777 | 0.0007805 | 0.0008924
0.27282 | 0.18334 | 0.00221 | 0.000278 | 0.0003743 | 0.29791 | 0.17776 | 0.00507 | 0.0004648 | 0.0006694 | 0.29841 | 0.17768 | 0.00774 | 0.0006163 | 0.0008925 | 0.29841 | 0.64885 | 0.00263 | 0.0002948 | 0.0003765 | 0.29978 | 0.6484 | 0.00356 | 0.0003603 | 0.0004681 | 0.28506 | 1.1684 | 0.00398 | 0.0004287 | 0.0005483 | 0.27464 | 2.1325 | 0.0031 | 0.0003429 | 0.0004335 | 0.2725 | 2.1297 | 0.0034 | 0.0003647 | 0.000464 | 0.25 | 2.592 | 0.00293 | 0.0003538 | 0.0004368 | 0.24995 | 3.0495 | 0.00294 | 0.0003593 | 0.0004411 | 0.25 | 3.0497 | 0.00316 | 0.0003758 | 0.0004641 | 0.25008 | 3.6115 | 0.00305 | 0.0003948 | 0.0004783 | 0.26472 | 3.666 | 0.00337 | 0.0004144 | 0.0005068 | 0.27779 | 3.7095 | 0.0037 | 0.000433 | 0.0005341 | 0.2895 | 4.3758 | 0.0035 | 0.0004153 | 0.0005059 | 0.27511 | 4.3271 | 0.00353 | 0.0004515 | 0.0005434 | 0.2858 | 4.3855 | 0.00381 | 0.0004682 | 0.0005679 | 0.27284 | 4.3147 | 0.00388 | 0.0004793 | 0.0005813 | 0.271 | 5.4711 | 0.00366 | 0.0005242 | 0.0006123 | 0.25943 | 5.6138 | 0.00379 | 0.0005184 | 0.0006154 | 0.28595 | 6.4776 | 0.00359 | 0.0004442 | 0.0005351 | 0.27609 | 6.3841 | 0.00365 | 0.0004519 | 0.0005444 | 0.2815 | 7.2559 | 0.00374 | 0.000468 | 0.0005634 | 0.28597 | 7.5529 | 0.00391 | 0.0004706 | 0.0005702 | 0.29757 | 7.6914 | 0.00425 | 0.000489 | 0.0005974 | 0.30583 | 8.0665 | 0.00418 | 0.0004913 | 0.0006016 | 0.30029 | 7.9918 | 0.00462 | 0.0005215 | 0.0006433 | 0.30028 | 8.9177 | 0.00401 | 0.0004847 | 0.0005825 | 0.29576 | 8.859 | 0.00438 | 0.0005112 | 0.0006189 | 0.29195 | 8.8091 | 0.00476 | 0.0005364 | 0.0006538 | 0.29198 | 9.124 | 0.00467 | 0.0005594 | 0.000677 | 0.28031 | 8.9432 | 0.00475 | 0.0005694 | 0.0006892 | 0.29444 | 10.1692 | 0.00457 | 0.000546 | 0.0006583 | 0.28879 | 10.1607 | 0.00453 | 0.0005686 | 0.0006771 | 0.28605 | 10.7129 | 0.00494 | 0.0006484 | 0.0007701 | 0.27617 | 10.3596 | 0.00598 | 0.0009067 | 0.00106 | 0.26592 | 10.0833 | 0.00652 | 0.0009533 | 0.00113 | 0.27014 | 10.5063 | 0.00521 | 0.0006975 | 0.0008243 | 0.26183 | 10.3119 | 0.00529 | 0.0007066 | 0.0008352 | 0.26592 | 10.9011 | 0.00471 | 0.0006002 | 0.0007114 | 0.25742 | 10.7191 | 0.00507 | 0.0006269 | 0.0007472 | 0.25742 | 11.5649 | 0.00522 | 0.0007418 | 0.0008651 | 0.27808 | 12.0919 | 0.0056 | 0.0007596 | 0.0008941 | 0.27467 | 11.8743 | 0.00581 | 0.0006953 | 0.0008322 | 0.25343 | 10.8339 | 0.0055 | 0.0007058 | 0.0008335 | 0.27807 | 11.4449 | 0.00596 | 0.0007262 | 0.0008674 | 0.25667 | 11.795 | 0.00528 | 0.0006881 | 0.00081 | 0.26814 | 12.158 | 0.00584 | 0.0007205 | 0.0008576 | 0.2619 | 11.9642 | 0.00591 | 0.000727 | 0.000865 | 0.25308 | 12.1898 | 0.00541 | 0.0006699 | 0.0007898 | 0.25026 | 11.5294 | 0.00561 | 0.000716 | 0.0008404 | 0.26067 | 11.7709 | 0.00614 | 0.0007461 | 0.0008847 | 0.26909 | 12.2765 | 0.00616 | 0.0007626 | 0.0009032 | 0.27201 | 13.3688 | 0.00562 | 0.0006972 | 0.000822 | 0.25724 | 14.2403 | 0.00617 | 0.000793 | 0.000928 | 0.25251 | 14.0683 | 0.00622 | 0.0007982 | 0.0009338 | 0.2561 | 14.1281 | 0.007 | 0.000854 | 0.001 | 0.2623 | 15.8655 | 0.00604 | 0.0007023 | 0.0008239 | 0.25212 | 15.4271 | 0.00614 | 0.0007109 | 0.0008331 | 0.25753 | 15.6704 | 0.00656 | 0.0007328 | 0.0008656 | 0.26613 | 14.491 | 0.00725 | 0.0008564 | 0.001 | 0.26058 | 14.6405 | 0.00703 | 0.0008422 | 0.0009809 | 0.25169 | 15.4606 | 0.007 | 0.0007802 | 0.0009087 | 0.27284 | 18.377 | 0.00702 | 0.0007459 | 0.0008781 | 0.26638 | 16.9731 | 0.00728 | 0.0007871 | 0.0009209 | 0.30395 | 19.9084 | 0.00817 | 0.0008519 | 0.00101 | 0.27782 | 19.21 | 0.00756 | 0.0007503 | 0.0008794 | 0.27923 | 18.831 | 0.00846 | 0.0008953 | 0.00105 | 0.28849 | 20.735 | 0.00793 | 0.0007747 | 0.00091 | 0.28711 | 20.656 | 0.00766 | 0.000741 | 0.0008688 | 0.28013 | 21.144 | 0.00821 | 0.0008006 | 0.0009337 | 0.27654 | 20.678 | 0.00818 | 0.0007984 | 0.0009255 | 0.27305 | 20.464 | 0.00821 | 0.0008003 | 0.000927
0.29762 | 0.17782 | 0.00245 | 0.0002935 | 0.0004021 | 0.32274 | 0.17254 | 0.00558 | 0.0004882 | 0.0007127 | 0.33156 | 0.17075 | 0.00876 | 0.0006604 | 0.000966 | 0.33156 | 0.63507 | 0.00291 | 0.0003047 | 0.0003949 | 0.32476 | 0.63804 | 0.00384 | 0.0003686 | 0.0004843 | 0.3207 | 1.1722 | 0.00437 | 0.0004392 | 0.0005674 | 0.29961 | 2.1571 | 0.00331 | 0.0003486 | 0.0004445 | 0.29521 | 2.1533 | 0.00361 | 0.0003701 | 0.0004747 | 0.27083 | 2.6364 | 0.0031 | 0.0003585 | 0.0004462 | 0.2678 | 3.0998 | 0.00309 | 0.0003632 | 0.000449 | 0.26667 | 3.097 | 0.00331 | 0.0003795 | 0.0004718 | 0.28134 | 3.72 | 0.00329 | 0.0004016 | 0.0004911 | 0.29413 | 3.7576 | 0.00362 | 0.0004205 | 0.0005187 | 0.30557 | 3.7873 | 0.00394 | 0.0004387 | 0.0005453 | 0.31582 | 4.4575 | 0.0037 | 0.0004199 | 0.0005152 | 0.30012 | 4.4594 | 0.00373 | 0.0004568 | 0.000554 | 0.30961 | 4.5061 | 0.00401 | 0.0004731 | 0.0005779 | 0.29558 | 4.4371 | 0.00408 | 0.0004843 | 0.0005916 | 0.29185 | 5.6311 | 0.00382 | 0.0005279 | 0.0006204 | 0.29649 | 5.9495 | 0.0041 | 0.0005268 | 0.0006317 | 0.32169 | 6.7855 | 0.00386 | 0.0004512 | 0.0005484 | 0.3106 | 6.6949 | 0.00392 | 0.000459 | 0.000558 | 0.31277 | 7.6121 | 0.00398 | 0.0004742 | 0.0005759 | 0.31456 | 7.883 | 0.00415 | 0.0004766 | 0.0005822 | 0.32462 | 7.991 | 0.00448 | 0.0004945 | 0.0006087 | 0.33363 | 8.4259 | 0.0044 | 0.0004968 | 0.000613 | 0.32531 | 8.3233 | 0.00484 | 0.0005269 | 0.0006545 | 0.3253 | 9.2324 | 0.0042 | 0.0004896 | 0.0005925 | 0.31851 | 9.15 | 0.00458 | 0.000516 | 0.0006287 | 0.31281 | 9.0803 | 0.00496 | 0.000541 | 0.0006635 | 0.31284 | 9.4323 | 0.00486 | 0.0005642 | 0.0006872 | 0.30033 | 9.2503 | 0.00495 | 0.0005745 | 0.0006998 | 0.31407 | 10.4634 | 0.00474 | 0.00055 | 0.0006669 | 0.30804 | 10.4343 | 0.0047 | 0.0005728 | 0.0006859 | 0.30392 | 11.066 | 0.0051 | 0.0006524 | 0.000779 | 0.29343 | 10.8114 | 0.00615 | 0.0009116 | 0.00108 | 0.28157 | 10.5094 | 0.00669 | 0.0009582 | 0.00114 | 0.28603 | 10.8779 | 0.00538 | 0.0007022 | 0.0008344 | 0.27723 | 10.6733 | 0.00546 | 0.0007114 | 0.0008457 | 0.28156 | 11.2222 | 0.00488 | 0.0006049 | 0.0007212 | 0.28602 | 11.3222 | 0.0054 | 0.0006367 | 0.0007662 | 0.28602 | 12.2861 | 0.00552 | 0.0007506 | 0.0008831 | 0.31284 | 12.902 | 0.00595 | 0.0007693 | 0.0009139 | 0.30519 | 12.5439 | 0.00618 | 0.000706 | 0.0008531 | 0.28511 | 11.6089 | 0.00589 | 0.0007194 | 0.0008594 | 0.30896 | 12.1637 | 0.00634 | 0.0007379 | 0.0008903 | 0.28876 | 12.7792 | 0.00565 | 0.0007002 | 0.0008337 | 0.29793 | 13.0451 | 0.0062 | 0.0007314 | 0.0008794 | 0.291 | 12.8509 | 0.00627 | 0.0007382 | 0.0008874 | 0.2812 | 12.8824 | 0.00576 | 0.000682 | 0.0008127 | 0.27807 | 12.1507 | 0.00598 | 0.0007296 | 0.0008659 | 0.28673 | 12.3353 | 0.00651 | 0.0007586 | 0.0009085 | 0.296 | 13.0405 | 0.00651 | 0.0007745 | 0.0009267 | 0.29922 | 14.0819 | 0.00594 | 0.0007078 | 0.0008426 | 0.28062 | 15.069 | 0.00647 | 0.0008032 | 0.0009488 | 0.27547 | 14.8965 | 0.00652 | 0.0008087 | 0.0009551 | 0.2758 | 14.8946 | 0.0073 | 0.0008651 | 0.00102 | 0.28247 | 16.7017 | 0.00632 | 0.0007117 | 0.0008427 | 0.27152 | 16.2521 | 0.00642 | 0.0007209 | 0.0008527 | 0.27592 | 16.4381 | 0.00684 | 0.0007422 | 0.0008842 | 0.28387 | 15.0466 | 0.00755 | 0.0008676 | 0.00103 | 0.27795 | 15.2226 | 0.00733 | 0.0008539 | 0.001 | 0.28315 | 16.8747 | 0.00755 | 0.0008032 | 0.0009498 | 0.30316 | 19.7988 | 0.00749 | 0.0007629 | 0.0009095 | 0.29597 | 18.3002 | 0.00778 | 0.0008071 | 0.000957 | 0.33159 | 21.1071 | 0.0086 | 0.0008665 | 0.00104 | 0.30308 | 20.417 | 0.00801 | 0.0007675 | 0.0009102 | 0.30462 | 20.277 | 0.00891 | 0.0009129 | 0.00108 | 0.31253 | 22.023 | 0.00835 | 0.00079 | 0.0009385 | 0.31103 | 21.833 | 0.00808 | 0.0007567 | 0.0008971 | 0.30167 | 22.395 | 0.00862 | 0.0008164 | 0.0009626 | 0.29782 | 22.005 | 0.0086 | 0.0008152 | 0.000956 | 0.29405 | 21.781 | 0.00864 | 0.0008174 | 0.0009579
0.32242 | 0.17261 | 0.0027 | 0.0003092 | 0.0004304 | 0.34757 | 0.16763 | 0.0061 | 0.0005118 | 0.0007568 | 0.36472 | 0.16453 | 0.00983 | 0.0007048 | 0.00104 | 0.36472 | 0.62071 | 0.00319 | 0.0003144 | 0.0004131 | 0.34974 | 0.62728 | 0.00412 | 0.0003767 | 0.0005005 | 0.35633 | 1.17 | 0.00475 | 0.0004491 | 0.0005855 | 0.32458 | 2.1757 | 0.00351 | 0.0003539 | 0.000455 | 0.31792 | 2.1709 | 0.00382 | 0.0003753 | 0.0004848 | 0.29167 | 2.6729 | 0.00327 | 0.0003628 | 0.0004551 | 0.28565 | 3.1442 | 0.00323 | 0.0003668 | 0.0004565 | 0.3 | 3.1759 | 0.0036 | 0.0003874 | 0.0004861 | 0.3126 | 3.8047 | 0.00353 | 0.0004076 | 0.0005027 | 0.32355 | 3.8295 | 0.00385 | 0.0004261 | 0.0005297 | 0.33335 | 3.8503 | 0.00417 | 0.000444 | 0.0005557 | 0.34214 | 4.5224 | 0.0039 | 0.0004242 | 0.0005239 | 0.32513 | 4.577 | 0.00393 | 0.0004615 | 0.0005638 | 0.33343 | 4.6137 | 0.0042 | 0.0004775 | 0.0005872 | 0.31831 | 4.5467 | 0.00428 | 0.0004889 | 0.0006012 | 0.33354 | 5.9027 | 0.00413 | 0.0005354 | 0.0006349 | 0.33356 | 6.231 | 0.00439 | 0.0005339 | 0.0006458 | 0.35744 | 7.0511 | 0.00412 | 0.0004573 | 0.0005602 | 0.34511 | 6.9644 | 0.00418 | 0.0004653 | 0.0005701 | 0.34405 | 7.9261 | 0.00421 | 0.0004797 | 0.000587 | 0.34316 | 8.1779 | 0.00437 | 0.0004819 | 0.000593 | 0.35167 | 8.2603 | 0.0047 | 0.0004995 | 0.0006188 | 0.36143 | 8.7478 | 0.00461 | 0.0005017 | 0.0006233 | 0.35033 | 8.6244 | 0.00505 | 0.0005317 | 0.0006647 | 0.35032 | 9.5217 | 0.00439 | 0.000494 | 0.0006016 | 0.34126 | 9.4205 | 0.00477 | 0.0005203 | 0.0006377 | 0.33366 | 9.3339 | 0.00515 | 0.0005452 | 0.0006724 | 0.33369 | 9.7222 | 0.00505 | 0.0005686 | 0.0006966 | 0.32035 | 9.539 | 0.00514 | 0.000579 | 0.0007095 | 0.3337 | 10.7382 | 0.00491 | 0.0005537 | 0.0006749 | 0.32729 | 10.6986 | 0.00487 | 0.0005766 | 0.0006941 | 0.3218 | 11.3897 | 0.00526 | 0.0006561 | 0.0007873 | 0.31069 | 11.2241 | 0.00631 | 0.0009159 | 0.00109 | 0.31285 | 11.2754 | 0.00702 | 0.0009672 | 0.00116 | 0.31781 | 11.5634 | 0.0057 | 0.000711 | 0.0008524 | 0.30803 | 11.3583 | 0.00579 | 0.0007206 | 0.0008643 | 0.31285 | 11.8366 | 0.00519 | 0.0006139 | 0.0007388 | 0.32177 | 12.0047 | 0.00578 | 0.0006476 | 0.0007869 | 0.32178 | 13.0967 | 0.00587 | 0.00076 | 0.0009023 | 0.3476 | 13.6355 | 0.00629 | 0.0007775 | 0.0009309 | 0.33571 | 13.1567 | 0.00653 | 0.0007152 | 0.0008715 | 0.31678 | 12.3382 | 0.00627 | 0.0007308 | 0.0008818 | 0.33986 | 12.8359 | 0.00669 | 0.0007479 | 0.0009103 | 0.32084 | 13.6777 | 0.00598 | 0.0007102 | 0.0008539 | 0.32773 | 13.8658 | 0.00653 | 0.0007406 | 0.0008983 | 0.3201 | 13.6612 | 0.0066 | 0.0007476 | 0.0009068 | 0.30932 | 13.5193 | 0.0061 | 0.0006924 | 0.000833 | 0.30588 | 12.7163 | 0.00634 | 0.0007413 | 0.0008885 | 0.3128 | 12.8532 | 0.00687 | 0.0007695 | 0.0009298 | 0.32291 | 13.7481 | 0.00685 | 0.0007847 | 0.0009474 | 0.32642 | 14.7489 | 0.00625 | 0.000717 | 0.0008609 | 0.30401 | 15.8417 | 0.00676 | 0.0008121 | 0.0009673 | 0.29843 | 15.6688 | 0.00682 | 0.0008177 | 0.0009739 | 0.2955 | 15.6149 | 0.0076 | 0.0008749 | 0.00104 | 0.30265 | 17.5116 | 0.00658 | 0.0007201 | 0.0008597 | 0.29091 | 17.0511 | 0.00669 | 0.0007296 | 0.0008703 | 0.29432 | 17.1891 | 0.00711 | 0.0007505 | 0.0009012 | 0.31936 | 16.0875 | 0.00813 | 0.0008888 | 0.00106 | 0.31269 | 16.3075 | 0.00789 | 0.0008758 | 0.00104 | 0.31461 | 18.2316 | 0.00806 | 0.0008221 | 0.0009846 | 0.33347 | 21.161 | 0.00792 | 0.0007772 | 0.0009366 | 0.32557 | 19.5685 | 0.00826 | 0.0008238 | 0.0009883 | 0.35922 | 22.2537 | 0.00901 | 0.0008791 | 0.00106 | 0.32834 | 21.593 | 0.00844 | 0.0007825 | 0.0009377 | 0.33 | 21.672 | 0.00934 | 0.0009278 | 0.00111 | 0.33658 | 23.27 | 0.00875 | 0.0008034 | 0.0009639 | 0.33496 | 22.969 | 0.00848 | 0.0007705 | 0.0009226 | 0.34477 | 24.802 | 0.00938 | 0.0008457 | 0.00101 | 0.34036 | 24.586 | 0.00937 | 0.000846 | 0.00101 | 0.33606 | 24.34 | 0.00941 | 0.0008488 | 0.00101
0.34722 | 0.1677 | 0.00295 | 0.000325 | 0.0004592 | 0.39722 | 0.1589 | 0.00719 | 0.0005696 | 0.0008471 | 0.39788 | 0.15882 | 0.01094 | 0.0007497 | 0.00112 | 0.39788 | 0.60626 | 0.00349 | 0.000324 | 0.0004313 | 0.37472 | 0.61644 | 0.00441 | 0.0003849 | 0.0005165 | 0.39196 | 1.1628 | 0.00513 | 0.0004586 | 0.0006029 | 0.34955 | 2.1904 | 0.00372 | 0.0003589 | 0.0004649 | 0.34063 | 2.1856 | 0.00402 | 0.0003801 | 0.0004945 | 0.3125 | 2.7034 | 0.00344 | 0.0003669 | 0.0004634 | 0.32136 | 3.2191 | 0.00351 | 0.0003745 | 0.0004704 | 0.33333 | 3.2399 | 0.00387 | 0.0003945 | 0.0004992 | 0.34386 | 3.8706 | 0.00376 | 0.0004131 | 0.0005134 | 0.35296 | 3.8865 | 0.00408 | 0.0004313 | 0.0005398 | 0.36113 | 3.9004 | 0.0044 | 0.0004489 | 0.0005654 | 0.36846 | 4.5734 | 0.0041 | 0.0004282 | 0.0005321 | 0.35014 | 4.6817 | 0.00412 | 0.0004658 | 0.0005728 | 0.38106 | 4.7946 | 0.00459 | 0.0004869 | 0.000604 | 0.36379 | 4.7335 | 0.00467 | 0.0004985 | 0.0006184 | 0.37523 | 6.122 | 0.00442 | 0.0005418 | 0.0006475 | 0.37062 | 6.4682 | 0.00467 | 0.0005402 | 0.0006583 | 0.39318 | 7.2803 | 0.00437 | 0.0004627 | 0.0005709 | 0.37962 | 7.1975 | 0.00444 | 0.0004708 | 0.000581 | 0.37533 | 8.2027 | 0.00443 | 0.0004846 | 0.000597 | 0.37176 | 8.4423 | 0.00458 | 0.0004867 | 0.0006028 | 0.37873 | 8.503 | 0.00491 | 0.000504 | 0.0006282 | 0.38923 | 9.0383 | 0.00481 | 0.0005061 | 0.0006326 | 0.37536 | 8.8979 | 0.00525 | 0.0005361 | 0.000674 | 0.37535 | 9.7886 | 0.00458 | 0.000498 | 0.00061 | 0.36401 | 9.6715 | 0.00496 | 0.0005242 | 0.0006461 | 0.35451 | 9.57 | 0.00534 | 0.0005491 | 0.0006807 | 0.35455 | 9.9936 | 0.00523 | 0.0005727 | 0.0007053 | 0.34037 | 9.8113 | 0.00533 | 0.0005832 | 0.0007184 | 0.35333 | 10.9935 | 0.00508 | 0.0005572 | 0.0006823 | 0.34655 | 10.9435 | 0.00504 | 0.0005802 | 0.0007018 | 0.35756 | 11.9987 | 0.00557 | 0.0006634 | 0.0008021 | 0.34521 | 11.9713 | 0.00662 | 0.0009238 | 0.0011 | 0.35196 | 12.111 | 0.0074 | 0.0009766 | 0.00118 | 0.35754 | 12.3483 | 0.00607 | 0.0007206 | 0.0008718 | 0.34654 | 12.1329 | 0.00617 | 0.0007305 | 0.0008842 | 0.35195 | 12.5304 | 0.00555 | 0.0006239 | 0.0007578 | 0.35753 | 12.6203 | 0.00614 | 0.0006568 | 0.0008048 | 0.35753 | 13.8306 | 0.0062 | 0.000768 | 0.0009188 | 0.38236 | 14.3116 | 0.00661 | 0.0007845 | 0.0009457 | 0.36622 | 13.732 | 0.00686 | 0.0007233 | 0.0008878 | 0.34846 | 13.0207 | 0.00662 | 0.0007405 | 0.0009013 | 0.37075 | 13.4706 | 0.00703 | 0.0007566 | 0.000928 | 0.35293 | 14.5096 | 0.0063 | 0.0007186 | 0.0008714 | 0.35752 | 14.6193 | 0.00684 | 0.0007485 | 0.0009148 | 0.3492 | 14.4143 | 0.00692 | 0.0007557 | 0.0009237 | 0.33744 | 14.1195 | 0.00642 | 0.0007016 | 0.000851 | 0.33369 | 13.2555 | 0.00668 | 0.0007517 | 0.0009087 | 0.33887 | 13.3541 | 0.00721 | 0.0007792 | 0.000949 | 0.34982 | 14.4187 | 0.00716 | 0.0007936 | 0.0009658 | 0.35362 | 15.3689 | 0.00655 | 0.0007251 | 0.0008774 | 0.32739 | 16.5777 | 0.00703 | 0.0008199 | 0.0009838 | 0.32138 | 16.3945 | 0.00709 | 0.0008257 | 0.0009907 | 0.3152 | 16.3183 | 0.00787 | 0.0008836 | 0.00106 | 0.32283 | 18.2847 | 0.00683 | 0.0007276 | 0.000875 | 0.31031 | 17.8133 | 0.00695 | 0.0007375 | 0.0008863 | 0.33111 | 18.5993 | 0.00761 | 0.0007663 | 0.0009307 | 0.35484 | 17.0584 | 0.00866 | 0.0009066 | 0.0011 | 0.34743 | 17.3234 | 0.00842 | 0.0008943 | 0.00108 | 0.34608 | 19.5381 | 0.00853 | 0.0008378 | 0.00101 | 0.36379 | 22.4413 | 0.00833 | 0.0007894 | 0.0009603 | 0.35517 | 20.7954 | 0.0087 | 0.0008381 | 0.00102 | 0.38685 | 23.3467 | 0.00941 | 0.0008902 | 0.00109 | 0.35359 | 22.7372 | 0.00884 | 0.0007955 | 0.0009623 | 0.35539 | 23.005 | 0.00973 | 0.0009407 | 0.00114 | 0.38466 | 25.634 | 0.00948 | 0.0008286 | 0.00101 | 0.38281 | 25.15 | 0.00922 | 0.000797 | 0.0009667 | 0.38787 | 27.063 | 0.01007 | 0.0008691 | 0.00105 | 0.38291 | 27.042 | 0.01006 | 0.0008702 | 0.00105 | 0.37807 | 26.775 | 0.01011 | 0.0008734 | 0.00105
0.37202 | 0.16319 | 0.00322 | 0.0003409 | 0.0004885 | 0.44687 | 0.15118 | 0.00834 | 0.0006277 | 0.0009405 | 0.43103 | 0.1536 | 0.01208 | 0.0007951 | 0.0012 | 0.43103 | 0.59201 | 0.00378 | 0.0003336 | 0.0004497 | 0.3997 | 0.60549 | 0.0047 | 0.000393 | 0.0005326 | 0.42759 | 1.1537 | 0.00552 | 0.0004678 | 0.0006197 | 0.37451 | 2.2011 | 0.00392 | 0.0003637 | 0.0004745 | 0.36334 | 2.1973 | 0.00423 | 0.0003847 | 0.0005038 | 0.33333 | 2.729 | 0.0036 | 0.0003708 | 0.0004714 | 0.35707 | 3.2772 | 0.00379 | 0.0003815 | 0.0004832 | 0.36667 | 3.2911 | 0.00415 | 0.000401 | 0.0005113 | 0.37512 | 3.9207 | 0.00399 | 0.0004181 | 0.0005234 | 0.38238 | 3.9317 | 0.00431 | 0.0004361 | 0.0005493 | 0.38891 | 3.9396 | 0.00463 | 0.0004534 | 0.0005745 | 0.4211 | 4.6427 | 0.00449 | 0.0004373 | 0.0005472 | 0.40016 | 4.8567 | 0.0045 | 0.000475 | 0.0005892 | 0.42869 | 4.9398 | 0.00496 | 0.0004952 | 0.000619 | 0.40926 | 4.8846 | 0.00504 | 0.0005069 | 0.0006337 | 0.41693 | 6.2987 | 0.00471 | 0.0005475 | 0.0006588 | 0.40768 | 6.6668 | 0.00494 | 0.0005457 | 0.0006695 | 0.42892 | 7.4789 | 0.00462 | 0.0004676 | 0.0005805 | 0.41414 | 7.4 | 0.00468 | 0.0004758 | 0.0005908 | 0.40661 | 8.4467 | 0.00465 | 0.000489 | 0.000606 | 0.40035 | 8.6792 | 0.00479 | 0.000491 | 0.0006118 | 0.40578 | 8.722 | 0.00512 | 0.0005082 | 0.0006368 | 0.41704 | 9.2981 | 0.00501 | 0.0005102 | 0.0006411 | 0.40038 | 9.1469 | 0.00545 | 0.0005401 | 0.0006825 | 0.40037 | 10.0349 | 0.00476 | 0.0005017 | 0.0006179 | 0.38676 | 9.9039 | 0.00515 | 0.0005279 | 0.0006539 | 0.37537 | 9.7905 | 0.00553 | 0.0005527 | 0.0006885 | 0.37541 | 10.2505 | 0.00541 | 0.0005764 | 0.0007133 | 0.3604 | 10.068 | 0.00551 | 0.0005871 | 0.0007268 | 0.39259 | 11.4553 | 0.00539 | 0.0005642 | 0.0006958 | 0.38505 | 11.3945 | 0.00536 | 0.0005874 | 0.0007158 | 0.40225 | 12.6675 | 0.00593 | 0.0006714 | 0.0008181 | 0.38837 | 12.7781 | 0.00698 | 0.0009322 | 0.00112 | 0.39106 | 12.8291 | 0.00775 | 0.0009844 | 0.0012 | 0.39727 | 13.0459 | 0.00642 | 0.0007287 | 0.0008884 | 0.38504 | 12.8401 | 0.00652 | 0.0007389 | 0.0009013 | 0.39106 | 13.157 | 0.0059 | 0.0006325 | 0.0007745 | 0.39328 | 13.1881 | 0.00649 | 0.0006648 | 0.0008206 | 0.39328 | 14.507 | 0.00652 | 0.0007748 | 0.0009332 | 0.41712 | 14.9197 | 0.00692 | 0.0007907 | 0.0009588 | 0.39674 | 14.2692 | 0.00718 | 0.0007305 | 0.0009025 | 0.38014 | 13.6557 | 0.00695 | 0.000749 | 0.0009186 | 0.40165 | 14.0673 | 0.00736 | 0.0007642 | 0.0009438 | 0.38501 | 15.2641 | 0.0066 | 0.0007259 | 0.0008867 | 0.38732 | 15.315 | 0.00714 | 0.0007553 | 0.0009295 | 0.3783 | 15.1197 | 0.00723 | 0.0007627 | 0.0009387 | 0.36555 | 14.6823 | 0.00673 | 0.0007097 | 0.0008673 | 0.36149 | 13.7673 | 0.00701 | 0.0007609 | 0.0009269 | 0.36493 | 13.8273 | 0.00754 | 0.000788 | 0.0009665 | 0.37672 | 15.0517 | 0.00747 | 0.0008015 | 0.0009823 | 0.38082 | 15.9613 | 0.00683 | 0.0007324 | 0.0008922 | 0.35078 | 17.2665 | 0.00729 | 0.0008268 | 0.0009986 | 0.34434 | 17.0829 | 0.00736 | 0.0008327 | 0.00101 | 0.3546 | 17.6226 | 0.0084 | 0.0009 | 0.00109 | 0.36318 | 19.7385 | 0.0073 | 0.0007418 | 0.000902 | 0.34909 | 19.2456 | 0.00743 | 0.0007523 | 0.0009144 | 0.3679 | 19.908 | 0.00807 | 0.0007794 | 0.0009559 | 0.39033 | 17.9668 | 0.00918 | 0.000922 | 0.00113 | 0.38218 | 18.2675 | 0.00893 | 0.0009101 | 0.00111 | 0.37754 | 20.7721 | 0.00898 | 0.0008512 | 0.00104 | 0.39411 | 23.6481 | 0.00872 | 0.0007999 | 0.0009813 | 0.38477 | 21.9692 | 0.00912 | 0.0008505 | 0.00104 | 0.44212 | 25.4077 | 0.01014 | 0.0009117 | 0.00112 | 0.40411 | 24.9229 | 0.00959 | 0.0008206 | 0.001 | 0.40616 | 25.499 | 0.01047 | 0.0009645 | 0.00118 | 0.43274 | 27.8282 | 0.01015 | 0.0008488 | 0.00104 | 0.43066 | 27.2017 | 0.00991 | 0.0008184 | 0.001 | 0.43096 | 29.183 | 0.01071 | 0.0008882 | 0.00109 | 0.42545 | 29.337 | 0.0107 | 0.0008898 | 0.00109 | 0.42008 | 29.06 | 0.01075 | 0.0008932 | 0.00109
0.39683 | 0.15888 | 0.00349 | 0.000357 | 0.0005183 | 0.49652 | 0.14437 | 0.00955 | 0.0006864 | 0.00104 | 0.46419 | 0.14869 | 0.01327 | 0.000841 | 0.00128 | 0.46419 | 0.57807 | 0.00409 | 0.0003433 | 0.0004681 | 0.42468 | 0.59476 | 0.005 | 0.0004012 | 0.0005488 | 0.46323 | 1.1416 | 0.00592 | 0.0004767 | 0.0006361 | 0.39948 | 2.2088 | 0.00413 | 0.0003683 | 0.0004836 | 0.40876 | 2.2108 | 0.00464 | 0.0003955 | 0.0005214 | 0.375 | 2.7663 | 0.00393 | 0.0003793 | 0.0004864 | 0.39277 | 3.3245 | 0.00406 | 0.0003879 | 0.0004951 | 0.4 | 3.3324 | 0.00442 | 0.0004071 | 0.0005227 | 0.40638 | 3.96 | 0.00422 | 0.0004229 | 0.0005327 | 0.41179 | 3.9659 | 0.00454 | 0.0004406 | 0.0005583 | 0.44447 | 3.9963 | 0.00509 | 0.0004641 | 0.0005915 | 0.47373 | 4.6814 | 0.00488 | 0.0004457 | 0.0005611 | 0.45018 | 4.995 | 0.00486 | 0.0004832 | 0.0006038 | 0.47633 | 5.0554 | 0.00532 | 0.0005027 | 0.0006325 | 0.45473 | 5.0061 | 0.00541 | 0.0005145 | 0.0006475 | 0.45862 | 6.4418 | 0.00499 | 0.0005526 | 0.0006691 | 0.44474 | 6.8347 | 0.00521 | 0.0005507 | 0.0006796 | 0.46467 | 7.6498 | 0.00485 | 0.0004721 | 0.0005894 | 0.44865 | 7.5768 | 0.00492 | 0.0004803 | 0.0005999 | 0.43788 | 8.6631 | 0.00486 | 0.000493 | 0.0006144 | 0.42895 | 8.8924 | 0.005 | 0.000495 | 0.00062 | 0.43283 | 8.9194 | 0.00532 | 0.000512 | 0.0006448 | 0.44484 | 9.5323 | 0.0052 | 0.0005138 | 0.000649 | 0.4254 | 9.3721 | 0.00565 | 0.0005437 | 0.0006905 | 0.42539 | 10.2676 | 0.00494 | 0.0005051 | 0.0006251 | 0.40951 | 10.1206 | 0.00532 | 0.0005313 | 0.0006612 | 0.41708 | 10.1904 | 0.00589 | 0.0005604 | 0.0007026 | 0.41712 | 10.7233 | 0.00575 | 0.000584 | 0.000728 | 0.40044 | 10.5365 | 0.00586 | 0.0005949 | 0.0007419 | 0.44166 | 11.9669 | 0.00578 | 0.0005724 | 0.0007107 | 0.43318 | 11.8853 | 0.00574 | 0.0005958 | 0.0007312 | 0.44695 | 13.2381 | 0.00628 | 0.0006784 | 0.000832 | 0.43152 | 13.4672 | 0.00732 | 0.0009392 | 0.00114 | 0.43017 | 13.4491 | 0.0081 | 0.000991 | 0.00121 | 0.43699 | 13.6854 | 0.00676 | 0.0007357 | 0.0009029 | 0.42355 | 13.4793 | 0.00686 | 0.0007461 | 0.0009163 | 0.43016 | 13.7258 | 0.00623 | 0.0006399 | 0.0007892 | 0.42903 | 13.7077 | 0.00683 | 0.0006719 | 0.0008347 | 0.42904 | 15.1154 | 0.00682 | 0.0007808 | 0.000946 | 0.45188 | 15.4794 | 0.00721 | 0.0007961 | 0.0009705 | 0.42726 | 14.7781 | 0.00749 | 0.0007369 | 0.0009158 | 0.41182 | 14.2528 | 0.00727 | 0.0007565 | 0.000934 | 0.43255 | 14.6357 | 0.00767 | 0.000771 | 0.000958 | 0.41709 | 15.9606 | 0.00689 | 0.0007322 | 0.0009003 | 0.41711 | 15.9624 | 0.00743 | 0.0007614 | 0.0009426 | 0.4074 | 15.7569 | 0.00752 | 0.000769 | 0.0009522 | 0.39367 | 15.2072 | 0.00703 | 0.0007169 | 0.000882 | 0.3893 | 14.2514 | 0.00733 | 0.0007692 | 0.0009435 | 0.391 | 14.2825 | 0.00785 | 0.0007959 | 0.0009825 | 0.40363 | 15.6366 | 0.00776 | 0.0008085 | 0.0009973 | 0.40802 | 16.5257 | 0.00711 | 0.0007389 | 0.0009058 | 0.37416 | 17.9175 | 0.00755 | 0.000833 | 0.00101 | 0.36729 | 17.7336 | 0.00762 | 0.0008391 | 0.00102 | 0.394 | 18.8247 | 0.00889 | 0.0009135 | 0.00112 | 0.40353 | 21.0802 | 0.00773 | 0.0007535 | 0.0009249 | 0.38788 | 20.576 | 0.00788 | 0.0007646 | 0.0009382 | 0.40469 | 21.1232 | 0.00851 | 0.0007904 | 0.0009776 | 0.42581 | 18.8212 | 0.00966 | 0.0009354 | 0.00115 | 0.41692 | 19.1582 | 0.0094 | 0.0009239 | 0.00113 | 0.409 | 21.9522 | 0.00939 | 0.0008628 | 0.00106 | 0.42442 | 24.7901 | 0.00909 | 0.0008092 | 0.001 | 0.41436 | 23.0886 | 0.00951 | 0.0008613 | 0.00106 | 0.49738 | 27.3038 | 0.01082 | 0.0009292 | 0.00116 | 0.45462 | 26.9664 | 0.01029 | 0.0008409 | 0.00104 | 0.45693 | 27.7713 | 0.01115 | 0.0009833 | 0.00122 | 0.48082 | 29.8567 | 0.01077 | 0.0008655 | 0.00107 | 0.47851 | 29.1185 | 0.01054 | 0.0008361 | 0.00103 | 0.47406 | 31.156 | 0.0113 | 0.0009041 | 0.00112 | 0.468 | 31.487 | 0.01129 | 0.000906 | 0.00112 | 0.46209 | 31.199 | 0.01135 | 0.0009098 | 0.00112
0.44643 | 0.15126 | 0.00406 | 0.0003935 | 0.0005796 | 0.54618 | 0.13836 | 0.01081 | 0.0007456 | 0.00114 | 0.49735 | 0.14428 | 0.01449 | 0.0008874 | 0.00136 | 0.49735 | 0.56453 | 0.0044 | 0.000353 | 0.0004867 | 0.44966 | 0.58412 | 0.0053 | 0.0004093 | 0.000565 | 0.49886 | 1.1275 | 0.00631 | 0.0004855 | 0.0006522 | 0.44942 | 2.2174 | 0.00453 | 0.0003792 | 0.0005012 | 0.45417 | 2.2174 | 0.00504 | 0.0004057 | 0.0005381 | 0.41667 | 2.7917 | 0.00425 | 0.0003872 | 0.0005003 | 0.42848 | 3.3608 | 0.00433 | 0.0003939 | 0.0005063 | 0.43333 | 3.3648 | 0.00469 | 0.0004128 | 0.0005334 | 0.43764 | 3.9903 | 0.00445 | 0.0004274 | 0.0005416 | 0.47062 | 4.0137 | 0.00499 | 0.0004512 | 0.000575 | 0.50003 | 4.0293 | 0.00553 | 0.0004739 | 0.0006071 | 0.52637 | 4.7003 | 0.00526 | 0.0004535 | 0.000574 | 0.5002 | 5.1046 | 0.00522 | 0.0004905 | 0.0006171 | 0.52396 | 5.1482 | 0.00567 | 0.0005096 | 0.000645 | 0.5002 | 5.1048 | 0.00576 | 0.0005214 | 0.0006602 | 0.50031 | 6.5582 | 0.00527 | 0.0005573 | 0.0006785 | 0.4818 | 6.9759 | 0.00547 | 0.0005553 | 0.000689 | 0.50041 | 7.798 | 0.00509 | 0.0004763 | 0.0005977 | 0.48316 | 7.729 | 0.00516 | 0.0004845 | 0.0006083 | 0.46916 | 8.8538 | 0.00507 | 0.0004967 | 0.0006221 | 0.45755 | 9.0839 | 0.0052 | 0.0004987 | 0.0006278 | 0.45988 | 9.0981 | 0.00552 | 0.0005155 | 0.0006523 | 0.47264 | 9.7438 | 0.00538 | 0.0005172 | 0.0006564 | 0.45043 | 9.5776 | 0.00584 | 0.0005471 | 0.0006979 | 0.45042 | 10.4746 | 0.00511 | 0.0005083 | 0.000632 | 0.45501 | 10.5149 | 0.00567 | 0.0005385 | 0.0006745 | 0.46921 | 10.6241 | 0.00632 | 0.0005694 | 0.0007182 | 0.46926 | 11.2359 | 0.00616 | 0.0005928 | 0.000744 | 0.4505 | 11.0588 | 0.00627 | 0.000604 | 0.0007584 | 0.49073 | 12.4199 | 0.00615 | 0.0005796 | 0.0007239 | 0.48132 | 12.3277 | 0.00612 | 0.0006032 | 0.0007448 | 0.49164 | 13.7503 | 0.00661 | 0.0006844 | 0.0008443 | 0.47467 | 14.0581 | 0.00764 | 0.0009453 | 0.00115 | 0.46928 | 13.9906 | 0.00842 | 0.0009967 | 0.00123 | 0.47672 | 14.2665 | 0.00708 | 0.0007418 | 0.0009157 | 0.46205 | 14.0601 | 0.00719 | 0.0007523 | 0.0009295 | 0.46927 | 14.2462 | 0.00656 | 0.0006465 | 0.0008023 | 0.46478 | 14.1987 | 0.00715 | 0.0006782 | 0.0008475 | 0.46479 | 15.6754 | 0.00711 | 0.0007861 | 0.0009575 | 0.48664 | 16.0004 | 0.0075 | 0.000801 | 0.0009811 | 0.45778 | 15.2482 | 0.00779 | 0.0007428 | 0.000928 | 0.4435 | 14.8314 | 0.00758 | 0.0007631 | 0.000948 | 0.46344 | 15.1754 | 0.00797 | 0.0007771 | 0.000971 | 0.44918 | 16.5988 | 0.00716 | 0.0007379 | 0.0009126 | 0.4469 | 16.5513 | 0.0077 | 0.0007668 | 0.0009545 | 0.4365 | 16.3555 | 0.0078 | 0.0007745 | 0.0009644 | 0.42179 | 15.7138 | 0.00732 | 0.0007235 | 0.0008956 | 0.41711 | 14.7174 | 0.00764 | 0.0007766 | 0.0009587 | 0.41707 | 14.7192 | 0.00816 | 0.0008031 | 0.0009973 | 0.43054 | 16.1931 | 0.00804 | 0.0008148 | 0.00101 | 0.43522 | 17.0618 | 0.00738 | 0.0007448 | 0.0009183 | 0.42093 | 19.1249 | 0.00803 | 0.0008451 | 0.00104 | 0.4132 | 18.9305 | 0.00811 | 0.0008513 | 0.00104 | 0.4334 | 19.9428 | 0.00935 | 0.0009249 | 0.00114 | 0.44388 | 22.3078 | 0.00815 | 0.0007635 | 0.0009447 | 0.42667 | 21.8026 | 0.0083 | 0.000775 | 0.0009588 | 0.44148 | 22.2433 | 0.00892 | 0.0007999 | 0.0009967 | 0.46129 | 19.6303 | 0.01013 | 0.0009472 | 0.00118 | 0.45166 | 20.0041 | 0.00986 | 0.000936 | 0.00116 | 0.44046 | 23.0771 | 0.00979 | 0.0008729 | 0.00108 | 0.48505 | 26.8863 | 0.00979 | 0.0008276 | 0.00103 | 0.47356 | 25.1903 | 0.01026 | 0.0008824 | 0.0011 | 0.55264 | 29.0708 | 0.01146 | 0.0009438 | 0.00118 | 0.50513 | 28.873 | 0.01093 | 0.0008577 | 0.00107 | 0.5077 | 29.8367 | 0.01177 | 0.0009987 | 0.00125 | 0.5289 | 31.7262 | 0.01136 | 0.0008796 | 0.0011 | 0.52637 | 30.9266 | 0.01114 | 0.0008511 | 0.00106 | 0.51716 | 32.9904 | 0.01186 | 0.0009178 | 0.00114 | 0.51054 | 33.489 | 0.01184 | 0.0009198 | 0.00114 | 0.50409 | 33.189 | 0.01191 | 0.0009237 | 0.00115
0.49603 | 0.14445 | 0.00465 | 0.0004305 | 0.0006428 | 0.59583 | 0.13295 | 0.01213 | 0.0008056 | 0.00124 | 0.5305 | 0.14017 | 0.01576 | 0.0009343 | 0.00144 | 0.5305 | 0.5515 | 0.00472 | 0.0003628 | 0.0005055 | 0.49963 | 0.56366 | 0.00593 | 0.0004302 | 0.0005977 | 0.53449 | 1.1124 | 0.00671 | 0.0004942 | 0.000668 | 0.49935 | 2.217 | 0.00494 | 0.0003895 | 0.0005177 | 0.49959 | 2.2171 | 0.00545 | 0.0004153 | 0.0005539 | 0.45833 | 2.8062 | 0.00457 | 0.0003947 | 0.0005135 | 0.46419 | 3.3883 | 0.0046 | 0.0003996 | 0.0005168 | 0.46667 | 3.3903 | 0.00496 | 0.0004182 | 0.0005436 | 0.50016 | 4.0291 | 0.0049 | 0.000438 | 0.0005581 | 0.52944 | 4.0408 | 0.00544 | 0.0004611 | 0.0005905 | 0.55559 | 4.0475 | 0.00598 | 0.0004831 | 0.0006216 | 0.57901 | 4.7054 | 0.00565 | 0.0004609 | 0.0005862 | 0.55022 | 5.1905 | 0.00557 | 0.0004973 | 0.0006293 | 0.57159 | 5.2211 | 0.00602 | 0.0005159 | 0.0006566 | 0.54568 | 5.1838 | 0.00611 | 0.0005279 | 0.0006719 | 0.54201 | 6.6518 | 0.00554 | 0.0005617 | 0.0006873 | 0.51886 | 7.0954 | 0.00573 | 0.0005595 | 0.0006977 | 0.53615 | 7.9253 | 0.00532 | 0.0004801 | 0.0006054 | 0.51767 | 7.8613 | 0.00539 | 0.0004885 | 0.0006162 | 0.50044 | 9.0227 | 0.00527 | 0.0005002 | 0.0006293 | 0.48614 | 9.2557 | 0.0054 | 0.0005022 | 0.000635 | 0.48693 | 9.261 | 0.00572 | 0.0005188 | 0.0006593 | 0.50044 | 9.9336 | 0.00557 | 0.0005204 | 0.0006632 | 0.50048 | 9.9343 | 0.00621 | 0.0005544 | 0.0007114 | 0.50046 | 10.8594 | 0.00545 | 0.0005152 | 0.0006445 | 0.51189 | 10.9391 | 0.00609 | 0.0005471 | 0.0006893 | 0.52134 | 10.9989 | 0.00674 | 0.0005773 | 0.000732 | 0.5214 | 11.6898 | 0.00655 | 0.0006005 | 0.0007582 | 0.50055 | 11.5225 | 0.00667 | 0.0006119 | 0.000773 | 0.53981 | 12.8041 | 0.0065 | 0.000586 | 0.0007356 | 0.52945 | 12.7213 | 0.00648 | 0.0006098 | 0.000757 | 0.53634 | 14.2036 | 0.00693 | 0.0006898 | 0.0008553 | 0.51782 | 14.5702 | 0.00796 | 0.0009505 | 0.00116 | 0.50838 | 14.4632 | 0.00874 | 0.001 | 0.00124 | 0.51645 | 14.7987 | 0.00739 | 0.0007472 | 0.0009272 | 0.50055 | 14.5921 | 0.0075 | 0.0007579 | 0.0009413 | 0.50838 | 14.7379 | 0.00687 | 0.0006525 | 0.0008142 | 0.50054 | 14.6408 | 0.00746 | 0.000684 | 0.0008591 | 0.50054 | 16.1966 | 0.00739 | 0.0007909 | 0.0009678 | 0.5214 | 16.4824 | 0.00778 | 0.0008054 | 0.0009908 | 0.4883 | 15.6994 | 0.00808 | 0.0007481 | 0.0009392 | 0.47518 | 15.3713 | 0.00788 | 0.0007691 | 0.0009606 | 0.49434 | 15.6763 | 0.00826 | 0.0007826 | 0.0009829 | 0.48126 | 17.1784 | 0.00743 | 0.0007429 | 0.0009237 | 0.4767 | 17.1014 | 0.00797 | 0.0007718 | 0.0009654 | 0.4656 | 16.8954 | 0.00807 | 0.0007795 | 0.0009755 | 0.44991 | 16.2019 | 0.0076 | 0.0007295 | 0.000908 | 0.44491 | 15.1748 | 0.00794 | 0.0007835 | 0.0009728 | 0.4692 | 15.5565 | 0.00876 | 0.0008178 | 0.00102 | 0.48436 | 17.2101 | 0.00858 | 0.0008275 | 0.00104 | 0.48963 | 18.0781 | 0.00789 | 0.0007568 | 0.0009404 | 0.4677 | 20.218 | 0.00849 | 0.0008552 | 0.00106 | 0.45912 | 20.0232 | 0.00857 | 0.0008617 | 0.00106 | 0.4728 | 20.9954 | 0.00979 | 0.0009347 | 0.00117 | 0.48424 | 23.4501 | 0.00854 | 0.0007721 | 0.0009621 | 0.46546 | 22.934 | 0.0087 | 0.000784 | 0.0009769 | 0.47827 | 23.2874 | 0.00932 | 0.0008082 | 0.00101 | 0.49678 | 20.4032 | 0.01058 | 0.0009577 | 0.0012 | 0.48641 | 20.7941 | 0.0103 | 0.0009468 | 0.00118 | 0.50338 | 25.1682 | 0.01054 | 0.0008928 | 0.00112 | 0.54569 | 28.7547 | 0.01044 | 0.0008428 | 0.00106 | 0.53275 | 27.1252 | 0.01095 | 0.0008995 | 0.00113 | 0.60791 | 30.7061 | 0.01206 | 0.0009563 | 0.00121 | 0.55565 | 30.6395 | 0.01153 | 0.0008719 | 0.0011 | 0.55847 | 31.7323 | 0.01235 | 0.00101 | 0.00127 | 0.57699 | 33.4644 | 0.01191 | 0.0008917 | 0.00112 | 0.57422 | 32.6136 | 0.01171 | 0.000864 | 0.00109 | 0.56025 | 34.7133 | 0.01239 | 0.0009297 | 0.00117 | 0.55309 | 35.3488 | 0.01236 | 0.0009317 | 0.00117 | 0.5461 | 35.0589 | 0.01244 | 0.0009358 | 0.00117
0.54563 | 0.13834 | 0.00527 | 0.000468 | 0.0007081 | 0.64548 | 0.12804 | 0.0135 | 0.0008662 | 0.00134 | 0.56366 | 0.13636 | 0.01705 | 0.0009817 | 0.00153 | 0.56366 | 0.53907 | 0.00505 | 0.0003727 | 0.0005246 | 0.56208 | 0.5396 | 0.00675 | 0.0004595 | 0.0006394 | 0.57013 | 1.0974 | 0.00712 | 0.0005028 | 0.0006838 | 0.54929 | 2.2127 | 0.00535 | 0.0003992 | 0.0005336 | 0.54501 | 2.2128 | 0.00586 | 0.0004246 | 0.0005691 | 0.5 | 2.8138 | 0.00489 | 0.0004017 | 0.000526 | 0.49989 | 3.4098 | 0.00486 | 0.000405 | 0.0005269 | 0.53333 | 3.4245 | 0.00548 | 0.0004315 | 0.0005627 | 0.56268 | 4.0482 | 0.00534 | 0.0004478 | 0.0005734 | 0.58827 | 4.0519 | 0.00589 | 0.0004703 | 0.000605 | 0.61115 | 4.0538 | 0.00643 | 0.0004919 | 0.0006354 | 0.63165 | 4.7016 | 0.00603 | 0.0004681 | 0.0005978 | 0.60024 | 5.2575 | 0.00592 | 0.0005036 | 0.0006407 | 0.61922 | 5.2792 | 0.00636 | 0.0005219 | 0.0006674 | 0.59115 | 5.2468 | 0.00646 | 0.0005339 | 0.0006829 | 0.5837 | 6.7286 | 0.00581 | 0.0005658 | 0.0006955 | 0.55593 | 7.196 | 0.00598 | 0.0005635 | 0.0007058 | 0.5719 | 8.0349 | 0.00554 | 0.0004837 | 0.0006127 | 0.55218 | 7.9768 | 0.00562 | 0.0004921 | 0.0006236 | 0.53172 | 9.1729 | 0.00546 | 0.0005034 | 0.0006361 | 0.51474 | 9.4107 | 0.00559 | 0.0005054 | 0.0006418 | 0.54104 | 9.5404 | 0.0061 | 0.0005263 | 0.0006722 | 0.55605 | 10.2546 | 0.00592 | 0.0005273 | 0.0006758 | 0.56303 | 10.2948 | 0.00665 | 0.0005632 | 0.0007263 | 0.56302 | 11.2641 | 0.00586 | 0.0005234 | 0.0006584 | 0.56876 | 11.2943 | 0.0065 | 0.0005547 | 0.0007024 | 0.57348 | 11.3246 | 0.00714 | 0.0005845 | 0.0007445 | 0.57354 | 12.0947 | 0.00693 | 0.0006074 | 0.0007708 | 0.55061 | 11.9272 | 0.00705 | 0.0006189 | 0.0007859 | 0.58888 | 13.1591 | 0.00685 | 0.0005918 | 0.0007463 | 0.57758 | 13.0759 | 0.00682 | 0.0006157 | 0.0007682 | 0.58103 | 14.5978 | 0.00724 | 0.0006947 | 0.0008652 | 0.56097 | 15.0234 | 0.00826 | 0.0009552 | 0.00117 | 0.54749 | 14.8867 | 0.00904 | 0.00101 | 0.00125 | 0.55617 | 15.2819 | 0.00769 | 0.0007521 | 0.0009377 | 0.53906 | 15.0752 | 0.00781 | 0.0007629 | 0.000952 | 0.54748 | 15.1806 | 0.00717 | 0.0006578 | 0.0008251 | 0.53629 | 15.0639 | 0.00776 | 0.0006892 | 0.0008698 | 0.5363 | 16.6788 | 0.00767 | 0.0007952 | 0.0009773 | 0.55616 | 16.9253 | 0.00805 | 0.0008094 | 0.0009997 | 0.54934 | 16.5343 | 0.00864 | 0.0007595 | 0.0009593 | 0.50686 | 15.8824 | 0.00817 | 0.0007744 | 0.0009722 | 0.55613 | 16.6306 | 0.00882 | 0.0007942 | 0.001 | 0.51335 | 17.7091 | 0.00768 | 0.0007475 | 0.0009338 | 0.53628 | 18.0644 | 0.00848 | 0.000782 | 0.0009846 | 0.5238 | 17.8781 | 0.00858 | 0.00079 | 0.0009951 | 0.50615 | 17.1115 | 0.00814 | 0.0007419 | 0.0009302 | 0.50053 | 16.0333 | 0.00852 | 0.0007975 | 0.0009978 | 0.52133 | 16.3478 | 0.00932 | 0.0008305 | 0.00105 | 0.53818 | 18.1311 | 0.00909 | 0.0008383 | 0.00106 | 0.54403 | 19.0085 | 0.00837 | 0.0007671 | 0.0009596 | 0.51448 | 21.2253 | 0.00892 | 0.0008639 | 0.00107 | 0.50503 | 21.0301 | 0.009 | 0.0008706 | 0.00108 | 0.5122 | 21.9816 | 0.01021 | 0.0009433 | 0.00118 | 0.52459 | 24.4961 | 0.00892 | 0.0007797 | 0.0009776 | 0.50425 | 23.9792 | 0.00909 | 0.0007919 | 0.000993 | 0.51506 | 24.2647 | 0.0097 | 0.0008156 | 0.00103 | 0.56775 | 21.8477 | 0.01143 | 0.0009794 | 0.00123 | 0.5559 | 22.2839 | 0.01114 | 0.0009689 | 0.00122 | 0.5663 | 27.0506 | 0.01123 | 0.0009089 | 0.00115 | 0.60632 | 30.4421 | 0.01105 | 0.0008555 | 0.00108 | 0.59195 | 28.8995 | 0.01159 | 0.0009138 | 0.00116 | 0.66317 | 32.2279 | 0.01264 | 0.0009672 | 0.00123 | 0.60616 | 32.2936 | 0.01211 | 0.0008841 | 0.00112 | 0.60924 | 33.4656 | 0.01291 | 0.00102 | 0.00129 | 0.62507 | 35.0795 | 0.01243 | 0.0009022 | 0.00114 | 0.62207 | 34.2075 | 0.01225 | 0.0008753 | 0.00111 | 0.60335 | 36.3232 | 0.0129 | 0.0009401 | 0.00119 | 0.59563 | 37.0963 | 0.01286 | 0.0009421 | 0.00119 | 0.58811 | 36.7958 | 0.01294 | 0.0009464 | 0.00119
0.59524 | 0.13293 | 0.00592 | 0.000506 | 0.0007753 | 0.69513 | 0.12353 | 0.01492 | 0.0009277 | 0.00145 | 0.59682 | 0.13286 | 0.01839 | 0.00103 | 0.00161 | 0.59682 | 0.52705 | 0.00539 | 0.0003827 | 0.0005439 | 0.62453 | 0.51745 | 0.0076 | 0.0004891 | 0.0006822 | 0.64139 | 1.0642 | 0.00796 | 0.0005265 | 0.000715 | 0.59922 | 2.2035 | 0.00575 | 0.0004087 | 0.0005489 | 0.59043 | 2.2046 | 0.00627 | 0.0004335 | 0.0005838 | 0.54167 | 2.8154 | 0.00521 | 0.0004085 | 0.0005379 | 0.57131 | 3.437 | 0.00539 | 0.0004183 | 0.0005459 | 0.6 | 3.4428 | 0.00601 | 0.0004439 | 0.0005805 | 0.6252 | 4.0534 | 0.00579 | 0.0004572 | 0.0005878 | 0.6471 | 4.0533 | 0.00633 | 0.0004792 | 0.0006187 | 0.6667 | 4.0521 | 0.00687 | 0.0005003 | 0.0006485 | 0.68428 | 4.6919 | 0.00641 | 0.000475 | 0.000609 | 0.65026 | 5.3096 | 0.00626 | 0.0005096 | 0.0006515 | 0.66686 | 5.3245 | 0.0067 | 0.0005276 | 0.0006777 | 0.63662 | 5.297 | 0.0068 | 0.0005396 | 0.0006933 | 0.62539 | 6.7896 | 0.00608 | 0.0005696 | 0.0007033 | 0.59299 | 7.2798 | 0.00623 | 0.0005672 | 0.0007135 | 0.60764 | 8.1296 | 0.00576 | 0.0004872 | 0.0006196 | 0.58669 | 8.0755 | 0.00584 | 0.0004956 | 0.0006306 | 0.56299 | 9.3052 | 0.00566 | 0.0005064 | 0.0006424 | 0.57194 | 9.6773 | 0.00597 | 0.0005127 | 0.0006544 | 0.60867 | 9.8216 | 0.00657 | 0.0005354 | 0.0006867 | 0.62556 | 10.5806 | 0.00636 | 0.0005358 | 0.0006898 | 0.62559 | 10.5812 | 0.00708 | 0.0005711 | 0.0007396 | 0.62558 | 11.6097 | 0.00625 | 0.0005307 | 0.0006708 | 0.62564 | 11.6103 | 0.00689 | 0.0005616 | 0.0007142 | 0.62561 | 11.6109 | 0.00754 | 0.000591 | 0.0007558 | 0.62568 | 12.4503 | 0.0073 | 0.0006136 | 0.0007822 | 0.60066 | 12.2827 | 0.00743 | 0.0006252 | 0.0007977 | 0.63796 | 13.4648 | 0.00719 | 0.0005971 | 0.0007561 | 0.62571 | 13.4011 | 0.00717 | 0.0006212 | 0.0007784 | 0.62573 | 14.9528 | 0.00755 | 0.0006992 | 0.0008744 | 0.60413 | 15.4175 | 0.00856 | 0.0009594 | 0.00118 | 0.5866 | 15.271 | 0.00934 | 0.00101 | 0.00126 | 0.5959 | 15.726 | 0.00798 | 0.0007565 | 0.0009472 | 0.57756 | 15.529 | 0.0081 | 0.0007674 | 0.0009618 | 0.58659 | 15.6042 | 0.00746 | 0.0006627 | 0.0008351 | 0.57204 | 15.4577 | 0.00806 | 0.000694 | 0.0008797 | 0.57205 | 17.1219 | 0.00793 | 0.0007991 | 0.000986 | 0.62568 | 17.7332 | 0.00857 | 0.0008182 | 0.00102 | 0.61037 | 17.2819 | 0.00917 | 0.0007694 | 0.0009767 | 0.57021 | 16.8271 | 0.00872 | 0.0007858 | 0.0009928 | 0.61792 | 17.4878 | 0.00935 | 0.0008041 | 0.00102 | 0.57752 | 18.6532 | 0.00818 | 0.0007572 | 0.0009518 | 0.59587 | 18.9005 | 0.00897 | 0.0007908 | 0.001 | 0.582 | 18.7239 | 0.00908 | 0.0007989 | 0.00101 | 0.56239 | 17.9547 | 0.00866 | 0.0007526 | 0.0009495 | 0.55614 | 16.8656 | 0.00906 | 0.0008095 | 0.00102 | 0.57347 | 17.112 | 0.00986 | 0.0008415 | 0.00107 | 0.592 | 18.9651 | 0.00957 | 0.0008477 | 0.00107 | 0.59843 | 19.882 | 0.00884 | 0.0007761 | 0.0009765 | 0.56125 | 22.1559 | 0.00934 | 0.0008716 | 0.00109 | 0.55094 | 21.9504 | 0.00942 | 0.0008783 | 0.0011 | 0.5516 | 22.9008 | 0.01061 | 0.000951 | 0.0012 | 0.56494 | 25.4751 | 0.00928 | 0.0007865 | 0.0009915 | 0.54304 | 24.9575 | 0.00945 | 0.0007989 | 0.00101 | 0.58864 | 26.0266 | 0.01041 | 0.0008313 | 0.00106 | 0.63871 | 23.181 | 0.01223 | 0.0009975 | 0.00127 | 0.62538 | 23.6433 | 0.01192 | 0.0009873 | 0.00125 | 0.62923 | 28.7613 | 0.01187 | 0.0009225 | 0.00117 | 0.66695 | 31.9562 | 0.01162 | 0.0008665 | 0.0011 | 0.65114 | 30.5411 | 0.01219 | 0.000926 | 0.00118 | 0.71844 | 33.6548 | 0.01319 | 0.0009767 | 0.00125 | 0.65667 | 33.8438 | 0.01265 | 0.0008949 | 0.00114 | 0.66001 | 35.0652 | 0.01343 | 0.00103 | 0.00131 | 0.67315 | 36.59 | 0.01294 | 0.0009116 | 0.00116 | 0.66992 | 35.6971 | 0.01277 | 0.0008854 | 0.00113 | 0.64645 | 37.8287 | 0.01339 | 0.0009495 | 0.00121 | 0.63818 | 38.7197 | 0.01334 | 0.0009513 | 0.00121 | 0.63012 | 38.4188 | 0.01342 | 0.0009557 | 0.00121
0.64484 | 0.12802 | 0.0066 | 0.0005446 | 0.0008444 | 0.74479 | 0.11952 | 0.01639 | 0.0009899 | 0.00156 | 0.66313 | 0.12644 | 0.02116 | 0.00116 | 0.00179 | 0.66313 | 0.5046 | 0.00609 | 0.000409 | 0.0005833 | 0.68698 | 0.49701 | 0.00849 | 0.0005191 | 0.0007261 | 0.71266 | 1.0321 | 0.00882 | 0.0005503 | 0.0007462 | 0.64916 | 2.1913 | 0.00617 | 0.0004178 | 0.0005638 | 0.63584 | 2.1944 | 0.00668 | 0.0004422 | 0.0005981 | 0.58333 | 2.8121 | 0.00553 | 0.0004151 | 0.0005495 | 0.64272 | 3.4474 | 0.00591 | 0.0004309 | 0.0005636 | 0.66667 | 3.4482 | 0.00653 | 0.0004557 | 0.0005973 | 0.68771 | 4.0498 | 0.00624 | 0.0004661 | 0.0006015 | 0.70592 | 4.0467 | 0.00678 | 0.0004877 | 0.0006318 | 0.72226 | 4.0446 | 0.00732 | 0.0005084 | 0.0006612 | 0.73692 | 4.6784 | 0.0068 | 0.0004817 | 0.0006198 | 0.70028 | 5.3499 | 0.0066 | 0.0005152 | 0.0006616 | 0.71449 | 5.3588 | 0.00704 | 0.000533 | 0.0006875 | 0.6821 | 5.3363 | 0.00714 | 0.000545 | 0.0007032 | 0.66708 | 6.8376 | 0.00635 | 0.0005733 | 0.0007107 | 0.63005 | 7.3507 | 0.00647 | 0.0005708 | 0.0007207 | 0.64339 | 8.2105 | 0.00599 | 0.0004905 | 0.0006262 | 0.6212 | 8.1613 | 0.00606 | 0.0004989 | 0.0006372 | 0.62555 | 9.5284 | 0.00604 | 0.0005134 | 0.0006543 | 0.64343 | 9.9417 | 0.00643 | 0.0005216 | 0.0006685 | 0.6763 | 10.0445 | 0.00702 | 0.0005437 | 0.0006998 | 0.69506 | 10.8273 | 0.00678 | 0.0005433 | 0.0007023 | 0.68815 | 10.8081 | 0.00751 | 0.0005783 | 0.0007516 | 0.68814 | 11.906 | 0.00663 | 0.0005373 | 0.0006821 | 0.68252 | 11.8769 | 0.00728 | 0.0005679 | 0.0007251 | 0.67775 | 11.8577 | 0.00792 | 0.0005971 | 0.0007663 | 0.67782 | 12.7666 | 0.00765 | 0.0006192 | 0.0007926 | 0.65072 | 12.6087 | 0.00779 | 0.000631 | 0.0008083 | 0.68703 | 13.741 | 0.00752 | 0.0006021 | 0.0007652 | 0.67384 | 13.687 | 0.0075 | 0.0006262 | 0.0007878 | 0.67042 | 15.2783 | 0.00785 | 0.0007033 | 0.0008828 | 0.64728 | 15.7723 | 0.00885 | 0.0009633 | 0.00119 | 0.6257 | 15.6059 | 0.00963 | 0.00101 | 0.00127 | 0.63563 | 16.1406 | 0.00826 | 0.0007606 | 0.000956 | 0.61607 | 15.9436 | 0.00839 | 0.0007716 | 0.0009708 | 0.62569 | 15.9984 | 0.00774 | 0.0006672 | 0.0008444 | 0.64355 | 16.1671 | 0.00863 | 0.0007048 | 0.0008974 | 0.64356 | 17.9201 | 0.00845 | 0.0008077 | 0.001 | 0.6952 | 18.4433 | 0.00906 | 0.0008258 | 0.00103 | 0.67141 | 17.9715 | 0.00968 | 0.0007781 | 0.0009922 | 0.63357 | 17.6945 | 0.00924 | 0.0007955 | 0.00101 | 0.67972 | 18.2769 | 0.00985 | 0.0008127 | 0.00104 | 0.64168 | 19.4701 | 0.00865 | 0.0007655 | 0.0009674 | 0.65546 | 19.6288 | 0.00944 | 0.0007985 | 0.00102 | 0.6402 | 19.4519 | 0.00955 | 0.0008068 | 0.00103 | 0.61863 | 18.7505 | 0.00915 | 0.000762 | 0.0009666 | 0.61176 | 17.6507 | 0.00959 | 0.00082 | 0.00104 | 0.6256 | 17.8386 | 0.01037 | 0.0008513 | 0.00109 | 0.64581 | 19.7215 | 0.01004 | 0.000856 | 0.00109 | 0.65283 | 20.6979 | 0.00928 | 0.000784 | 0.0009916 | 0.60802 | 23.0091 | 0.00973 | 0.0008783 | 0.0011 | 0.59685 | 22.8133 | 0.00982 | 0.0008852 | 0.00111 | 0.6304 | 24.616 | 0.01137 | 0.0009668 | 0.00123 | 0.64565 | 27.2498 | 0.00996 | 0.0008009 | 0.00102 | 0.62061 | 26.7211 | 0.01015 | 0.0008138 | 0.00103 | 0.66222 | 27.586 | 0.01109 | 0.0008443 | 0.00108 | 0.70968 | 24.4308 | 0.01299 | 0.00101 | 0.00129 | 0.69487 | 24.8999 | 0.01266 | 0.001 | 0.00128 | 0.69215 | 30.3282 | 0.01248 | 0.000934 | 0.0012 | 0.72758 | 33.3355 | 0.01218 | 0.0008762 | 0.00112 | 0.71034 | 32.0582 | 0.01277 | 0.0009366 | 0.0012 | 0.7737 | 34.9858 | 0.01371 | 0.0009853 | 0.00126 | 0.70718 | 35.289 | 0.01317 | 0.0009044 | 0.00116 | 0.71078 | 36.5397 | 0.01394 | 0.00104 | 0.00133 | 0.72123 | 37.9951 | 0.01342 | 0.00092 | 0.00118 | 0.71777 | 37.1014 | 0.01326 | 0.0008943 | 0.00114 | 0.68954 | 39.2391 | 0.01386 | 0.0009578 | 0.00122 | 0.68072 | 40.2482 | 0.01379 | 0.0009596 | 0.00122 | 0.67212 | 39.9469 | 0.01388 | 0.0009641 | 0.00123
0.69444 | 0.12361 | 0.0073 | 0.0005838 | 0.0009153 | 0.79444 | 0.11581 | 0.01792 | 0.00105 | 0.00167 | 0.74602 | 0.11943 | 0.02482 | 0.00134 | 0.00202 | 0.74602 | 0.47915 | 0.007 | 0.000446 | 0.0006342 | 0.74944 | 0.47817 | 0.00941 | 0.0005497 | 0.0007712 | 0.78392 | 1.0003 | 0.00971 | 0.0005741 | 0.0007777 | 0.69909 | 2.1761 | 0.00658 | 0.0004268 | 0.0005783 | 0.72668 | 2.167 | 0.0075 | 0.0004664 | 0.0006258 | 0.66667 | 2.7966 | 0.00618 | 0.0004323 | 0.0005716 | 0.71413 | 3.4458 | 0.00644 | 0.0004427 | 0.0005804 | 0.73333 | 3.4438 | 0.00706 | 0.0004669 | 0.0006133 | 0.75023 | 4.0383 | 0.00668 | 0.0004747 | 0.0006147 | 0.76475 | 4.0352 | 0.00722 | 0.0004959 | 0.0006445 | 0.77782 | 4.0322 | 0.00777 | 0.0005164 | 0.0006734 | 0.78956 | 4.6608 | 0.00719 | 0.0004883 | 0.0006302 | 0.7503 | 5.3782 | 0.00693 | 0.0005207 | 0.0006713 | 0.76212 | 5.3842 | 0.00737 | 0.0005382 | 0.0006968 | 0.72757 | 5.3667 | 0.00748 | 0.0005502 | 0.0007127 | 0.70878 | 6.8758 | 0.00661 | 0.0005769 | 0.0007178 | 0.66711 | 7.4107 | 0.00672 | 0.0005742 | 0.0007277 | 0.71487 | 8.3384 | 0.00642 | 0.0004985 | 0.0006385 | 0.69023 | 8.2992 | 0.0065 | 0.000507 | 0.0006497 | 0.70374 | 9.7414 | 0.00651 | 0.0005221 | 0.0006676 | 0.71492 | 10.1528 | 0.00688 | 0.0005298 | 0.0006812 | 0.74393 | 10.222 | 0.00747 | 0.0005514 | 0.0007117 | 0.76457 | 11.0245 | 0.00719 | 0.0005503 | 0.0007137 | 0.75071 | 10.9855 | 0.00792 | 0.0005849 | 0.0007626 | 0.75069 | 12.1529 | 0.00701 | 0.0005434 | 0.0006924 | 0.73939 | 12.114 | 0.00765 | 0.0005738 | 0.0007351 | 0.72988 | 12.0749 | 0.0083 | 0.0006027 | 0.000776 | 0.72996 | 13.0433 | 0.008 | 0.0006244 | 0.0008022 | 0.70077 | 12.8953 | 0.00814 | 0.0006363 | 0.0008182 | 0.7361 | 13.9877 | 0.00785 | 0.0006067 | 0.0007737 | 0.72197 | 13.9534 | 0.00783 | 0.0006309 | 0.0007966 | 0.71512 | 15.5643 | 0.00814 | 0.0007072 | 0.0008907 | 0.69043 | 16.0976 | 0.00913 | 0.0009668 | 0.0012 | 0.70392 | 16.1873 | 0.0102 | 0.00102 | 0.00128 | 0.71508 | 16.8716 | 0.00881 | 0.0007697 | 0.0009717 | 0.69308 | 16.6842 | 0.00894 | 0.0007809 | 0.0009869 | 0.70391 | 16.6987 | 0.0083 | 0.0006775 | 0.000861 | 0.71505 | 16.7984 | 0.00918 | 0.0007144 | 0.000913 | 0.71506 | 18.6304 | 0.00894 | 0.0008152 | 0.00102 | 0.76472 | 19.0649 | 0.00955 | 0.0008327 | 0.00104 | 0.73245 | 18.6126 | 0.01018 | 0.0007859 | 0.00101 | 0.69693 | 18.4839 | 0.00974 | 0.0008039 | 0.00103 | 0.74151 | 18.9977 | 0.01034 | 0.0008204 | 0.00105 | 0.70585 | 20.1591 | 0.00911 | 0.0007729 | 0.0009812 | 0.71504 | 20.2588 | 0.00989 | 0.0008055 | 0.00103 | 0.6984 | 20.0917 | 0.01 | 0.0008138 | 0.00104 | 0.67487 | 19.4985 | 0.00962 | 0.0007703 | 0.0009819 | 0.66737 | 18.398 | 0.01009 | 0.0008292 | 0.00106 | 0.67773 | 18.5369 | 0.01087 | 0.00086 | 0.0011 | 0.69963 | 20.4197 | 0.01049 | 0.0008634 | 0.0011 | 0.70724 | 21.4757 | 0.00971 | 0.0007911 | 0.00101 | 0.65479 | 23.8144 | 0.01012 | 0.0008844 | 0.00112 | 0.64276 | 23.6184 | 0.01021 | 0.0008914 | 0.00113 | 0.7092 | 26.158 | 0.01208 | 0.00098 | 0.00125 | 0.72636 | 28.8015 | 0.0106 | 0.000813 | 0.00104 | 0.69819 | 28.2818 | 0.01081 | 0.0008264 | 0.00105 | 0.7358 | 28.9708 | 0.01172 | 0.0008556 | 0.0011 | 0.78065 | 25.6054 | 0.01371 | 0.00103 | 0.00132 | 0.76436 | 26.0717 | 0.01337 | 0.00102 | 0.0013 | 0.75507 | 31.76 | 0.01306 | 0.0009441 | 0.00121 | 0.78821 | 34.599 | 0.01271 | 0.0008848 | 0.00114 | 0.76953 | 33.4597 | 0.01332 | 0.0009459 | 0.00122 | 0.82897 | 36.2402 | 0.01422 | 0.000993 | 0.00128 | 0.7577 | 36.6381 | 0.01368 | 0.0009129 | 0.00117 | 0.76155 | 37.9083 | 0.01442 | 0.00105 | 0.00135 | 0.76932 | 39.304 | 0.01389 | 0.0009276 | 0.00119 | 0.76562 | 38.4395 | 0.01374 | 0.0009025 | 0.00116 | 0.73264 | 40.5734 | 0.01431 | 0.0009655 | 0.00124 | 0.72327 | 41.6808 | 0.01423 | 0.0009671 | 0.00124 | 0.71413 | 41.3791 | 0.01432 | 0.0009717 | 0.00124
0.79365 | 0.1158 | 0.00878 | 0.0006791 | 0.00106 | 0.84409 | 0.11231 | 0.01949 | 0.00112 | 0.00179 | 0.82891 | 0.11342 | 0.02869 | 0.00152 | 0.00226 | 0.82891 | 0.45642 | 0.00796 | 0.0004835 | 0.0006871 | 0.81189 | 0.46084 | 0.01037 | 0.0005807 | 0.0008176 | 0.85519 | 0.96967 | 0.01063 | 0.0005982 | 0.0008094 | 0.79896 | 2.1427 | 0.00742 | 0.0004519 | 0.0006065 | 0.81751 | 2.1357 | 0.00834 | 0.0004897 | 0.0006526 | 0.75 | 2.7721 | 0.00683 | 0.0004488 | 0.0005927 | 0.78555 | 3.4354 | 0.00696 | 0.0004542 | 0.0005965 | 0.8 | 3.4334 | 0.00758 | 0.0004778 | 0.0006287 | 0.81275 | 4.0228 | 0.00713 | 0.0004831 | 0.0006274 | 0.82358 | 4.0198 | 0.00767 | 0.000504 | 0.0006568 | 0.83338 | 4.0168 | 0.00822 | 0.0005241 | 0.0006853 | 0.84219 | 4.6424 | 0.00758 | 0.0004947 | 0.0006405 | 0.80032 | 5.3997 | 0.00727 | 0.0005259 | 0.0006806 | 0.80976 | 5.4026 | 0.00771 | 0.0005432 | 0.0007058 | 0.77304 | 5.3891 | 0.00782 | 0.0005553 | 0.0007217 | 0.75047 | 6.905 | 0.00687 | 0.0005803 | 0.0007245 | 0.74123 | 7.5 | 0.0072 | 0.0005826 | 0.0007407 | 0.80423 | 8.4484 | 0.00696 | 0.0005089 | 0.0006526 | 0.7765 | 8.4201 | 0.00704 | 0.0005174 | 0.0006639 | 0.78193 | 9.899 | 0.00697 | 0.0005302 | 0.0006797 | 0.78641 | 10.3103 | 0.00732 | 0.0005374 | 0.0006929 | 0.81156 | 10.3598 | 0.00791 | 0.0005585 | 0.0007228 | 0.83407 | 11.1722 | 0.0076 | 0.0005568 | 0.0007243 | 0.81327 | 11.1333 | 0.00833 | 0.0005911 | 0.0007728 | 0.81325 | 12.3602 | 0.00738 | 0.0005491 | 0.000702 | 0.79627 | 12.3114 | 0.00802 | 0.0005793 | 0.0007444 | 0.78202 | 12.2624 | 0.00867 | 0.0006079 | 0.0007851 | 0.7821 | 13.2904 | 0.00835 | 0.0006293 | 0.0008112 | 0.75083 | 13.1423 | 0.00849 | 0.0006413 | 0.0008274 | 0.78518 | 14.2148 | 0.00817 | 0.000611 | 0.0007816 | 0.7701 | 14.2002 | 0.00815 | 0.0006353 | 0.0008048 | 0.80451 | 16.0676 | 0.00871 | 0.0007164 | 0.0009049 | 0.77673 | 16.6497 | 0.00968 | 0.0009747 | 0.00122 | 0.78213 | 16.6802 | 0.01075 | 0.00103 | 0.0013 | 0.79453 | 17.5041 | 0.00933 | 0.0007778 | 0.0009855 | 0.77008 | 17.3166 | 0.00947 | 0.0007891 | 0.001 | 0.78212 | 17.3207 | 0.00883 | 0.0006867 | 0.0008757 | 0.78656 | 17.3611 | 0.00971 | 0.0007229 | 0.000927 | 0.78657 | 19.2523 | 0.00942 | 0.000822 | 0.00103 | 0.83424 | 19.6178 | 0.01001 | 0.0008388 | 0.00105 | 0.79349 | 19.195 | 0.01066 | 0.000793 | 0.00102 | 0.76028 | 19.2049 | 0.01022 | 0.0008114 | 0.00104 | 0.8033 | 19.6598 | 0.0108 | 0.0008273 | 0.00107 | 0.77002 | 20.7698 | 0.00955 | 0.0007795 | 0.0009935 | 0.77463 | 20.8101 | 0.01033 | 0.0008118 | 0.00104 | 0.7566 | 20.6529 | 0.01045 | 0.0008202 | 0.00105 | 0.73111 | 20.1881 | 0.01008 | 0.0007778 | 0.0009957 | 0.72299 | 19.117 | 0.01057 | 0.0008375 | 0.00107 | 0.72987 | 19.2068 | 0.01135 | 0.0008679 | 0.00112 | 0.75345 | 21.0594 | 0.01092 | 0.0008701 | 0.00112 | 0.76164 | 22.1951 | 0.01012 | 0.0007975 | 0.00102 | 0.74833 | 25.2798 | 0.01086 | 0.0008979 | 0.00114 | 0.73459 | 25.0735 | 0.01095 | 0.0009051 | 0.00115 | 0.788 | 27.5649 | 0.01275 | 0.0009913 | 0.00127 | 0.80706 | 30.1882 | 0.01122 | 0.0008235 | 0.00105 | 0.77577 | 29.6676 | 0.01143 | 0.0008372 | 0.00107 | 0.80938 | 30.2196 | 0.01234 | 0.0008654 | 0.00111 | 0.85162 | 26.7137 | 0.0144 | 0.00104 | 0.00134 | 0.83384 | 27.1777 | 0.01405 | 0.00103 | 0.00132 | 0.818 | 33.0655 | 0.01362 | 0.0009531 | 0.00123 | 0.84884 | 35.7557 | 0.01322 | 0.0008926 | 0.00115 | 0.82873 | 34.7548 | 0.01385 | 0.0009542 | 0.00123 | 0.88423 | 37.4173 | 0.01471 | 0.001 | 0.00129 | 0.80821 | 37.9106 | 0.01416 | 0.0009207 | 0.00119 | 0.81232 | 39.1803 | 0.01489 | 0.00106 | 0.00136 | 0.8174 | 40.5361 | 0.01434 | 0.0009346 | 0.00121 | 0.81347 | 39.6909 | 0.0142 | 0.0009099 | 0.00117 | 0.77574 | 41.8212 | 0.01475 | 0.0009724 | 0.00125 | 0.76581 | 43.0271 | 0.01466 | 0.0009739 | 0.00125 | 0.75614 | 42.735 | 0.01475 | 0.0009786 | 0.00126
0.89286 | 0.10919 | 0.01036 | 0.0007749 | 0.00122 | 0.89374 | 0.1092 | 0.0211 | 0.00118 | 0.00191 | 0.9118 | 0.10811 | 0.03275 | 0.0017 | 0.00251 | 0.9118 | 0.43589 | 0.00897 | 0.0005216 | 0.0007419 | 0.87434 | 0.44492 | 0.01137 | 0.0006124 | 0.0008653 | 0.92645 | 0.94041 | 0.01157 | 0.0006226 | 0.0008417 | 0.89883 | 2.1045 | 0.00827 | 0.0004762 | 0.0006339 | 0.90835 | 2.1005 | 0.0092 | 0.0005123 | 0.0006787 | 0.83333 | 2.7418 | 0.00748 | 0.0004648 | 0.0006131 | 0.85696 | 3.419 | 0.00749 | 0.0004652 | 0.000612 | 0.86667 | 3.417 | 0.00811 | 0.0004883 | 0.0006436 | 0.87527 | 4.0034 | 0.00758 | 0.0004913 | 0.0006398 | 0.8824 | 4.0004 | 0.00812 | 0.0005118 | 0.0006687 | 0.88894 | 3.9984 | 0.00867 | 0.0005317 | 0.0006968 | 0.89483 | 4.622 | 0.00797 | 0.000501 | 0.0006505 | 0.85034 | 5.4131 | 0.0076 | 0.0005309 | 0.0006896 | 0.85739 | 5.4141 | 0.00804 | 0.0005481 | 0.0007145 | 0.81852 | 5.4056 | 0.00815 | 0.0005601 | 0.0007305 | 0.83385 | 6.9417 | 0.00739 | 0.0005891 | 0.0007374 | 0.83389 | 7.5692 | 0.0078 | 0.0005935 | 0.0007557 | 0.89359 | 8.5147 | 0.00749 | 0.0005187 | 0.0006656 | 0.86278 | 8.4963 | 0.00758 | 0.0005271 | 0.0006771 | 0.86013 | 10.013 | 0.00743 | 0.0005377 | 0.0006909 | 0.8579 | 10.4283 | 0.00775 | 0.0005445 | 0.0007038 | 0.87919 | 10.4579 | 0.00834 | 0.0005653 | 0.0007332 | 0.90358 | 11.2801 | 0.008 | 0.000563 | 0.0007341 | 0.87583 | 11.2413 | 0.00873 | 0.000597 | 0.0007824 | 0.87581 | 12.5479 | 0.00774 | 0.0005545 | 0.0007109 | 0.85315 | 12.4891 | 0.00839 | 0.0005844 | 0.0007531 | 0.83415 | 12.4303 | 0.00904 | 0.0006129 | 0.0007936 | 0.83424 | 13.5178 | 0.00869 | 0.0006339 | 0.0008195 | 0.80088 | 13.3796 | 0.00883 | 0.0006459 | 0.0008359 | 0.88332 | 14.5897 | 0.0088 | 0.0006222 | 0.0007962 | 0.86637 | 14.6247 | 0.00877 | 0.0006465 | 0.0008199 | 0.89389 | 16.4821 | 0.00927 | 0.0007248 | 0.0009176 | 0.86304 | 17.1032 | 0.01021 | 0.0009817 | 0.00123 | 0.86034 | 17.0942 | 0.01128 | 0.00104 | 0.00131 | 0.87399 | 18.0479 | 0.00984 | 0.000785 | 0.0009977 | 0.84709 | 17.8701 | 0.00999 | 0.0007965 | 0.00101 | 0.86033 | 17.8739 | 0.00934 | 0.0006948 | 0.0008889 | 0.85806 | 17.8649 | 0.01022 | 0.0007307 | 0.0009397 | 0.85807 | 19.7953 | 0.00988 | 0.0008281 | 0.00104 | 0.90376 | 20.1217 | 0.01047 | 0.0008445 | 0.00106 | 0.85452 | 19.7283 | 0.01112 | 0.0007995 | 0.00103 | 0.82364 | 19.8671 | 0.01068 | 0.0008182 | 0.00105 | 0.86509 | 20.2728 | 0.01126 | 0.0008335 | 0.00108 | 0.83419 | 21.3017 | 0.00998 | 0.0007856 | 0.001 | 0.83422 | 21.3026 | 0.01076 | 0.0008176 | 0.00105 | 0.8148 | 21.1452 | 0.01088 | 0.0008261 | 0.00106 | 0.78735 | 20.849 | 0.01052 | 0.0007846 | 0.00101 | 0.7786 | 19.8074 | 0.01103 | 0.000845 | 0.00109 | 0.83413 | 20.4598 | 0.01226 | 0.0008861 | 0.00114 | 0.86109 | 22.2122 | 0.01176 | 0.0008858 | 0.00114 | 0.87045 | 23.5273 | 0.01091 | 0.0008124 | 0.00104 | 0.84187 | 26.5801 | 0.01155 | 0.0009094 | 0.00116 | 0.82641 | 26.3734 | 0.01166 | 0.0009167 | 0.00117 | 0.8668 | 28.8655 | 0.01339 | 0.001 | 0.00129 | 0.88777 | 31.4285 | 0.0118 | 0.0008327 | 0.00107 | 0.85334 | 30.9073 | 0.01203 | 0.0008466 | 0.00109 | 0.88296 | 31.3515 | 0.01292 | 0.0008742 | 0.00113 | 0.92259 | 27.7649 | 0.01506 | 0.00105 | 0.00136 | 0.90333 | 28.2169 | 0.0147 | 0.00104 | 0.00134 | 0.88092 | 34.2741 | 0.01416 | 0.0009611 | 0.00125 | 0.90948 | 36.8252 | 0.01372 | 0.0008997 | 0.00116 | 0.88792 | 35.9627 | 0.01436 | 0.0009618 | 0.00125 | 0.9395 | 38.5268 | 0.01519 | 0.00101 | 0.0013 | 0.85872 | 39.096 | 0.01463 | 0.0009278 | 0.0012 | 0.86309 | 40.3552 | 0.01534 | 0.00106 | 0.00137 | 0.86548 | 41.6908 | 0.01478 | 0.0009409 | 0.00122 | 0.86133 | 40.875 | 0.01465 | 0.0009167 | 0.00119 | 0.86193 | 44.1351 | 0.01559 | 0.0009883 | 0.00128 | 0.8509 | 45.5183 | 0.01548 | 0.0009893 | 0.00128 | 0.84016 | 45.2157 | 0.01557 | 0.0009942 | 0.00128
0.99206 | 0.10358 | 0.01203 | 0.0008717 | 0.00138 | 0.99305 | 0.1035 | 0.02448 | 0.00135 | 0.00215 | 0.99469 | 0.1034 | 0.03701 | 0.00187 | 0.00277 | 0.99469 | 0.41746 | 0.01003 | 0.0005604 | 0.0007987 | 0.9368 | 0.43019 | 0.0124 | 0.0006446 | 0.0009143 | 0.99772 | 0.91245 | 0.01255 | 0.0006474 | 0.0008745 | 0.9987 | 2.0643 | 0.00913 | 0.0004998 | 0.0006609 | 0.99918 | 2.0643 | 0.01007 | 0.0005346 | 0.0007044 | 0.91667 | 2.7075 | 0.00814 | 0.0004804 | 0.000633 | 0.92837 | 3.3977 | 0.00802 | 0.000476 | 0.000627 | 0.93333 | 3.3967 | 0.00864 | 0.0004986 | 0.0006582 | 0.93779 | 3.98 | 0.00803 | 0.0004993 | 0.0006519 | 0.94123 | 3.9791 | 0.00858 | 0.0005196 | 0.0006804 | 0.9445 | 3.9781 | 0.00912 | 0.0005392 | 0.0007082 | 0.94747 | 4.6006 | 0.00836 | 0.0005073 | 0.0006603 | 0.90036 | 5.4197 | 0.00794 | 0.0005358 | 0.0006982 | 0.95265 | 5.4223 | 0.00871 | 0.0005615 | 0.0007312 | 0.90946 | 5.4207 | 0.00882 | 0.0005733 | 0.0007471 | 0.93809 | 6.9573 | 0.00804 | 0.0006009 | 0.0007524 | 0.92654 | 7.6048 | 0.0084 | 0.0006039 | 0.0007696 | 0.98295 | 8.5493 | 0.00802 | 0.000528 | 0.0006779 | 0.94906 | 8.5399 | 0.00811 | 0.0005364 | 0.0006894 | 0.93832 | 10.0933 | 0.00788 | 0.0005448 | 0.0007014 | 0.92939 | 10.5265 | 0.00818 | 0.0005512 | 0.0007139 | 0.94682 | 10.5462 | 0.00877 | 0.0005717 | 0.0007429 | 0.97309 | 11.3583 | 0.0084 | 0.0005688 | 0.0007433 | 0.93839 | 11.3296 | 0.00913 | 0.0006026 | 0.0007914 | 0.93837 | 12.7058 | 0.0081 | 0.0005595 | 0.0007193 | 0.91002 | 12.6371 | 0.00875 | 0.0005893 | 0.0007614 | 0.93842 | 12.7066 | 0.00976 | 0.0006263 | 0.0008094 | 0.93852 | 13.8934 | 0.00935 | 0.0006456 | 0.0008348 | 0.90099 | 13.7651 | 0.0095 | 0.0006577 | 0.0008515 | 0.98147 | 14.9056 | 0.00941 | 0.0006324 | 0.0008093 | 0.96263 | 14.9802 | 0.00938 | 0.0006566 | 0.0008336 | 0.98328 | 16.8274 | 0.00981 | 0.0007325 | 0.0009291 | 0.94934 | 17.4877 | 0.01074 | 0.0009881 | 0.00124 | 0.93856 | 17.4491 | 0.01181 | 0.00104 | 0.00132 | 0.95344 | 18.5125 | 0.01034 | 0.0007916 | 0.00101 | 0.9241 | 18.3547 | 0.01049 | 0.0008032 | 0.00102 | 0.93854 | 18.3682 | 0.00984 | 0.0007023 | 0.0009009 | 0.92957 | 18.3096 | 0.01072 | 0.0007378 | 0.0009512 | 0.92958 | 20.2893 | 0.01033 | 0.0008336 | 0.00105 | 0.97328 | 20.5563 | 0.01091 | 0.0008497 | 0.00107 | 0.9766 | 20.6872 | 0.01202 | 0.0008159 | 0.00105 | 0.887 | 20.4803 | 0.01113 | 0.0008243 | 0.00106 | 0.98868 | 21.3612 | 0.01213 | 0.0008489 | 0.0011 | 0.89836 | 21.7646 | 0.0104 | 0.0007912 | 0.00102 | 0.95339 | 22.12 | 0.01159 | 0.0008321 | 0.00107 | 0.9312 | 21.9824 | 0.01172 | 0.0008408 | 0.00108 | 0.89983 | 22.0538 | 0.01136 | 0.0008008 | 0.00103 | 0.88983 | 21.0914 | 0.01191 | 0.0008624 | 0.00111 | 0.9384 | 21.6162 | 0.01312 | 0.0009016 | 0.00116 | 0.96872 | 23.2084 | 0.01255 | 0.0008993 | 0.00116 | 0.97925 | 24.7231 | 0.01166 | 0.0008253 | 0.00106 | 0.93541 | 27.7339 | 0.01222 | 0.0009195 | 0.00117 | 0.91823 | 27.537 | 0.01233 | 0.0009269 | 0.00118 | 0.9456 | 30.049 | 0.014 | 0.00101 | 0.0013 | 0.96848 | 32.5418 | 0.01237 | 0.000841 | 0.00108 | 0.93092 | 32.04 | 0.0126 | 0.0008551 | 0.0011 | 0.95654 | 32.3858 | 0.01349 | 0.0008822 | 0.00114 | 0.99356 | 28.7585 | 0.0157 | 0.00106 | 0.00137 | 0.97282 | 29.1987 | 0.01533 | 0.00105 | 0.00136 | 0.94384 | 35.3852 | 0.01468 | 0.0009684 | 0.00126 | 0.97011 | 37.8069 | 0.01421 | 0.0009063 | 0.00118 | 0.94712 | 37.0831 | 0.01486 | 0.0009687 | 0.00126 | 0.99476 | 39.5683 | 0.01565 | 0.00101 | 0.00132 | 0.90924 | 40.2237 | 0.01509 | 0.0009343 | 0.00122 | 0.91386 | 41.4625 | 0.01579 | 0.00107 | 0.00139 | 0.96164 | 43.817 | 0.01563 | 0.000956 | 0.00124 | 0.95703 | 43.07 | 0.01551 | 0.0009327 | 0.00121 | 0.96967 | 46.6873 | 0.01658 | 0.00101 | 0.0013 | 0.95727 | 48.2776 | 0.01644 | 0.00101 | 0.0013 | 0.94518 | 47.9744 | 0.01654 | 0.00101 | 0.00131
1.0913 | 0.098768 | 0.01378 | 0.0009697 | 0.00154 | 1.1172 | 0.097536 | 0.02894 | 0.00159 | 0.00247 | 1.0776 | 0.099434 | 0.04145 | 0.00205 | 0.00303 | 1.0776 | 0.40074 | 0.01113 | 0.0005998 | 0.0008575 | 0.99925 | 0.41657 | 0.01346 | 0.0006773 | 0.0009647 | 1.1403 | 0.86106 | 0.01459 | 0.0007271 | 0.0009422 | 1.0986 | 2.0221 | 0.01002 | 0.0005232 | 0.0006876 | 1.09 | 2.0262 | 0.01095 | 0.0005565 | 0.0007299 | 1 | 2.6713 | 0.00882 | 0.0004957 | 0.0006525 | 0.99979 | 3.3734 | 0.00855 | 0.0004865 | 0.0006417 | 1 | 3.3735 | 0.00918 | 0.0005088 | 0.0006724 | 1.0003 | 3.9557 | 0.00849 | 0.0005072 | 0.0006637 | 1.0001 | 3.9558 | 0.00903 | 0.0005272 | 0.0006919 | 1.0001 | 3.9558 | 0.00958 | 0.0005465 | 0.0007194 | 1.0527 | 4.557 | 0.00915 | 0.0005255 | 0.0006794 | 1.0004 | 5.4199 | 0.0086 | 0.0005493 | 0.0007148 | 1.0717 | 5.4104 | 0.00955 | 0.0005798 | 0.0007508 | 1.0231 | 5.4178 | 0.00965 | 0.0005914 | 0.0007668 | 1.0423 | 6.9482 | 0.0087 | 0.0006123 | 0.0007666 | 1.0192 | 7.6146 | 0.00899 | 0.0006138 | 0.0007827 | 1.0723 | 8.5601 | 0.00855 | 0.0005369 | 0.0006895 | 1.0353 | 8.5587 | 0.00864 | 0.0005453 | 0.000701 | 1.0165 | 10.1418 | 0.00832 | 0.0005516 | 0.0007112 | 1.0009 | 10.5949 | 0.00861 | 0.0005577 | 0.0007236 | 1.0144 | 10.6048 | 0.0092 | 0.0005779 | 0.0007522 | 1.0426 | 11.4268 | 0.0088 | 0.0005744 | 0.0007521 | 1.001 | 11.3881 | 0.00953 | 0.000608 | 0.0008 | 1.0009 | 12.8339 | 0.00845 | 0.0005643 | 0.0007273 | 1.0238 | 12.8837 | 0.00946 | 0.0006026 | 0.0007766 | 1.0427 | 12.9135 | 0.01046 | 0.0006387 | 0.0008237 | 1.0428 | 14.1998 | 0.00999 | 0.0006563 | 0.0008487 | 1.0011 | 14.0814 | 0.01015 | 0.0006686 | 0.0008656 | 1.0796 | 15.1522 | 0.01001 | 0.0006419 | 0.0008214 | 1.0589 | 15.2764 | 0.00998 | 0.0006659 | 0.000846 | 1.0727 | 17.1135 | 0.01034 | 0.0007397 | 0.0009397 | 1.0356 | 17.8231 | 0.01125 | 0.000994 | 0.00125 | 1.0168 | 17.7547 | 0.01232 | 0.00105 | 0.00133 | 1.0329 | 18.9279 | 0.01082 | 0.0007977 | 0.00102 | 1.0011 | 18.7699 | 0.01097 | 0.0008093 | 0.00104 | 1.0168 | 18.8033 | 0.01033 | 0.0007092 | 0.0009118 | 1.0011 | 18.7149 | 0.01121 | 0.0007444 | 0.0009619 | 1.0011 | 20.7241 | 0.01077 | 0.0008388 | 0.00106 | 1.1123 | 21.3074 | 0.01178 | 0.0008635 | 0.00109 | 1.0987 | 21.4983 | 0.01287 | 0.0008303 | 0.00107 | 1.0137 | 21.5589 | 0.01199 | 0.0008396 | 0.00108 | 1.1123 | 22.2819 | 0.01296 | 0.0008624 | 0.00111 | 1.0267 | 22.5429 | 0.01121 | 0.0008054 | 0.00103 | 1.0726 | 22.79 | 0.0124 | 0.0008451 | 0.00109 | 1.0476 | 22.6621 | 0.01253 | 0.0008539 | 0.0011 | 1.0123 | 23.1316 | 0.01216 | 0.0008149 | 0.00105 | 1.0011 | 22.2585 | 0.01275 | 0.0008772 | 0.00113 | 1.0427 | 22.6651 | 0.01393 | 0.0009151 | 0.00118 | 1.0764 | 24.087 | 0.01332 | 0.0009113 | 0.00118 | 1.0881 | 25.7913 | 0.01238 | 0.0008366 | 0.00107 | 1.029 | 28.7803 | 0.01286 | 0.0009285 | 0.00119 | 1.0101 | 28.5831 | 0.01297 | 0.000936 | 0.0012 | 1.0244 | 31.1547 | 0.0146 | 0.00102 | 0.00132 | 1.0492 | 33.5574 | 0.01292 | 0.0008485 | 0.0011 | 1.0085 | 33.0551 | 0.01316 | 0.0008628 | 0.00111 | 1.0301 | 33.3322 | 0.01404 | 0.0008894 | 0.00115 | 1.0645 | 29.7041 | 0.01632 | 0.00107 | 0.00139 | 1.0423 | 30.1327 | 0.01594 | 0.00106 | 0.00137 | 1.0068 | 36.4083 | 0.01518 | 0.0009751 | 0.00127 | 1.0307 | 38.7305 | 0.01468 | 0.0009123 | 0.00119 | 1.0063 | 38.1356 | 0.01534 | 0.000975 | 0.00127 | 1.1053 | 41.4762 | 0.01654 | 0.00103 | 0.00134 | 1.0103 | 42.275 | 0.01596 | 0.0009499 | 0.00124 | 1.0154 | 43.4631 | 0.01664 | 0.00108 | 0.00141 | 1.0819 | 46.1518 | 0.01663 | 0.0009744 | 0.00127 | 1.0767 | 45.5137 | 0.01654 | 0.0009521 | 0.00124 | 1.0774 | 48.9496 | 0.01753 | 0.00102 | 0.00133 | 1.0636 | 50.7176 | 0.01735 | 0.00102 | 0.00133 | 1.0502 | 50.4239 | 0.01746 | 0.00103 | 0.00133
1.1905 | 0.094033 | 0.01563 | 0.00107 | 0.00172 | 1.2413 | 0.091909 | 0.03369 | 0.00183 | 0.0028 | 1.1605 | 0.095479 | 0.04607 | 0.00223 | 0.00331 | 1.1605 | 0.38552 | 0.01228 | 0.00064 | 0.0009182 | 1.1242 | 0.39204 | 0.0157 | 0.0007768 | 0.00107 | 1.2828 | 0.81519 | 0.01675 | 0.0008069 | 0.00101 | 1.1984 | 1.981 | 0.01093 | 0.0005463 | 0.0007141 | 1.1809 | 1.988 | 0.01186 | 0.0005783 | 0.0007553 | 1.0833 | 2.6341 | 0.0095 | 0.0005109 | 0.0006717 | 1.0712 | 3.3452 | 0.00909 | 0.0004969 | 0.0006562 | 1.0667 | 3.3472 | 0.00972 | 0.0005188 | 0.0006863 | 1.0628 | 3.9294 | 0.00895 | 0.000515 | 0.0006753 | 1.0589 | 3.9305 | 0.00949 | 0.0005347 | 0.0007032 | 1.1112 | 3.9083 | 0.0105 | 0.0005685 | 0.0007412 | 1.1843 | 4.5003 | 0.01015 | 0.0005512 | 0.0007026 | 1.1255 | 5.399 | 0.00944 | 0.0005679 | 0.0007345 | 1.1908 | 5.3817 | 0.01039 | 0.0005974 | 0.0007696 | 1.1368 | 5.3961 | 0.01049 | 0.0006088 | 0.0007855 | 1.1465 | 6.9203 | 0.00935 | 0.0006233 | 0.0007801 | 1.1119 | 7.6056 | 0.00959 | 0.0006234 | 0.0007951 | 1.1617 | 8.5511 | 0.00908 | 0.0005456 | 0.0007006 | 1.1216 | 8.5566 | 0.00917 | 0.0005538 | 0.0007121 | 1.0947 | 10.1805 | 0.00877 | 0.0005582 | 0.0007206 | 1.0724 | 10.6435 | 0.00904 | 0.0005639 | 0.0007328 | 1.0821 | 10.6535 | 0.00963 | 0.0005838 | 0.0007611 | 1.1121 | 11.4654 | 0.00919 | 0.0005798 | 0.0007604 | 1.1261 | 11.4755 | 0.01033 | 0.0006233 | 0.0008161 | 1.126 | 13.0408 | 0.00915 | 0.0005776 | 0.0007421 | 1.1375 | 13.0609 | 0.01016 | 0.000615 | 0.0007906 | 1.147 | 13.071 | 0.01116 | 0.0006504 | 0.000837 | 1.1471 | 14.4368 | 0.01062 | 0.0006663 | 0.0008613 | 1.1012 | 14.3382 | 0.01078 | 0.0006786 | 0.0008785 | 1.1778 | 15.3593 | 0.01061 | 0.0006508 | 0.0008326 | 1.1552 | 15.5232 | 0.01057 | 0.0006747 | 0.0008576 | 1.1621 | 17.35 | 0.01087 | 0.0007464 | 0.0009495 | 1.1219 | 18.1091 | 0.01175 | 0.0009995 | 0.00126 | 1.095 | 18.0209 | 0.01283 | 0.00105 | 0.00134 | 1.1123 | 19.284 | 0.01129 | 0.0008034 | 0.00103 | 1.0781 | 19.1358 | 0.01145 | 0.0008151 | 0.00104 | 1.095 | 19.189 | 0.0108 | 0.0007155 | 0.000922 | 1.1441 | 19.4071 | 0.01216 | 0.0007623 | 0.000981 | 1.1441 | 21.4554 | 0.01163 | 0.0008525 | 0.00107 | 1.2514 | 21.9103 | 0.01262 | 0.0008759 | 0.0011 | 1.2207 | 22.2009 | 0.0137 | 0.0008433 | 0.00108 | 1.1404 | 22.4699 | 0.01281 | 0.0008529 | 0.0011 | 1.2358 | 23.0643 | 0.01375 | 0.0008744 | 0.00113 | 1.155 | 23.1734 | 0.01201 | 0.0008181 | 0.00105 | 1.1917 | 23.3317 | 0.01319 | 0.000857 | 0.0011 | 1.164 | 23.2137 | 0.01332 | 0.0008658 | 0.00112 | 1.1248 | 24.0816 | 0.01293 | 0.0008272 | 0.00107 | 1.1123 | 23.318 | 0.01354 | 0.0008902 | 0.00115 | 1.1469 | 23.6257 | 0.01472 | 0.0009271 | 0.0012 | 1.184 | 24.8575 | 0.01406 | 0.0009221 | 0.00119 | 1.1969 | 26.7415 | 0.01307 | 0.0008467 | 0.00109 | 1.1225 | 29.7287 | 0.01348 | 0.0009365 | 0.0012 | 1.1019 | 29.5314 | 0.01359 | 0.0009441 | 0.00121 | 1.1032 | 32.1723 | 0.01517 | 0.00102 | 0.00133 | 1.1299 | 34.4848 | 0.01345 | 0.0008554 | 0.00111 | 1.0861 | 33.9921 | 0.0137 | 0.0008698 | 0.00113 | 1.1037 | 34.2002 | 0.01458 | 0.0008961 | 0.00116 | 1.1355 | 30.6012 | 0.01692 | 0.00108 | 0.0014 | 1.1118 | 31.0084 | 0.01653 | 0.00107 | 0.00139 | 1.0697 | 37.3633 | 0.01567 | 0.0009812 | 0.00128 | 1.0914 | 39.5757 | 0.01514 | 0.000918 | 0.0012 | 1.0655 | 39.1097 | 0.01581 | 0.0009808 | 0.00128 | 1.2435 | 43.5832 | 0.01761 | 0.00104 | 0.00136 | 1.1365 | 44.5351 | 0.01701 | 0.0009691 | 0.00126 | 1.1423 | 45.6526 | 0.01765 | 0.0011 | 0.00143 | 1.2021 | 48.1846 | 0.01759 | 0.0009905 | 0.00129 | 1.1963 | 47.6756 | 0.01751 | 0.000969 | 0.00126 | 1.1852 | 50.9596 | 0.01844 | 0.00104 | 0.00135 | 1.17 | 52.9156 | 0.01823 | 0.00104 | 0.00135 | 1.1552 | 52.6214 | 0.01834 | 0.00104 | 0.00135
1.2897 | 0.090018 | 0.01756 | 0.00117 | 0.0019 | 1.3654 | 0.087263 | 0.0387 | 0.00206 | 0.00314 | 1.2434 | 0.091833 | 0.05088 | 0.00241 | 0.00359 | 1.2434 | 0.3716 | 0.01347 | 0.0006808 | 0.0009809 | 1.2491 | 0.37071 | 0.01807 | 0.0008756 | 0.00118 | 1.4253 | 0.77413 | 0.01903 | 0.0008871 | 0.00109 | 1.2983 | 1.9388 | 0.01185 | 0.0005692 | 0.0007406 | 1.2717 | 1.9499 | 0.01278 | 0.0005999 | 0.0007806 | 1.1667 | 2.5959 | 0.01019 | 0.0005259 | 0.0006908 | 1.1426 | 3.3149 | 0.00964 | 0.0005072 | 0.0006704 | 1.1333 | 3.319 | 0.01026 | 0.0005286 | 0.0007001 | 1.1254 | 3.9012 | 0.00941 | 0.0005228 | 0.0006868 | 1.1765 | 3.878 | 0.01042 | 0.0005573 | 0.0007254 | 1.2501 | 3.8438 | 0.01167 | 0.0005999 | 0.0007678 | 1.3159 | 4.4428 | 0.01116 | 0.0005761 | 0.0007253 | 1.2505 | 5.3624 | 0.01028 | 0.0005859 | 0.0007533 | 1.3099 | 5.3401 | 0.01123 | 0.0006146 | 0.0007876 | 1.2505 | 5.3625 | 0.01133 | 0.0006256 | 0.0008034 | 1.2508 | 6.8815 | 0.01 | 0.000634 | 0.0007931 | 1.2045 | 7.5827 | 0.01019 | 0.0006327 | 0.0008071 | 1.251 | 8.5272 | 0.00961 | 0.000554 | 0.0007113 | 1.2079 | 8.5396 | 0.0097 | 0.0005622 | 0.0007228 | 1.1729 | 10.1894 | 0.00921 | 0.0005645 | 0.0007296 | 1.1439 | 10.6723 | 0.00946 | 0.0005698 | 0.0007415 | 1.2173 | 10.7013 | 0.01048 | 0.0006012 | 0.0007778 | 1.2511 | 11.503 | 0.00998 | 0.0005953 | 0.0007762 | 1.2512 | 11.5033 | 0.01111 | 0.0006378 | 0.000831 | 1.2512 | 13.1882 | 0.00984 | 0.00059 | 0.0007557 | 1.2513 | 13.1885 | 0.01085 | 0.0006266 | 0.0008036 | 1.2512 | 13.1888 | 0.01185 | 0.0006614 | 0.0008495 | 1.2514 | 14.6242 | 0.01125 | 0.0006757 | 0.0008731 | 1.2013 | 14.5456 | 0.01141 | 0.000688 | 0.0008904 | 1.2759 | 15.5168 | 0.01119 | 0.0006593 | 0.0008431 | 1.2514 | 15.7304 | 0.01115 | 0.000683 | 0.0008684 | 1.2515 | 17.5471 | 0.01139 | 0.0007528 | 0.0009587 | 1.2083 | 18.3556 | 0.01225 | 0.001 | 0.00127 | 1.2514 | 18.4646 | 0.01382 | 0.00107 | 0.00136 | 1.2713 | 19.8673 | 0.01222 | 0.000819 | 0.00105 | 1.2321 | 19.739 | 0.01238 | 0.0008307 | 0.00106 | 1.2514 | 19.8418 | 0.01173 | 0.0007331 | 0.0009403 | 1.2871 | 19.9709 | 0.01308 | 0.0007784 | 0.000998 | 1.2871 | 22.0385 | 0.01246 | 0.0008649 | 0.00109 | 1.3904 | 22.3944 | 0.01343 | 0.0008874 | 0.00112 | 1.3428 | 22.7948 | 0.01451 | 0.0008551 | 0.0011 | 1.2671 | 23.2424 | 0.0136 | 0.0008648 | 0.00112 | 1.3594 | 23.738 | 0.01453 | 0.0008853 | 0.00114 | 1.2834 | 23.6857 | 0.01278 | 0.0008298 | 0.00106 | 1.3109 | 23.7848 | 0.01395 | 0.0008679 | 0.00112 | 1.2804 | 23.6766 | 0.01409 | 0.0008768 | 0.00113 | 1.2373 | 24.9332 | 0.01366 | 0.0008384 | 0.00108 | 1.2235 | 24.2792 | 0.0143 | 0.0009016 | 0.00117 | 1.2512 | 24.5078 | 0.01547 | 0.0009378 | 0.00122 | 1.2916 | 25.5495 | 0.01478 | 0.000932 | 0.00121 | 1.3057 | 27.6032 | 0.01373 | 0.0008558 | 0.0011 | 1.216 | 30.5887 | 0.01408 | 0.0009439 | 0.00121 | 1.1937 | 30.3912 | 0.0142 | 0.0009516 | 0.00122 | 1.182 | 33.1213 | 0.01572 | 0.00103 | 0.00134 | 1.2106 | 35.3336 | 0.01397 | 0.0008617 | 0.00112 | 1.1636 | 34.8506 | 0.01422 | 0.0008763 | 0.00114 | 1.1773 | 34.9895 | 0.0151 | 0.0009023 | 0.00117 | 1.2065 | 31.4497 | 0.0175 | 0.00108 | 0.00142 | 1.1813 | 31.8556 | 0.01711 | 0.00107 | 0.0014 | 1.1326 | 38.2497 | 0.01615 | 0.000987 | 0.0013 | 1.2126 | 41.1201 | 0.01604 | 0.0009325 | 0.00122 | 1.1839 | 40.8822 | 0.01671 | 0.0009954 | 0.0013 | 1.3816 | 45.4061 | 0.01862 | 0.00106 | 0.00138 | 1.2628 | 46.5123 | 0.018 | 0.0009858 | 0.00128 | 1.2692 | 47.5392 | 0.01862 | 0.00111 | 0.00145 | 1.3223 | 49.9834 | 0.01852 | 0.001 | 0.00131 | 1.3159 | 49.5936 | 0.01844 | 0.0009839 | 0.00128 | 1.2929 | 52.7554 | 0.01931 | 0.00105 | 0.00137 | 1.2764 | 54.8998 | 0.01907 | 0.00105 | 0.00136 | 1.2602 | 54.6152 | 0.01919 | 0.00105 | 0.00137
1.3889 | 0.086444 | 0.01958 | 0.00127 | 0.00208 | 1.4896 | 0.083158 | 0.04398 | 0.00229 | 0.0035 | 1.3263 | 0.088669 | 0.05588 | 0.00259 | 0.00388 | 1.3263 | 0.35888 | 0.0147 | 0.0007224 | 0.00105 | 1.374 | 0.35199 | 0.02057 | 0.0009744 | 0.00129 | 1.5678 | 0.73728 | 0.02143 | 0.0009681 | 0.00116 | 1.3982 | 1.8977 | 0.01279 | 0.0005921 | 0.0007672 | 1.3625 | 1.9128 | 0.01371 | 0.0006215 | 0.0008059 | 1.25 | 2.5577 | 0.0109 | 0.0005408 | 0.0007097 | 1.214 | 3.2838 | 0.01019 | 0.0005174 | 0.0006844 | 1.2 | 3.2898 | 0.01081 | 0.0005384 | 0.0007137 | 1.2504 | 3.8438 | 0.01035 | 0.000546 | 0.0007094 | 1.3236 | 3.8086 | 0.0116 | 0.0005896 | 0.0007525 | 1.389 | 3.7764 | 0.01286 | 0.0006305 | 0.0007939 | 1.4475 | 4.3843 | 0.01219 | 0.0006006 | 0.0007476 | 1.3756 | 5.3138 | 0.01113 | 0.0006034 | 0.0007715 | 1.429 | 5.2906 | 0.01208 | 0.0006314 | 0.0008051 | 1.3642 | 5.3179 | 0.01218 | 0.0006421 | 0.0008207 | 1.355 | 6.8318 | 0.01067 | 0.0006446 | 0.0008057 | 1.2972 | 7.549 | 0.01078 | 0.0006419 | 0.0008187 | 1.3404 | 8.4914 | 0.01015 | 0.0005623 | 0.0007216 | 1.2942 | 8.5108 | 0.01023 | 0.0005704 | 0.0007332 | 1.2511 | 10.1883 | 0.00966 | 0.0005707 | 0.0007382 | 1.2869 | 10.7002 | 0.01031 | 0.0005874 | 0.0007582 | 1.3526 | 10.6995 | 0.01132 | 0.0006178 | 0.0007935 | 1.3901 | 11.5011 | 0.01077 | 0.0006102 | 0.0007909 | 1.3763 | 11.5015 | 0.0119 | 0.0006517 | 0.0008451 | 1.3763 | 13.2761 | 0.01053 | 0.0006017 | 0.0007685 | 1.365 | 13.2766 | 0.01153 | 0.0006377 | 0.0008158 | 1.3555 | 13.267 | 0.01254 | 0.000672 | 0.0008612 | 1.3556 | 14.772 | 0.01186 | 0.0006846 | 0.000884 | 1.3014 | 14.7033 | 0.01203 | 0.0006969 | 0.0009015 | 1.3741 | 15.6446 | 0.01178 | 0.0006674 | 0.000853 | 1.3477 | 15.898 | 0.01172 | 0.0006908 | 0.0008785 | 1.4302 | 17.8522 | 0.01241 | 0.0007716 | 0.0009756 | 1.3809 | 18.7498 | 0.01322 | 0.00102 | 0.00128 | 1.4078 | 18.7995 | 0.01479 | 0.00108 | 0.00137 | 1.4302 | 20.302 | 0.01312 | 0.0008332 | 0.00106 | 1.3862 | 20.1935 | 0.01329 | 0.000845 | 0.00108 | 1.4078 | 20.3561 | 0.01263 | 0.0007489 | 0.0009565 | 1.4301 | 20.4158 | 0.01398 | 0.0007932 | 0.00101 | 1.4301 | 22.5128 | 0.01328 | 0.0008762 | 0.0011 | 1.5294 | 22.7695 | 0.01424 | 0.000898 | 0.00113 | 1.4649 | 23.3097 | 0.0153 | 0.000866 | 0.00111 | 1.3939 | 23.9062 | 0.01437 | 0.0008756 | 0.00113 | 1.483 | 24.3026 | 0.01528 | 0.0008954 | 0.00116 | 1.4117 | 24.0993 | 0.01354 | 0.0008406 | 0.00108 | 1.4301 | 24.159 | 0.01471 | 0.0008782 | 0.00113 | 1.3968 | 24.0607 | 0.01485 | 0.0008871 | 0.00114 | 1.3497 | 25.6861 | 0.01438 | 0.0008485 | 0.00109 | 1.3347 | 25.1416 | 0.01504 | 0.0009119 | 0.00118 | 1.3555 | 25.2909 | 0.0162 | 0.0009475 | 0.00123 | 1.3993 | 26.1525 | 0.01548 | 0.0009411 | 0.00122 | 1.4145 | 28.366 | 0.01438 | 0.0008642 | 0.00111 | 1.3096 | 31.37 | 0.01466 | 0.0009507 | 0.00122 | 1.2855 | 31.1723 | 0.01479 | 0.0009584 | 0.00123 | 1.2608 | 34.0115 | 0.01626 | 0.00104 | 0.00135 | 1.2913 | 36.1138 | 0.01447 | 0.0008676 | 0.00113 | 1.2412 | 35.6403 | 0.01474 | 0.0008823 | 0.00115 | 1.2509 | 35.7299 | 0.01561 | 0.0009081 | 0.00118 | 1.2774 | 32.2593 | 0.01807 | 0.00109 | 0.00143 | 1.2508 | 32.6541 | 0.01767 | 0.00108 | 0.00142 | 1.2585 | 39.8461 | 0.01708 | 0.001 | 0.00131 | 1.3642 | 42.7838 | 0.01712 | 0.0009512 | 0.00124 | 1.3319 | 42.7939 | 0.0178 | 0.00101 | 0.00133 | 1.5198 | 46.9934 | 0.01961 | 0.00107 | 0.0014 | 1.3891 | 48.2448 | 0.01896 | 0.001 | 0.0013 | 1.3962 | 49.1912 | 0.01956 | 0.00113 | 0.00147 | 1.4425 | 51.5668 | 0.01941 | 0.00102 | 0.00132 | 1.4355 | 51.2963 | 0.01934 | 0.0009973 | 0.00129 | 1.4006 | 54.3759 | 0.02016 | 0.00106 | 0.00138 | 1.3827 | 56.7088 | 0.01988 | 0.00106 | 0.00138 | 1.3653 | 56.4239 | 0.02 | 0.00107 | 0.00139
1.4881 | 0.083191 | 0.02168 | 0.00138 | 0.00227 | 1.6137 | 0.079493 | 0.0495 | 0.00253 | 0.00387 | 1.492 | 0.083081 | 0.06639 | 0.00314 | 0.00448 | 1.492 | 0.33626 | 0.0173 | 0.0008475 | 0.00118 | 1.4989 | 0.33547 | 0.0232 | 0.00107 | 0.00141 | 1.7104 | 0.70414 | 0.02395 | 0.00105 | 0.00124 | 1.4981 | 1.8576 | 0.01376 | 0.000615 | 0.0007939 | 1.4534 | 1.8757 | 0.01467 | 0.0006432 | 0.0008314 | 1.3333 | 2.5186 | 0.01161 | 0.0005557 | 0.0007286 | 1.2854 | 3.2506 | 0.01074 | 0.0005275 | 0.0006983 | 1.3333 | 3.2275 | 0.01192 | 0.0005687 | 0.0007405 | 1.4067 | 3.7673 | 0.01154 | 0.0005794 | 0.0007371 | 1.4707 | 3.7362 | 0.0128 | 0.0006212 | 0.0007792 | 1.5279 | 3.7081 | 0.01407 | 0.0006605 | 0.0008198 | 1.5791 | 4.326 | 0.01323 | 0.0006245 | 0.0007696 | 1.5006 | 5.2573 | 0.01199 | 0.0006206 | 0.0007892 | 1.5481 | 5.2342 | 0.01295 | 0.000648 | 0.0008222 | 1.4779 | 5.2675 | 0.01304 | 0.0006583 | 0.0008376 | 1.4592 | 6.7752 | 0.01133 | 0.0006551 | 0.000818 | 1.3898 | 7.5073 | 0.01139 | 0.0006509 | 0.0008299 | 1.4297 | 8.4477 | 0.01068 | 0.0005704 | 0.0007317 | 1.3805 | 8.4731 | 0.01076 | 0.0005784 | 0.0007432 | 1.4075 | 10.1566 | 0.01055 | 0.0005894 | 0.0007547 | 1.4298 | 10.6885 | 0.01116 | 0.0006042 | 0.0007738 | 1.4879 | 10.678 | 0.01217 | 0.0006338 | 0.0008084 | 1.5291 | 11.4595 | 0.01156 | 0.0006246 | 0.0008049 | 1.5014 | 11.47 | 0.01269 | 0.0006652 | 0.0008584 | 1.5014 | 13.3343 | 0.01121 | 0.000613 | 0.0007805 | 1.4788 | 13.3248 | 0.01221 | 0.0006484 | 0.0008273 | 1.4598 | 13.3253 | 0.01322 | 0.0006821 | 0.0008723 | 1.4599 | 14.8801 | 0.01247 | 0.0006931 | 0.0008944 | 1.4015 | 14.8213 | 0.01265 | 0.0007054 | 0.000912 | 1.5704 | 15.8109 | 0.01293 | 0.0006923 | 0.0008715 | 1.5402 | 16.154 | 0.01286 | 0.0007146 | 0.0008973 | 1.609 | 18.0482 | 0.01342 | 0.0007891 | 0.000991 | 1.5535 | 19.0452 | 0.01418 | 0.00103 | 0.0013 | 1.5643 | 19.0554 | 0.01575 | 0.00109 | 0.00138 | 1.5891 | 20.6276 | 0.01401 | 0.0008465 | 0.00107 | 1.5402 | 20.539 | 0.01418 | 0.0008583 | 0.00109 | 1.5642 | 20.7614 | 0.01351 | 0.0007635 | 0.0009712 | 1.5731 | 20.7816 | 0.01486 | 0.0008069 | 0.00103 | 1.5731 | 22.878 | 0.01408 | 0.0008869 | 0.00111 | 1.6685 | 23.0754 | 0.01503 | 0.0009081 | 0.00114 | 1.587 | 23.7452 | 0.01607 | 0.0008763 | 0.00112 | 1.5206 | 24.4609 | 0.01512 | 0.0008855 | 0.00114 | 1.6066 | 24.7879 | 0.01602 | 0.0009047 | 0.00117 | 1.54 | 24.4538 | 0.01428 | 0.0008508 | 0.00109 | 1.5493 | 24.4739 | 0.01546 | 0.0008879 | 0.00114 | 1.5132 | 24.3855 | 0.0156 | 0.0008968 | 0.00115 | 1.4622 | 26.36 | 0.01508 | 0.0008578 | 0.00111 | 1.446 | 25.9252 | 0.01575 | 0.0009213 | 0.00119 | 1.4597 | 26.015 | 0.0169 | 0.0009564 | 0.00124 | 1.5069 | 26.6964 | 0.01616 | 0.0009496 | 0.00123 | 1.5233 | 29.0497 | 0.01501 | 0.0008719 | 0.00112 | 1.4031 | 32.0723 | 0.01523 | 0.000957 | 0.00123 | 1.3773 | 31.8845 | 0.01536 | 0.0009648 | 0.00124 | 1.3396 | 34.8228 | 0.01679 | 0.00104 | 0.00136 | 1.372 | 36.8249 | 0.01497 | 0.0008731 | 0.00114 | 1.3188 | 36.3612 | 0.01524 | 0.000888 | 0.00116 | 1.3244 | 36.4112 | 0.01612 | 0.0009135 | 0.00119 | 1.4194 | 33.7613 | 0.01917 | 0.00111 | 0.00145 | 1.3897 | 34.1341 | 0.01875 | 0.0011 | 0.00144 | 1.4158 | 41.5519 | 0.01819 | 0.00102 | 0.00134 | 1.5158 | 44.2222 | 0.01816 | 0.0009679 | 0.00125 | 1.4799 | 44.4307 | 0.01883 | 0.00103 | 0.00134 | 1.6579 | 48.384 | 0.02056 | 0.00109 | 0.00141 | 1.5154 | 49.7614 | 0.01988 | 0.00101 | 0.00132 | 1.5231 | 50.6374 | 0.02047 | 0.00114 | 0.00149 | 1.5627 | 52.9838 | 0.02028 | 0.00103 | 0.00134 | 1.5552 | 52.8228 | 0.02021 | 0.00101 | 0.00131 | 1.5084 | 55.8301 | 0.02098 | 0.00107 | 0.0014 | 1.4891 | 58.3617 | 0.02067 | 0.00107 | 0.0014 | 1.4703 | 58.0766 | 0.02079 | 0.00108 | 0.0014
1.5873 | 0.080227 | 0.02386 | 0.00148 | 0.00247 | 1.7378 | 0.076199 | 0.05528 | 0.00277 | 0.00426 | 1.6578 | 0.078285 | 0.07757 | 0.00367 | 0.00511 | 1.6578 | 0.31693 | 0.02006 | 0.0009709 | 0.00132 | 1.6238 | 0.32065 | 0.02595 | 0.00117 | 0.00154 | 1.8529 | 0.67421 | 0.02658 | 0.00113 | 0.00133 | 1.5979 | 1.8175 | 0.01474 | 0.000638 | 0.0008208 | 1.5442 | 1.8396 | 0.01565 | 0.0006649 | 0.000857 | 1.4167 | 2.4804 | 0.01233 | 0.0005705 | 0.0007474 | 1.4283 | 3.1823 | 0.01187 | 0.000559 | 0.0007259 | 1.5 | 3.1472 | 0.01334 | 0.0006124 | 0.0007737 | 1.563 | 3.6899 | 0.01275 | 0.000612 | 0.0007644 | 1.6177 | 3.6629 | 0.01403 | 0.0006522 | 0.0008056 | 1.6668 | 3.6388 | 0.0153 | 0.0006902 | 0.0008454 | 1.7107 | 4.2686 | 0.01429 | 0.0006481 | 0.0007914 | 1.6257 | 5.1949 | 0.01286 | 0.0006375 | 0.0008065 | 1.6671 | 5.1738 | 0.01382 | 0.0006643 | 0.000839 | 1.5916 | 5.2121 | 0.0139 | 0.0006743 | 0.0008542 | 1.5635 | 6.7147 | 0.012 | 0.0006654 | 0.00083 | 1.4825 | 7.4587 | 0.01199 | 0.0006598 | 0.0008409 | 1.6085 | 8.3395 | 0.01176 | 0.0005962 | 0.0007513 | 1.553 | 8.3749 | 0.01184 | 0.0006038 | 0.0007627 | 1.5639 | 10.0952 | 0.01144 | 0.0006075 | 0.0007704 | 1.5728 | 10.6571 | 0.01201 | 0.0006205 | 0.0007887 | 1.6231 | 10.6368 | 0.01302 | 0.0006493 | 0.0008227 | 1.6681 | 11.3981 | 0.01235 | 0.0006386 | 0.0008183 | 1.6265 | 11.4187 | 0.01348 | 0.0006784 | 0.0008713 | 1.6265 | 13.3527 | 0.01189 | 0.0006238 | 0.0007919 | 1.5925 | 13.3534 | 0.01289 | 0.0006587 | 0.0008384 | 1.6683 | 13.3627 | 0.01458 | 0.0007146 | 0.0008933 | 1.6685 | 15.0169 | 0.01369 | 0.0007196 | 0.0009137 | 1.6018 | 14.988 | 0.01386 | 0.0007317 | 0.0009314 | 1.7666 | 15.888 | 0.01407 | 0.0007158 | 0.0008885 | 1.7327 | 16.3008 | 0.01397 | 0.0007367 | 0.0009145 | 1.7878 | 18.165 | 0.01442 | 0.0008058 | 0.00101 | 1.7261 | 19.2514 | 0.01513 | 0.00104 | 0.00131 | 1.7207 | 19.2519 | 0.0167 | 0.0011 | 0.0014 | 1.748 | 20.854 | 0.01488 | 0.000859 | 0.00109 | 1.6942 | 20.7853 | 0.01506 | 0.0008708 | 0.0011 | 1.7207 | 21.0675 | 0.01438 | 0.0007771 | 0.0009847 | 1.7161 | 21.058 | 0.01572 | 0.0008198 | 0.00104 | 1.7161 | 23.1539 | 0.01487 | 0.0008969 | 0.00112 | 1.8075 | 23.3018 | 0.01581 | 0.0009177 | 0.00115 | 1.709 | 24.1113 | 0.01682 | 0.000886 | 0.00113 | 1.6473 | 24.9264 | 0.01586 | 0.0008949 | 0.00115 | 1.7302 | 25.1939 | 0.01675 | 0.0009135 | 0.00118 | 1.6684 | 24.739 | 0.01502 | 0.0008605 | 0.0011 | 1.6684 | 24.7395 | 0.01619 | 0.0008972 | 0.00115 | 1.6296 | 24.661 | 0.01634 | 0.0009061 | 0.00116 | 1.5747 | 26.9547 | 0.01576 | 0.0008664 | 0.00112 | 1.5572 | 26.6195 | 0.01644 | 0.00093 | 0.00121 | 1.564 | 26.6597 | 0.01759 | 0.0009647 | 0.00126 | 1.6145 | 27.1811 | 0.01684 | 0.0009576 | 0.00124 | 1.6321 | 29.6542 | 0.01563 | 0.0008792 | 0.00113 | 1.4967 | 32.7255 | 0.01579 | 0.0009629 | 0.00124 | 1.4692 | 32.5376 | 0.01593 | 0.0009707 | 0.00125 | 1.4184 | 35.5949 | 0.0173 | 0.00105 | 0.00137 | 1.4527 | 37.4869 | 0.01546 | 0.0008784 | 0.00114 | 1.3964 | 37.0329 | 0.01574 | 0.0008933 | 0.00116 | 1.4716 | 37.6363 | 0.0171 | 0.0009287 | 0.00121 | 1.5968 | 35.4428 | 0.02048 | 0.00113 | 0.00148 | 1.5635 | 35.8036 | 0.02005 | 0.00112 | 0.00146 | 1.5731 | 42.992 | 0.01926 | 0.00104 | 0.00135 | 1.6674 | 45.464 | 0.01917 | 0.0009831 | 0.00127 | 1.6279 | 45.8312 | 0.01984 | 0.00104 | 0.00136 | 1.7961 | 49.5873 | 0.02148 | 0.0011 | 0.00142 | 1.6417 | 51.1112 | 0.02078 | 0.00103 | 0.00133 | 1.65 | 51.9068 | 0.02135 | 0.00115 | 0.0015 | 1.6829 | 54.2437 | 0.02112 | 0.00104 | 0.00135 | 1.6748 | 54.1822 | 0.02105 | 0.00102 | 0.00132 | 1.6161 | 57.1574 | 0.02178 | 0.00108 | 0.00141 | 1.5954 | 59.8878 | 0.02143 | 0.00108 | 0.00141 | 1.5753 | 59.6024 | 0.02156 | 0.00109 | 0.00142
1.6865 | 0.077515 | 0.02612 | 0.00159 | 0.00267 | 1.862 | 0.073226 | 0.0613 | 0.00301 | 0.00465 | 1.8236 | 0.07411 | 0.08942 | 0.00418 | 0.00576 | 1.8236 | 0.30002 | 0.02299 | 0.00109 | 0.00147 | 1.7487 | 0.30733 | 0.02883 | 0.00127 | 0.00167 | 1.9954 | 0.64707 | 0.02932 | 0.00122 | 0.00141 | 1.6978 | 1.7795 | 0.01575 | 0.0006611 | 0.0008479 | 1.635 | 1.8035 | 0.01664 | 0.0006867 | 0.0008827 | 1.5 | 2.4423 | 0.01307 | 0.0005854 | 0.0007663 | 1.6068 | 3.095 | 0.01331 | 0.0006045 | 0.00076 | 1.6667 | 3.0659 | 0.0148 | 0.000655 | 0.0008067 | 1.7193 | 3.6126 | 0.014 | 0.0006441 | 0.0007916 | 1.7648 | 3.5896 | 0.01528 | 0.0006828 | 0.000832 | 1.8057 | 3.5695 | 0.01656 | 0.0007196 | 0.0008711 | 1.8423 | 4.2104 | 0.01536 | 0.0006714 | 0.000813 | 1.7507 | 5.1296 | 0.01373 | 0.0006543 | 0.0008236 | 1.7862 | 5.1105 | 0.0147 | 0.0006806 | 0.0008556 | 1.7052 | 5.1537 | 0.01478 | 0.0006902 | 0.0008706 | 1.6677 | 6.6493 | 0.01268 | 0.0006757 | 0.0008419 | 1.6678 | 7.3487 | 0.01322 | 0.0006883 | 0.0008623 | 1.7872 | 8.2135 | 0.01286 | 0.0006214 | 0.0007703 | 1.7256 | 8.2579 | 0.01293 | 0.0006286 | 0.0007815 | 1.7203 | 10.0071 | 0.01235 | 0.0006251 | 0.0007855 | 1.7158 | 10.5959 | 0.01286 | 0.0006363 | 0.0008031 | 1.7584 | 10.5757 | 0.01388 | 0.0006645 | 0.0008365 | 1.8072 | 11.327 | 0.01315 | 0.0006523 | 0.0008312 | 1.7517 | 11.3576 | 0.01428 | 0.0006913 | 0.0008837 | 1.7516 | 13.3513 | 0.01257 | 0.0006344 | 0.0008029 | 1.82 | 13.3409 | 0.01425 | 0.0006921 | 0.0008592 | 1.8768 | 13.3305 | 0.01594 | 0.0007455 | 0.0009129 | 1.877 | 15.0544 | 0.01489 | 0.0007445 | 0.0009315 | 1.802 | 15.0454 | 0.01507 | 0.0007564 | 0.0009493 | 1.9629 | 15.8957 | 0.01522 | 0.0007382 | 0.0009045 | 1.9253 | 16.3782 | 0.01508 | 0.0007577 | 0.0009306 | 1.9666 | 18.2123 | 0.01542 | 0.0008217 | 0.00102 | 1.8987 | 19.4082 | 0.01607 | 0.00106 | 0.00132 | 1.8771 | 19.389 | 0.01764 | 0.00112 | 0.00141 | 1.9069 | 21.0109 | 0.01575 | 0.0008709 | 0.0011 | 1.8482 | 20.9621 | 0.01593 | 0.0008827 | 0.00112 | 1.8771 | 21.3042 | 0.01524 | 0.0007901 | 0.0009973 | 1.8591 | 21.2749 | 0.01658 | 0.0008321 | 0.00105 | 1.8592 | 23.3705 | 0.01565 | 0.0009066 | 0.00113 | 1.9466 | 23.4787 | 0.01659 | 0.0009269 | 0.00116 | 1.8311 | 24.4179 | 0.01757 | 0.0008952 | 0.00114 | 1.774 | 25.3224 | 0.01658 | 0.0009036 | 0.00117 | 1.8538 | 25.5303 | 0.01746 | 0.0009219 | 0.00119 | 1.7967 | 24.9849 | 0.01575 | 0.0008697 | 0.00111 | 1.7876 | 24.9656 | 0.01692 | 0.0009061 | 0.00116 | 1.746 | 24.8971 | 0.01707 | 0.000915 | 0.00117 | 1.6872 | 27.47 | 0.01642 | 0.0008745 | 0.00113 | 1.6684 | 27.2446 | 0.01711 | 0.0009381 | 0.00122 | 1.6683 | 27.245 | 0.01826 | 0.0009725 | 0.00127 | 1.7222 | 27.6164 | 0.0175 | 0.0009651 | 0.00125 | 1.7409 | 30.1993 | 0.01624 | 0.000886 | 0.00114 | 1.5902 | 33.3094 | 0.01634 | 0.0009685 | 0.00125 | 1.561 | 33.1314 | 0.01648 | 0.0009764 | 0.00126 | 1.576 | 36.9713 | 0.0183 | 0.00106 | 0.00139 | 1.6141 | 38.6631 | 0.01641 | 0.0008931 | 0.00116 | 1.5515 | 38.2286 | 0.0167 | 0.0009082 | 0.00118 | 1.6555 | 38.941 | 0.01828 | 0.0009488 | 0.00123 | 1.7742 | 36.9277 | 0.02173 | 0.00115 | 0.0015 | 1.7372 | 37.2868 | 0.02129 | 0.00114 | 0.00149 | 1.7304 | 44.2254 | 0.0203 | 0.00105 | 0.00137 | 1.819 | 46.5486 | 0.02016 | 0.0009971 | 0.00128 | 1.7758 | 47.0247 | 0.02082 | 0.00106 | 0.00138 | 1.9343 | 50.6528 | 0.02239 | 0.00111 | 0.00144 | 1.768 | 52.3036 | 0.02166 | 0.00104 | 0.00135 | 1.7769 | 53.0389 | 0.02222 | 0.00116 | 0.00151 | 1.8031 | 55.3661 | 0.02195 | 0.00105 | 0.00136 | 1.7944 | 55.4041 | 0.02188 | 0.00103 | 0.00134 | 1.7239 | 58.3572 | 0.02257 | 0.00109 | 0.00142 | 1.7018 | 61.2866 | 0.02218 | 0.00109 | 0.00142 | 1.6803 | 61.011 | 0.02232 | 0.00109 | 0.00143
1.7857 | 0.075012 | 0.02846 | 0.0017 | 0.00288 | 1.9861 | 0.070513 | 0.06756 | 0.00325 | 0.00506 | 1.9894 | 0.070446 | 0.10191 | 0.0047 | 0.00645 | 1.9894 | 0.2852 | 0.02608 | 0.00122 | 0.00163 | 1.9985 | 0.28441 | 0.03495 | 0.0016 | 0.00194 | 2.138 | 0.62265 | 0.03218 | 0.0013 | 0.0015 | 1.7977 | 1.7414 | 0.01678 | 0.0006843 | 0.0008753 | 1.8167 | 1.7344 | 0.01869 | 0.0007587 | 0.000935 | 1.6667 | 2.3681 | 0.01458 | 0.0006333 | 0.0008041 | 1.7853 | 3.0077 | 0.0148 | 0.0006489 | 0.0007941 | 1.8333 | 2.9837 | 0.0163 | 0.000697 | 0.0008397 | 1.8756 | 3.5354 | 0.01526 | 0.0006758 | 0.0008188 | 1.9119 | 3.5174 | 0.01655 | 0.0007132 | 0.0008584 | 1.9446 | 3.5013 | 0.01785 | 0.0007489 | 0.0008967 | 1.9739 | 4.1521 | 0.01644 | 0.0006944 | 0.0008345 | 1.8758 | 5.0612 | 0.01462 | 0.000671 | 0.0008405 | 1.9053 | 5.0452 | 0.01559 | 0.0006968 | 0.0008721 | 1.8189 | 5.0924 | 0.01566 | 0.000706 | 0.0008868 | 1.8762 | 6.5115 | 0.01406 | 0.0007098 | 0.0008653 | 1.8531 | 7.2279 | 0.01446 | 0.0007162 | 0.000883 | 1.9659 | 8.0777 | 0.01397 | 0.0006463 | 0.0007888 | 1.8981 | 8.13 | 0.01404 | 0.0006529 | 0.0007999 | 1.8766 | 9.9041 | 0.01326 | 0.0006425 | 0.0008001 | 1.8588 | 10.5149 | 0.01372 | 0.0006519 | 0.0008169 | 1.8936 | 10.4947 | 0.01474 | 0.0006794 | 0.0008499 | 1.9462 | 11.2459 | 0.01396 | 0.0006658 | 0.0008438 | 2.0019 | 11.2057 | 0.01589 | 0.0007345 | 0.0009076 | 2.0019 | 13.2891 | 0.01393 | 0.0006688 | 0.0008237 | 2.0475 | 13.2889 | 0.01562 | 0.0007238 | 0.0008788 | 2.0854 | 13.2788 | 0.0173 | 0.000775 | 0.0009315 | 2.0856 | 15.0724 | 0.0161 | 0.0007683 | 0.0009482 | 2.0022 | 15.0532 | 0.01628 | 0.00078 | 0.0009661 | 2.1592 | 15.9237 | 0.01636 | 0.0007598 | 0.0009197 | 2.1178 | 16.4561 | 0.01619 | 0.0007778 | 0.0009458 | 2.1453 | 18.2901 | 0.01642 | 0.0008372 | 0.00103 | 2.0713 | 19.5455 | 0.017 | 0.00107 | 0.00134 | 2.0335 | 19.5064 | 0.01857 | 0.00113 | 0.00142 | 2.0658 | 21.1483 | 0.01661 | 0.0008824 | 0.00111 | 2.0022 | 21.0694 | 0.01679 | 0.0008941 | 0.00113 | 2.0335 | 21.4913 | 0.01609 | 0.0008024 | 0.00101 | 2.0021 | 21.4422 | 0.01743 | 0.0008439 | 0.00106 | 2.0022 | 23.5374 | 0.01642 | 0.0009158 | 0.00114 | 2.0856 | 23.666 | 0.01736 | 0.0009358 | 0.00117 | 1.9532 | 24.6648 | 0.01831 | 0.000904 | 0.00115 | 1.9007 | 25.6489 | 0.01729 | 0.000912 | 0.00118 | 1.9774 | 25.8171 | 0.01817 | 0.0009299 | 0.0012 | 1.9251 | 25.1813 | 0.01647 | 0.0008786 | 0.00112 | 1.9068 | 25.1622 | 0.01765 | 0.0009146 | 0.00117 | 1.8624 | 25.0935 | 0.0178 | 0.0009235 | 0.00118 | 1.7997 | 27.9358 | 0.01708 | 0.0008822 | 0.00114 | 1.7797 | 27.8002 | 0.01777 | 0.0009456 | 0.00123 | 1.7725 | 27.7709 | 0.01892 | 0.0009798 | 0.00128 | 1.8298 | 28.0022 | 0.01815 | 0.0009723 | 0.00126 | 1.8497 | 30.685 | 0.01683 | 0.0008925 | 0.00115 | 1.6837 | 33.8439 | 0.01688 | 0.0009738 | 0.00126 | 1.6528 | 33.6758 | 0.01702 | 0.0009817 | 0.00127 | 1.773 | 38.4373 | 0.0195 | 0.00108 | 0.0014 | 1.8159 | 39.909 | 0.01757 | 0.0009127 | 0.00118 | 1.7455 | 39.504 | 0.01787 | 0.000928 | 0.0012 | 1.8395 | 40.0384 | 0.01943 | 0.000967 | 0.00124 | 1.9516 | 38.245 | 0.02294 | 0.00117 | 0.00152 | 1.9109 | 38.6128 | 0.02248 | 0.00116 | 0.00151 | 1.8877 | 45.2712 | 0.02132 | 0.00107 | 0.00139 | 1.9705 | 47.4954 | 0.02112 | 0.00101 | 0.0013 | 1.9238 | 48.0604 | 0.02177 | 0.00107 | 0.00139 | 2.0724 | 51.6999 | 0.02327 | 0.00112 | 0.00145 | 1.8942 | 53.3581 | 0.02252 | 0.00105 | 0.00136 | 1.9039 | 54.043 | 0.02306 | 0.00117 | 0.00153 | 1.9233 | 56.3704 | 0.02276 | 0.00106 | 0.00138 | 1.9141 | 56.508 | 0.02269 | 0.00104 | 0.00135 | 1.9393 | 60.4427 | 0.02409 | 0.00112 | 0.00145 | 1.9145 | 63.7905 | 0.02363 | 0.00111 | 0.00144 | 1.8904 | 63.5245 | 0.02377 | 0.00112 | 0.00145
1.9841 | 0.070548 | 0.03336 | 0.00199 | 0.00331 | 2.2344 | 0.065758 | 0.08078 | 0.00397 | 0.00592 | 2.1552 | 0.067192 | 0.11503 | 0.00522 | 0.00716 | 2.1552 | 0.27309 | 0.02932 | 0.00134 | 0.00179 | 2.2483 | 0.26639 | 0.04153 | 0.00191 | 0.00223 | 2.2805 | 0.59842 | 0.03515 | 0.00139 | 0.0016 | 1.9974 | 1.6693 | 0.01891 | 0.0007614 | 0.0009312 | 2.0438 | 1.6563 | 0.02137 | 0.0008634 | 0.001 | 1.875 | 2.2789 | 0.01653 | 0.000703 | 0.000852 | 1.9639 | 2.9215 | 0.01633 | 0.0006928 | 0.0008284 | 2 | 2.9045 | 0.01784 | 0.0007387 | 0.0008729 | 2.0319 | 3.4622 | 0.01656 | 0.0007074 | 0.0008461 | 2.0589 | 3.4521 | 0.01786 | 0.0007434 | 0.0008848 | 2.0834 | 3.4431 | 0.01915 | 0.000778 | 0.0009224 | 2.1055 | 4.1079 | 0.01754 | 0.0007172 | 0.000856 | 2.0008 | 4.992 | 0.01553 | 0.0006877 | 0.0008573 | 2.1435 | 4.9307 | 0.01741 | 0.0007513 | 0.0009047 | 2.0463 | 4.9749 | 0.01747 | 0.000759 | 0.0009188 | 2.0846 | 6.3858 | 0.01547 | 0.0007433 | 0.0008884 | 2.0384 | 7.1112 | 0.01573 | 0.0007439 | 0.0009035 | 2.1446 | 7.967 | 0.0151 | 0.0006708 | 0.0008071 | 2.0707 | 8.0143 | 0.01516 | 0.000677 | 0.0008179 | 2.033 | 9.8022 | 0.01418 | 0.0006596 | 0.0008144 | 2.0018 | 10.434 | 0.01459 | 0.0006671 | 0.0008305 | 2.1642 | 10.3632 | 0.01648 | 0.0007296 | 0.0008758 | 2.2242 | 11.0942 | 0.01558 | 0.000711 | 0.0008681 | 2.2521 | 11.0742 | 0.01752 | 0.000776 | 0.0009305 | 2.2521 | 13.2173 | 0.0153 | 0.0007017 | 0.0008435 | 2.2751 | 13.1973 | 0.01699 | 0.0007543 | 0.0008976 | 2.2939 | 13.1873 | 0.01868 | 0.0008036 | 0.0009493 | 2.2942 | 15.0206 | 0.0173 | 0.0007913 | 0.0009641 | 2.2024 | 15.0614 | 0.01748 | 0.0008027 | 0.000982 | 2.3555 | 15.822 | 0.0175 | 0.0007807 | 0.0009343 | 2.3103 | 16.4242 | 0.01729 | 0.0007972 | 0.0009602 | 2.3241 | 18.2481 | 0.01741 | 0.0008522 | 0.00104 | 2.2439 | 19.6432 | 0.01793 | 0.00108 | 0.00135 | 2.19 | 19.6242 | 0.0195 | 0.00114 | 0.00143 | 2.2247 | 21.236 | 0.01747 | 0.0008936 | 0.00112 | 2.1562 | 21.217 | 0.01765 | 0.0009052 | 0.00114 | 2.1899 | 21.6788 | 0.01693 | 0.0008142 | 0.00102 | 2.1452 | 21.6398 | 0.01827 | 0.0008553 | 0.00107 | 2.1452 | 23.7348 | 0.01719 | 0.0009247 | 0.00115 | 2.2246 | 23.7836 | 0.01812 | 0.0009445 | 0.00118 | 2.0753 | 24.9421 | 0.01904 | 0.0009124 | 0.00116 | 2.0274 | 25.9458 | 0.01799 | 0.00092 | 0.00118 | 2.1009 | 26.1343 | 0.01887 | 0.0009376 | 0.00121 | 2.0534 | 25.3981 | 0.01719 | 0.0008872 | 0.00113 | 2.026 | 25.3491 | 0.01837 | 0.0009229 | 0.00118 | 1.9788 | 25.2604 | 0.01852 | 0.0009318 | 0.00119 | 1.9121 | 28.3421 | 0.01772 | 0.0008895 | 0.00115 | 1.8909 | 28.2962 | 0.01841 | 0.0009528 | 0.00124 | 1.8768 | 28.2371 | 0.01957 | 0.0009867 | 0.00129 | 1.9374 | 28.3483 | 0.01879 | 0.0009792 | 0.00127 | 1.9585 | 31.111 | 0.01742 | 0.0008986 | 0.00116 | 1.8708 | 34.7744 | 0.01794 | 0.0009893 | 0.00127 | 1.8365 | 34.6162 | 0.01808 | 0.0009973 | 0.00128 | 1.97 | 39.6659 | 0.02067 | 0.0011 | 0.00142 | 2.0177 | 40.9574 | 0.01869 | 0.0009306 | 0.00119 | 1.9394 | 40.552 | 0.019 | 0.000946 | 0.00121 | 2.0234 | 40.9879 | 0.02055 | 0.0009838 | 0.00126 | 2.129 | 39.5443 | 0.0241 | 0.00118 | 0.00153 | 2.0846 | 39.8908 | 0.02364 | 0.00118 | 0.00152 | 2.045 | 46.249 | 0.02231 | 0.00108 | 0.0014 | 2.1221 | 48.5038 | 0.02207 | 0.00102 | 0.00131 | 2.0718 | 49.068 | 0.0227 | 0.00108 | 0.0014 | 2.2106 | 52.6086 | 0.02414 | 0.00113 | 0.00146 | 2.0205 | 54.3343 | 0.02336 | 0.00106 | 0.00137 | 2.0308 | 54.999 | 0.0239 | 0.00118 | 0.00154 | 2.1637 | 58.3237 | 0.02434 | 0.00109 | 0.0014 | 2.1533 | 58.6106 | 0.02427 | 0.00107 | 0.00137 | 2.1548 | 62.4345 | 0.02557 | 0.00115 | 0.00147 | 2.1273 | 66.1908 | 0.02503 | 0.00114 | 0.00146 | 2.1004 | 65.9045 | 0.02517 | 0.00114 | 0.00147
2.2321 | 0.065793 | 0.03991 | 0.00238 | 0.00388 | 2.4826 | 0.061714 | 0.09492 | 0.00467 | 0.00681 | 2.321 | 0.064279 | 0.12877 | 0.00574 | 0.0079 | 2.321 | 0.26118 | 0.0327 | 0.00146 | 0.00196 | 2.4981 | 0.24927 | 0.04855 | 0.00221 | 0.00254 | 2.423 | 0.5747 | 0.03824 | 0.00148 | 0.00169 | 2.2471 | 1.5922 | 0.02169 | 0.0008734 | 0.001 | 2.2709 | 1.5842 | 0.02417 | 0.0009652 | 0.00107 | 2.0833 | 2.1998 | 0.01855 | 0.0007709 | 0.0009007 | 2.1424 | 2.8483 | 0.0179 | 0.0007362 | 0.000863 | 2.1667 | 2.8373 | 0.01942 | 0.00078 | 0.0009064 | 2.1882 | 3.398 | 0.01788 | 0.0007387 | 0.0008734 | 2.206 | 3.39 | 0.01918 | 0.0007735 | 0.0009114 | 2.2223 | 3.382 | 0.02048 | 0.0008069 | 0.0009482 | 2.3687 | 3.9905 | 0.01978 | 0.0007946 | 0.0008989 | 2.2509 | 4.8725 | 0.01737 | 0.0007439 | 0.0008907 | 2.3816 | 4.7883 | 0.01928 | 0.0008045 | 0.0009372 | 2.2737 | 4.8585 | 0.01931 | 0.0008107 | 0.0009505 | 2.2931 | 6.2483 | 0.0169 | 0.0007766 | 0.0009114 | 2.2237 | 7.0016 | 0.01701 | 0.0007712 | 0.0009236 | 2.3233 | 7.8194 | 0.01625 | 0.0006951 | 0.0008252 | 2.2432 | 7.8907 | 0.0163 | 0.0007008 | 0.0008358 | 2.1894 | 9.7105 | 0.01511 | 0.0006765 | 0.0008284 | 2.2877 | 10.2725 | 0.01634 | 0.0007188 | 0.0008568 | 2.4347 | 10.1319 | 0.01825 | 0.000778 | 0.000901 | 2.5022 | 10.8529 | 0.01723 | 0.0007548 | 0.0008917 | 2.5024 | 10.853 | 0.01917 | 0.0008164 | 0.0009528 | 2.5023 | 13.0058 | 0.01669 | 0.0007335 | 0.0008625 | 2.5026 | 13.006 | 0.01837 | 0.000784 | 0.0009157 | 2.5025 | 13.0061 | 0.02006 | 0.0008317 | 0.0009666 | 2.5027 | 14.8692 | 0.01852 | 0.0008138 | 0.0009794 | 2.4026 | 14.9299 | 0.01869 | 0.0008248 | 0.0009972 | 2.5518 | 15.6806 | 0.01865 | 0.0008013 | 0.0009484 | 2.5028 | 16.3226 | 0.0184 | 0.0008162 | 0.0009741 | 2.5029 | 18.1464 | 0.01841 | 0.0008669 | 0.00105 | 2.4165 | 19.6012 | 0.01885 | 0.00109 | 0.00136 | 2.3464 | 19.6323 | 0.02042 | 0.00115 | 0.00144 | 2.3836 | 21.1939 | 0.01832 | 0.0009044 | 0.00113 | 2.3103 | 21.2349 | 0.0185 | 0.000916 | 0.00115 | 2.3464 | 21.7166 | 0.01776 | 0.0008257 | 0.00103 | 2.2882 | 21.7177 | 0.01911 | 0.0008662 | 0.00108 | 2.2882 | 23.8024 | 0.01795 | 0.0009334 | 0.00116 | 2.3637 | 23.7914 | 0.01888 | 0.0009529 | 0.00119 | 2.1973 | 25.1597 | 0.01977 | 0.0009206 | 0.00117 | 2.1541 | 26.2431 | 0.01869 | 0.0009276 | 0.00119 | 2.2245 | 26.3518 | 0.01956 | 0.000945 | 0.00122 | 2.1817 | 25.5952 | 0.0179 | 0.0008954 | 0.00114 | 2.1451 | 25.5564 | 0.01908 | 0.0009309 | 0.00119 | 2.0952 | 25.4776 | 0.01923 | 0.0009398 | 0.0012 | 2.0246 | 28.7187 | 0.01836 | 0.0008964 | 0.00116 | 2.0021 | 28.7427 | 0.01905 | 0.0009595 | 0.00125 | 2.0853 | 29.1106 | 0.02084 | 0.00101 | 0.0013 | 2.1527 | 29.0418 | 0.02006 | 0.001 | 0.00129 | 2.1761 | 31.9542 | 0.01857 | 0.0009174 | 0.00118 | 2.1047 | 35.8247 | 0.01922 | 0.00101 | 0.00129 | 2.066 | 35.6563 | 0.01937 | 0.00102 | 0.0013 | 2.167 | 40.8663 | 0.02179 | 0.00111 | 0.00143 | 2.2194 | 41.9577 | 0.01978 | 0.0009471 | 0.00121 | 2.1334 | 41.582 | 0.0201 | 0.0009626 | 0.00123 | 2.2074 | 41.909 | 0.02164 | 0.0009995 | 0.00127 | 2.3065 | 40.565 | 0.02523 | 0.0012 | 0.00155 | 2.2583 | 41.0105 | 0.02476 | 0.00119 | 0.00154 | 2.2023 | 47.1384 | 0.02328 | 0.00109 | 0.00141 | 2.2737 | 49.2636 | 0.02299 | 0.00103 | 0.00132 | 2.2198 | 49.937 | 0.02362 | 0.00109 | 0.00141 | 2.4869 | 53.7592 | 0.02585 | 0.00116 | 0.00148 | 2.2731 | 56.1008 | 0.025 | 0.00109 | 0.00139 | 2.2846 | 56.6651 | 0.02552 | 0.00121 | 0.00156 | 2.4041 | 59.5518 | 0.02588 | 0.00112 | 0.00142 | 2.3926 | 59.9982 | 0.0258 | 0.0011 | 0.00139 | 2.3703 | 63.7909 | 0.02701 | 0.00117 | 0.00148 | 2.34 | 68.046 | 0.02638 | 0.00116 | 0.00148 | 2.3104 | 67.8294 | 0.02653 | 0.00116 | 0.00149
2.4802 | 0.06175 | 0.04692 | 0.00276 | 0.00447 | 2.7309 | 0.05822 | 0.10995 | 0.00535 | 0.00776 | 2.6525 | 0.059273 | 0.15804 | 0.00738 | 0.00945 | 2.6525 | 0.24026 | 0.03992 | 0.00186 | 0.00231 | 2.7479 | 0.23506 | 0.05603 | 0.00252 | 0.00286 | 2.5656 | 0.55508 | 0.04145 | 0.00157 | 0.00179 | 2.4968 | 1.5101 | 0.02462 | 0.0009825 | 0.00108 | 2.498 | 1.5091 | 0.0271 | 0.00107 | 0.00114 | 2.2917 | 2.1216 | 0.02065 | 0.0008377 | 0.0009503 | 2.3209 | 2.7652 | 0.01952 | 0.0007793 | 0.000898 | 2.3333 | 2.7592 | 0.02104 | 0.0008211 | 0.0009402 | 2.3445 | 3.3198 | 0.01923 | 0.0007699 | 0.000901 | 2.3531 | 3.3158 | 0.02054 | 0.0008036 | 0.0009381 | 2.5001 | 3.2427 | 0.02322 | 0.0009074 | 0.001 | 2.6319 | 3.8712 | 0.02209 | 0.000869 | 0.0009421 | 2.501 | 4.7171 | 0.01926 | 0.0007989 | 0.000924 | 2.6198 | 4.65 | 0.0212 | 0.0008572 | 0.0009698 | 2.501 | 4.7171 | 0.02121 | 0.0008617 | 0.0009823 | 2.5016 | 6.0889 | 0.01838 | 0.0008099 | 0.0009344 | 2.409 | 6.8511 | 0.01832 | 0.0007985 | 0.0009437 | 2.5021 | 7.6579 | 0.01743 | 0.0007194 | 0.0008433 | 2.4158 | 7.7292 | 0.01747 | 0.0007246 | 0.0008535 | 2.5022 | 9.4262 | 0.01701 | 0.000735 | 0.000856 | 2.5737 | 10.0213 | 0.01813 | 0.0007686 | 0.0008824 | 2.7052 | 9.9179 | 0.02006 | 0.0008253 | 0.0009257 | 2.7802 | 10.6218 | 0.01893 | 0.0007978 | 0.0009148 | 2.7526 | 10.642 | 0.02086 | 0.0008563 | 0.0009748 | 2.7525 | 12.8046 | 0.01809 | 0.0007648 | 0.0008811 | 2.7301 | 12.8248 | 0.01978 | 0.0008134 | 0.0009334 | 2.711 | 12.835 | 0.02147 | 0.0008594 | 0.0009836 | 2.7113 | 14.7179 | 0.01975 | 0.000836 | 0.0009943 | 2.6029 | 14.7986 | 0.01991 | 0.0008466 | 0.00101 | 2.7481 | 15.5293 | 0.01982 | 0.0008216 | 0.0009621 | 2.6954 | 16.2213 | 0.01952 | 0.0008349 | 0.0009876 | 2.6817 | 18.0449 | 0.01941 | 0.0008815 | 0.00107 | 2.5891 | 19.5795 | 0.01978 | 0.0011 | 0.00137 | 2.5028 | 19.6006 | 0.02135 | 0.00116 | 0.00145 | 2.5425 | 21.1421 | 0.01918 | 0.0009151 | 0.00114 | 2.4643 | 21.1631 | 0.01936 | 0.0009265 | 0.00116 | 2.5028 | 21.7147 | 0.0186 | 0.0008369 | 0.00104 | 2.4312 | 21.7058 | 0.01995 | 0.000877 | 0.00109 | 2.4312 | 23.7703 | 0.01871 | 0.0009419 | 0.00117 | 2.5027 | 23.7694 | 0.01965 | 0.0009612 | 0.00119 | 2.4415 | 25.3155 | 0.02121 | 0.0009472 | 0.00119 | 2.2808 | 26.4206 | 0.01938 | 0.000935 | 0.0012 | 2.4717 | 26.5374 | 0.02093 | 0.000969 | 0.00123 | 2.3101 | 25.7026 | 0.01861 | 0.0009035 | 0.00115 | 2.3835 | 25.7116 | 0.0205 | 0.0009568 | 0.00121 | 2.328 | 25.7027 | 0.02065 | 0.0009656 | 0.00122 | 2.2496 | 29.3829 | 0.01961 | 0.000918 | 0.00117 | 2.2246 | 29.5966 | 0.02029 | 0.00098 | 0.00126 | 2.346 | 29.884 | 0.02238 | 0.00104 | 0.00132 | 2.4218 | 29.515 | 0.02161 | 0.00103 | 0.00131 | 2.4481 | 32.5273 | 0.01998 | 0.0009433 | 0.00119 | 2.3385 | 36.5567 | 0.02048 | 0.00103 | 0.0013 | 2.2956 | 36.4582 | 0.02063 | 0.00104 | 0.00132 | 2.364 | 41.6582 | 0.02289 | 0.00113 | 0.00145 | 2.4212 | 42.5295 | 0.02086 | 0.0009625 | 0.00122 | 2.3273 | 42.3035 | 0.02119 | 0.0009781 | 0.00124 | 2.3913 | 42.4513 | 0.02272 | 0.00101 | 0.00128 | 2.4839 | 41.367 | 0.02634 | 0.00121 | 0.00156 | 2.432 | 41.8215 | 0.02585 | 0.00121 | 0.00155 | 2.3596 | 47.7191 | 0.02424 | 0.0011 | 0.00142 | 2.4253 | 49.7846 | 0.02391 | 0.00105 | 0.00133 | 2.3678 | 50.4973 | 0.02452 | 0.0011 | 0.00143 | 2.7632 | 54.7034 | 0.02752 | 0.00119 | 0.0015 | 2.5257 | 57.1816 | 0.02661 | 0.00112 | 0.00141 | 2.5385 | 57.7056 | 0.02711 | 0.00123 | 0.00158 | 2.6445 | 60.6235 | 0.02739 | 0.00114 | 0.00143 | 2.6318 | 61.1694 | 0.0273 | 0.00112 | 0.00141 | 2.5858 | 64.9308 | 0.02842 | 0.00119 | 0.0015 | 2.5527 | 69.5449 | 0.0277 | 0.00118 | 0.00149 | 2.5205 | 69.3181 | 0.02785 | 0.00118 | 0.0015
2.7282 | 0.058246 | 0.05437 | 0.00315 | 0.0051 | 2.9791 | 0.055157 | 0.12585 | 0.00604 | 0.00874 | 2.9841 | 0.055109 | 0.18966 | 0.00894 | 0.01109 | 2.9841 | 0.22324 | 0.04772 | 0.00224 | 0.00269 | 2.9978 | 0.22265 | 0.06394 | 0.00282 | 0.0032 | 2.8506 | 0.52025 | 0.0482 | 0.00188 | 0.002 | 2.7464 | 1.437 | 0.0277 | 0.00109 | 0.00115 | 2.725 | 1.443 | 0.03018 | 0.00117 | 0.00122 | 2.5 | 2.0405 | 0.02283 | 0.0009041 | 0.001 | 2.4995 | 2.681 | 0.02118 | 0.0008226 | 0.0009335 | 2.5 | 2.6811 | 0.02271 | 0.0008625 | 0.0009746 | 2.5008 | 3.2426 | 0.02062 | 0.0008013 | 0.0009288 | 2.6472 | 3.1755 | 0.02333 | 0.0009081 | 0.0009925 | 2.7779 | 3.1175 | 0.02608 | 0.001 | 0.00105 | 2.895 | 3.757 | 0.02447 | 0.0009416 | 0.0009858 | 2.7511 | 4.5768 | 0.02121 | 0.0008534 | 0.0009577 | 2.858 | 4.5177 | 0.02318 | 0.0009096 | 0.001 | 2.7284 | 4.5888 | 0.02316 | 0.0009124 | 0.00101 | 2.71 | 5.9435 | 0.01988 | 0.0008434 | 0.0009575 | 2.5943 | 6.7177 | 0.01966 | 0.0008258 | 0.0009638 | 2.8595 | 7.3671 | 0.01984 | 0.0008054 | 0.0008796 | 2.7609 | 7.4463 | 0.01986 | 0.0008085 | 0.0008891 | 2.815 | 9.1563 | 0.01896 | 0.000792 | 0.0008833 | 2.8597 | 9.7913 | 0.01996 | 0.0008175 | 0.0009077 | 2.9757 | 9.695 | 0.02192 | 0.0008719 | 0.0009503 | 3.0583 | 10.3909 | 0.02065 | 0.0008402 | 0.0009377 | 3.0029 | 10.4412 | 0.02259 | 0.0008957 | 0.0009966 | 3.0028 | 12.5835 | 0.01952 | 0.0007957 | 0.0008993 | 2.9576 | 12.6238 | 0.02121 | 0.0008425 | 0.0009508 | 2.9195 | 12.6541 | 0.02289 | 0.0008869 | 0.001 | 2.9198 | 14.5468 | 0.02099 | 0.000858 | 0.00101 | 2.8031 | 14.6475 | 0.02115 | 0.0008681 | 0.00103 | 2.9444 | 15.3682 | 0.02099 | 0.0008418 | 0.0009756 | 2.8879 | 16.0901 | 0.02064 | 0.0008533 | 0.001 | 2.8605 | 17.9236 | 0.02042 | 0.0008959 | 0.00108 | 2.7617 | 19.5279 | 0.02071 | 0.00111 | 0.00138 | 2.6592 | 19.5591 | 0.02227 | 0.00117 | 0.00146 | 2.7014 | 21.0705 | 0.02004 | 0.0009257 | 0.00115 | 2.6183 | 21.1114 | 0.02022 | 0.000937 | 0.00117 | 2.6592 | 21.703 | 0.01944 | 0.0008479 | 0.00105 | 2.5742 | 21.7142 | 0.02078 | 0.0008875 | 0.0011 | 2.5742 | 23.7684 | 0.01948 | 0.0009503 | 0.00118 | 2.7808 | 23.7061 | 0.02118 | 0.0009894 | 0.00121 | 2.7467 | 25.4312 | 0.023 | 0.0009854 | 0.00121 | 2.5343 | 26.5763 | 0.02075 | 0.0009591 | 0.00122 | 2.7807 | 26.6629 | 0.02264 | 0.001 | 0.00125 | 2.5667 | 25.7882 | 0.02002 | 0.0009297 | 0.00116 | 2.6814 | 25.8367 | 0.02226 | 0.0009938 | 0.00123 | 2.619 | 25.8178 | 0.02241 | 0.001 | 0.00124 | 2.5308 | 29.797 | 0.02114 | 0.0009481 | 0.00119 | 2.5026 | 30.1803 | 0.02181 | 0.00101 | 0.00128 | 2.6067 | 30.3686 | 0.02388 | 0.00106 | 0.00134 | 2.6909 | 29.8895 | 0.02314 | 0.00106 | 0.00133 | 2.7201 | 32.9616 | 0.02136 | 0.0009675 | 0.00121 | 2.5724 | 37.0401 | 0.02171 | 0.00105 | 0.00132 | 2.5251 | 36.9514 | 0.02187 | 0.00106 | 0.00133 | 2.561 | 42.3112 | 0.02397 | 0.00114 | 0.00146 | 2.623 | 43.0825 | 0.02192 | 0.0009772 | 0.00123 | 2.5212 | 42.8162 | 0.02225 | 0.0009928 | 0.00125 | 2.5753 | 42.9647 | 0.02378 | 0.00103 | 0.00129 | 2.6613 | 42.1399 | 0.02743 | 0.00123 | 0.00157 | 2.6058 | 42.6336 | 0.02693 | 0.00122 | 0.00157 | 2.5169 | 48.2108 | 0.02518 | 0.00111 | 0.00143 | 2.7284 | 50.8093 | 0.02572 | 0.00108 | 0.00135 | 2.6638 | 51.4608 | 0.0263 | 0.00114 | 0.00145 | 3.0395 | 55.3902 | 0.02917 | 0.00122 | 0.00152 | 2.7782 | 58.1255 | 0.02818 | 0.00114 | 0.00143 | 2.7923 | 58.6092 | 0.02867 | 0.00126 | 0.00159 | 2.8849 | 61.468 | 0.02888 | 0.00116 | 0.00145 | 2.8711 | 62.1035 | 0.02877 | 0.00115 | 0.00143 | 2.8013 | 65.9035 | 0.02981 | 0.00121 | 0.00152 | 2.7654 | 70.9267 | 0.02899 | 0.00119 | 0.00151 | 2.7305 | 70.7197 | 0.02915 | 0.0012 | 0.00152
2.9762 | 0.055194 | 0.06226 | 0.00355 | 0.00576 | 3.2274 | 0.052455 | 0.1426 | 0.00674 | 0.00977 | 3.3156 | 0.051576 | 0.22357 | 0.01047 | 0.01283 | 3.3156 | 0.20883 | 0.0561 | 0.00262 | 0.00309 | 3.2476 | 0.21164 | 0.07228 | 0.00312 | 0.00355 | 3.207 | 0.48322 | 0.05724 | 0.00232 | 0.00228 | 2.9961 | 1.3699 | 0.03093 | 0.0012 | 0.00123 | 2.9521 | 1.3819 | 0.03339 | 0.00127 | 0.00129 | 2.7083 | 1.9674 | 0.0251 | 0.0009707 | 0.00105 | 2.678 | 2.6049 | 0.0229 | 0.0008662 | 0.0009697 | 2.6667 | 2.6089 | 0.02443 | 0.0009042 | 0.00101 | 2.8134 | 3.1024 | 0.02348 | 0.0009105 | 0.0009856 | 2.9413 | 3.0463 | 0.02625 | 0.00101 | 0.00105 | 3.0557 | 2.9983 | 0.02905 | 0.0011 | 0.00111 | 3.1582 | 3.6458 | 0.02692 | 0.00101 | 0.00103 | 3.0012 | 4.4395 | 0.02323 | 0.0009076 | 0.0009918 | 3.0961 | 4.3894 | 0.02522 | 0.0009619 | 0.00104 | 2.9558 | 4.4646 | 0.02517 | 0.0009631 | 0.00105 | 2.9185 | 5.8011 | 0.02143 | 0.0008771 | 0.0009809 | 2.9649 | 6.4569 | 0.02242 | 0.0009229 | 0.001 | 3.2169 | 7.0864 | 0.02236 | 0.0008888 | 0.0009163 | 3.106 | 7.1716 | 0.02234 | 0.0008899 | 0.000925 | 3.1277 | 8.8875 | 0.02097 | 0.0008482 | 0.0009106 | 3.1456 | 9.5545 | 0.02184 | 0.0008656 | 0.0009329 | 3.2462 | 9.4723 | 0.02381 | 0.000918 | 0.0009748 | 3.3363 | 10.1601 | 0.02242 | 0.0008822 | 0.0009606 | 3.2531 | 10.2304 | 0.02435 | 0.0009349 | 0.00102 | 3.253 | 12.3526 | 0.02098 | 0.0008265 | 0.0009174 | 3.1851 | 12.413 | 0.02266 | 0.0008714 | 0.0009681 | 3.1281 | 12.4733 | 0.02434 | 0.0009143 | 0.00102 | 3.1284 | 14.3659 | 0.02224 | 0.0008799 | 0.00102 | 3.0033 | 14.4765 | 0.0224 | 0.0008895 | 0.00104 | 3.1407 | 15.1972 | 0.02218 | 0.0008618 | 0.0009889 | 3.0804 | 15.949 | 0.02177 | 0.0008716 | 0.00101 | 3.0392 | 17.7924 | 0.02144 | 0.0009103 | 0.00109 | 2.9343 | 19.4565 | 0.02164 | 0.00112 | 0.00138 | 2.8157 | 19.5077 | 0.0232 | 0.00118 | 0.00147 | 2.8603 | 20.9791 | 0.0209 | 0.0009361 | 0.00116 | 2.7723 | 21.04 | 0.02108 | 0.0009473 | 0.00117 | 2.8156 | 21.6614 | 0.02027 | 0.0008587 | 0.00106 | 2.8602 | 21.6412 | 0.02246 | 0.0009234 | 0.00112 | 2.8602 | 23.6751 | 0.02101 | 0.0009787 | 0.00119 | 3.1284 | 23.5227 | 0.0231 | 0.00103 | 0.00123 | 3.0519 | 25.4077 | 0.02478 | 0.00102 | 0.00123 | 2.8511 | 26.6719 | 0.02245 | 0.0009936 | 0.00124 | 3.0896 | 26.6493 | 0.02434 | 0.00104 | 0.00127 | 2.8876 | 25.8736 | 0.02178 | 0.0009675 | 0.00118 | 2.9793 | 25.8727 | 0.02401 | 0.00103 | 0.00124 | 2.91 | 25.8737 | 0.02417 | 0.00104 | 0.00126 | 2.812 | 30.0822 | 0.02266 | 0.0009763 | 0.00121 | 2.7807 | 30.6152 | 0.02331 | 0.00103 | 0.0013 | 2.8673 | 30.7141 | 0.02537 | 0.00109 | 0.00136 | 2.96 | 30.1249 | 0.02465 | 0.00108 | 0.00134 | 2.9922 | 33.2168 | 0.02273 | 0.0009904 | 0.00122 | 2.8062 | 37.4345 | 0.02293 | 0.00107 | 0.00133 | 2.7547 | 37.3557 | 0.02309 | 0.00107 | 0.00134 | 2.758 | 42.8651 | 0.02504 | 0.00115 | 0.00147 | 2.8247 | 43.5163 | 0.02296 | 0.0009913 | 0.00124 | 2.7152 | 43.2898 | 0.02331 | 0.00101 | 0.00126 | 2.7592 | 43.3888 | 0.02483 | 0.00104 | 0.0013 | 2.8387 | 42.8036 | 0.0285 | 0.00124 | 0.00159 | 2.7795 | 43.3467 | 0.02798 | 0.00123 | 0.00158 | 2.8315 | 49.0367 | 0.02705 | 0.00115 | 0.00145 | 3.0316 | 51.5867 | 0.02749 | 0.00111 | 0.00137 | 2.9597 | 52.1573 | 0.02806 | 0.00117 | 0.00146 | 3.3159 | 55.859 | 0.0308 | 0.00124 | 0.00153 | 3.0308 | 58.8419 | 0.02973 | 0.00117 | 0.00145 | 3.0462 | 59.3153 | 0.03021 | 0.00128 | 0.00161 | 3.1253 | 62.1246 | 0.03035 | 0.00119 | 0.00146 | 3.1103 | 62.8398 | 0.03022 | 0.00117 | 0.00144 | 3.0167 | 66.7184 | 0.03117 | 0.00123 | 0.00153 | 2.9782 | 72.1209 | 0.03026 | 0.00121 | 0.00152 | 2.9405 | 71.9237 | 0.03042 | 0.00122 | 0.00153
3.2242 | 0.052492 | 0.07057 | 0.00395 | 0.00645 | 3.4757 | 0.050053 | 0.16019 | 0.00744 | 0.01084 | 3.6472 | 0.048533 | 0.2597 | 0.01199 | 0.01467 | 3.6472 | 0.19652 | 0.06503 | 0.00299 | 0.00352 | 3.4974 | 0.20183 | 0.08104 | 0.00343 | 0.00392 | 3.5633 | 0.45189 | 0.06695 | 0.00274 | 0.00258 | 3.2458 | 1.3078 | 0.03432 | 0.00131 | 0.00132 | 3.1792 | 1.3239 | 0.03674 | 0.00137 | 0.00137 | 2.9167 | 1.8983 | 0.02745 | 0.00104 | 0.00111 | 2.8565 | 2.5308 | 0.02467 | 0.00091 | 0.00101 | 3 | 2.4738 | 0.028 | 0.00105 | 0.00108 | 3.126 | 2.9692 | 0.02647 | 0.00102 | 0.00104 | 3.2355 | 2.9251 | 0.02929 | 0.00111 | 0.00111 | 3.3335 | 2.8851 | 0.03213 | 0.0012 | 0.00117 | 3.4214 | 3.5376 | 0.02945 | 0.00108 | 0.00108 | 3.2513 | 4.3073 | 0.0253 | 0.0009618 | 0.00103 | 3.3343 | 4.2652 | 0.02732 | 0.00101 | 0.00107 | 3.1831 | 4.3434 | 0.02723 | 0.00101 | 0.00108 | 3.3354 | 5.5286 | 0.02464 | 0.0009981 | 0.00103 | 3.3356 | 6.2074 | 0.02529 | 0.00102 | 0.00105 | 3.5744 | 6.8198 | 0.02497 | 0.0009707 | 0.0009538 | 3.4511 | 6.91 | 0.02492 | 0.0009699 | 0.0009616 | 3.4405 | 8.6248 | 0.02305 | 0.000904 | 0.0009382 | 3.4316 | 9.3198 | 0.02377 | 0.0009134 | 0.0009581 | 3.5167 | 9.2517 | 0.02575 | 0.0009639 | 0.0009993 | 3.6143 | 9.9384 | 0.02423 | 0.000924 | 0.0009835 | 3.5033 | 10.0298 | 0.02614 | 0.000974 | 0.00104 | 3.5032 | 12.1119 | 0.02246 | 0.0008572 | 0.0009354 | 3.4126 | 12.2022 | 0.02413 | 0.0009003 | 0.0009852 | 3.3366 | 12.2726 | 0.02581 | 0.0009416 | 0.00103 | 3.3369 | 14.175 | 0.02352 | 0.0009017 | 0.00104 | 3.2035 | 14.2956 | 0.02366 | 0.0009108 | 0.00105 | 3.337 | 15.0064 | 0.02338 | 0.0008818 | 0.001 | 3.2729 | 15.788 | 0.02292 | 0.0008898 | 0.00103 | 3.218 | 17.6413 | 0.02246 | 0.0009246 | 0.0011 | 3.1069 | 19.3652 | 0.02257 | 0.00113 | 0.00139 | 3.1285 | 19.3553 | 0.02507 | 0.00121 | 0.00148 | 3.1781 | 20.7366 | 0.02264 | 0.0009725 | 0.00117 | 3.0803 | 20.8174 | 0.02282 | 0.0009831 | 0.00119 | 3.1285 | 21.5087 | 0.02196 | 0.0008958 | 0.00108 | 3.2177 | 21.4583 | 0.02456 | 0.0009757 | 0.00114 | 3.2178 | 23.4518 | 0.02294 | 0.00102 | 0.00121 | 3.476 | 23.2399 | 0.02504 | 0.00107 | 0.00125 | 3.3571 | 25.2847 | 0.02657 | 0.00106 | 0.00124 | 3.1678 | 26.6284 | 0.02416 | 0.00103 | 0.00125 | 3.3986 | 26.5262 | 0.02605 | 0.00107 | 0.00128 | 3.2084 | 25.8599 | 0.02353 | 0.001 | 0.0012 | 3.2773 | 25.8494 | 0.02577 | 0.00106 | 0.00126 | 3.201 | 25.8603 | 0.02593 | 0.00107 | 0.00127 | 3.0932 | 30.2281 | 0.02416 | 0.001 | 0.00122 | 3.0588 | 30.8809 | 0.02478 | 0.00106 | 0.00132 | 3.128 | 30.9302 | 0.02684 | 0.00111 | 0.00137 | 3.2291 | 30.2611 | 0.02615 | 0.00111 | 0.00136 | 3.2642 | 33.3428 | 0.0241 | 0.00101 | 0.00124 | 3.0401 | 37.7096 | 0.02414 | 0.00108 | 0.00134 | 2.9843 | 37.6508 | 0.0243 | 0.00109 | 0.00135 | 2.955 | 43.3098 | 0.02609 | 0.00116 | 0.00148 | 3.0265 | 43.8609 | 0.024 | 0.001 | 0.00125 | 2.9091 | 43.6742 | 0.02435 | 0.00102 | 0.00127 | 2.9432 | 43.7336 | 0.02587 | 0.00105 | 0.00131 | 3.1936 | 43.8729 | 0.03059 | 0.00128 | 0.00161 | 3.1269 | 44.5148 | 0.03005 | 0.00127 | 0.0016 | 3.1461 | 49.6052 | 0.02889 | 0.00118 | 0.00147 | 3.3347 | 52.1562 | 0.02924 | 0.00115 | 0.00139 | 3.2557 | 52.636 | 0.02979 | 0.0012 | 0.00148 | 3.5922 | 56.1693 | 0.03243 | 0.00127 | 0.00155 | 3.2834 | 59.3902 | 0.03127 | 0.00119 | 0.00146 | 3.3 | 59.8534 | 0.03173 | 0.0013 | 0.00162 | 3.3658 | 62.6229 | 0.03181 | 0.00121 | 0.00148 | 3.3496 | 63.3978 | 0.03166 | 0.00119 | 0.00145 | 3.4477 | 67.9234 | 0.03387 | 0.00129 | 0.00156 | 3.4036 | 74.0446 | 0.03275 | 0.00127 | 0.00154 | 3.3606 | 73.8771 | 0.03291 | 0.00127 | 0.00155
3.4722 | 0.05008 | 0.0793 | 0.00436 | 0.00716 | 3.9722 | 0.045939 | 0.1978 | 0.00961 | 0.01311 | 3.9788 | 0.045891 | 0.298 | 0.01351 | 0.01659 | 3.9788 | 0.18571 | 0.0745 | 0.00336 | 0.00397 | 3.7472 | 0.19312 | 0.09022 | 0.00374 | 0.0043 | 3.9196 | 0.42486 | 0.0773 | 0.00316 | 0.0029 | 3.4955 | 1.2508 | 0.03787 | 0.00142 | 0.00141 | 3.4063 | 1.2708 | 0.04024 | 0.00147 | 0.00145 | 3.125 | 1.8332 | 0.02988 | 0.0011 | 0.00116 | 3.2136 | 2.3926 | 0.02836 | 0.00106 | 0.00108 | 3.3333 | 2.3496 | 0.03177 | 0.00119 | 0.00116 | 3.4386 | 2.845 | 0.02959 | 0.00112 | 0.0011 | 3.5296 | 2.81 | 0.03246 | 0.00121 | 0.00116 | 3.6113 | 2.779 | 0.03534 | 0.00129 | 0.00122 | 3.6846 | 3.4324 | 0.03206 | 0.00115 | 0.00112 | 3.5014 | 4.1811 | 0.02744 | 0.00102 | 0.00106 | 3.8106 | 4.0309 | 0.0317 | 0.0012 | 0.00114 | 3.6379 | 4.114 | 0.03153 | 0.0012 | 0.00115 | 3.7523 | 5.2731 | 0.028 | 0.00112 | 0.00108 | 3.7062 | 5.9719 | 0.02827 | 0.00111 | 0.00109 | 3.9318 | 6.5704 | 0.02768 | 0.00105 | 0.0009922 | 3.7962 | 6.6626 | 0.0276 | 0.00105 | 0.000999 | 3.7533 | 8.3703 | 0.02519 | 0.0009595 | 0.0009661 | 3.7176 | 9.0903 | 0.02574 | 0.0009609 | 0.0009836 | 3.7873 | 9.0352 | 0.02774 | 0.00101 | 0.00102 | 3.8923 | 9.7198 | 0.02608 | 0.0009657 | 0.00101 | 3.7536 | 9.8282 | 0.02797 | 0.00101 | 0.00106 | 3.7535 | 11.8812 | 0.02398 | 0.0008879 | 0.0009534 | 3.6401 | 11.9816 | 0.02564 | 0.0009292 | 0.001 | 3.5451 | 12.0719 | 0.0273 | 0.000969 | 0.00105 | 3.5455 | 13.9642 | 0.02481 | 0.0009236 | 0.00105 | 3.4037 | 14.1048 | 0.02494 | 0.0009321 | 0.00107 | 3.5333 | 14.8156 | 0.0246 | 0.0009018 | 0.00102 | 3.4655 | 15.6172 | 0.02408 | 0.0009079 | 0.00104 | 3.5756 | 17.3095 | 0.02454 | 0.0009755 | 0.00112 | 3.4521 | 19.1331 | 0.02446 | 0.00117 | 0.00141 | 3.5196 | 19.0829 | 0.02744 | 0.00126 | 0.0015 | 3.5754 | 20.3641 | 0.02485 | 0.00103 | 0.0012 | 3.4654 | 20.4748 | 0.02502 | 0.00104 | 0.00121 | 3.5195 | 21.236 | 0.02408 | 0.0009504 | 0.0011 | 3.5753 | 21.1858 | 0.02669 | 0.00103 | 0.00117 | 3.5753 | 23.1491 | 0.02488 | 0.00106 | 0.00123 | 3.8236 | 22.9175 | 0.02701 | 0.00111 | 0.00126 | 3.6622 | 25.0823 | 0.02838 | 0.00109 | 0.00126 | 3.4846 | 26.4754 | 0.02587 | 0.00106 | 0.00127 | 3.7075 | 26.3236 | 0.02777 | 0.0011 | 0.0013 | 3.5293 | 25.7868 | 0.02529 | 0.00104 | 0.00122 | 3.5752 | 25.7766 | 0.02753 | 0.0011 | 0.00128 | 3.492 | 25.7974 | 0.02768 | 0.0011 | 0.00129 | 3.3744 | 30.2447 | 0.02566 | 0.00103 | 0.00124 | 3.3369 | 31.0073 | 0.02625 | 0.00108 | 0.00133 | 3.3887 | 31.017 | 0.02831 | 0.00113 | 0.00139 | 3.4982 | 30.3177 | 0.02765 | 0.00113 | 0.00137 | 3.5362 | 33.3594 | 0.02546 | 0.00103 | 0.00125 | 3.2739 | 37.8854 | 0.02534 | 0.0011 | 0.00135 | 3.2138 | 37.8465 | 0.0255 | 0.00111 | 0.00136 | 3.152 | 43.655 | 0.02714 | 0.00118 | 0.00149 | 3.2283 | 44.1261 | 0.02504 | 0.00102 | 0.00126 | 3.1031 | 43.9692 | 0.02539 | 0.00103 | 0.00128 | 3.3111 | 44.2048 | 0.02794 | 0.0011 | 0.00133 | 3.5484 | 44.6542 | 0.03264 | 0.00132 | 0.00163 | 3.4743 | 45.3951 | 0.03207 | 0.00131 | 0.00162 | 3.4608 | 49.9656 | 0.03071 | 0.00122 | 0.00149 | 3.6379 | 52.5773 | 0.03097 | 0.00118 | 0.0014 | 3.5517 | 52.9365 | 0.03151 | 0.00123 | 0.0015 | 3.8685 | 56.3409 | 0.03404 | 0.00129 | 0.00156 | 3.5359 | 59.7799 | 0.03279 | 0.00122 | 0.00148 | 3.5539 | 60.253 | 0.03324 | 0.00132 | 0.00163 | 3.8466 | 63.2736 | 0.03469 | 0.00128 | 0.0015 | 3.8281 | 64.138 | 0.03451 | 0.00126 | 0.00148 | 3.8787 | 68.7034 | 0.03653 | 0.00135 | 0.00158 | 3.8291 | 75.4536 | 0.03518 | 0.00132 | 0.00157 | 3.7807 | 75.3158 | 0.03535 | 0.00132 | 0.00157
3.7202 | 0.047918 | 0.08843 | 0.00477 | 0.00791 | 4.4687 | 0.042536 | 0.23861 | 0.01169 | 0.01553 | 4.3103 | 0.043558 | 0.33845 | 0.01504 | 0.0186 | 4.3103 | 0.1762 | 0.0845 | 0.00374 | 0.00443 | 3.997 | 0.18511 | 0.0998 | 0.00406 | 0.0047 | 4.2759 | 0.40135 | 0.08829 | 0.00357 | 0.00323 | 3.7451 | 1.1977 | 0.04157 | 0.00153 | 0.0015 | 3.6334 | 1.2208 | 0.04389 | 0.00158 | 0.00154 | 3.3333 | 1.7712 | 0.0324 | 0.00117 | 0.00122 | 3.5707 | 2.2665 | 0.03225 | 0.00121 | 0.00116 | 3.6667 | 2.2345 | 0.03573 | 0.00133 | 0.00123 | 3.7512 | 2.7279 | 0.03285 | 0.00122 | 0.00117 | 3.8238 | 2.7019 | 0.03576 | 0.00131 | 0.00123 | 3.8891 | 2.6788 | 0.03867 | 0.00139 | 0.00128 | 4.211 | 3.2331 | 0.03751 | 0.0014 | 0.00122 | 4.0016 | 3.9427 | 0.03192 | 0.00121 | 0.00113 | 4.2869 | 3.8176 | 0.03633 | 0.00138 | 0.00121 | 4.0926 | 3.9027 | 0.03606 | 0.00137 | 0.00122 | 4.1693 | 5.0368 | 0.03153 | 0.00123 | 0.00113 | 4.0768 | 5.7505 | 0.03137 | 0.0012 | 0.00113 | 4.2892 | 6.336 | 0.0305 | 0.00113 | 0.00103 | 4.1414 | 6.4302 | 0.03038 | 0.00113 | 0.00104 | 4.0661 | 8.1258 | 0.02739 | 0.00102 | 0.0009945 | 4.0035 | 8.8667 | 0.02776 | 0.00101 | 0.00101 | 4.0578 | 8.8257 | 0.02977 | 0.00106 | 0.00105 | 4.1704 | 9.5073 | 0.02797 | 0.00101 | 0.00103 | 4.0038 | 9.6337 | 0.02984 | 0.00105 | 0.00108 | 4.0037 | 11.6406 | 0.02552 | 0.0009187 | 0.0009715 | 3.8676 | 11.771 | 0.02717 | 0.0009582 | 0.00102 | 3.7537 | 11.8814 | 0.02882 | 0.0009964 | 0.00107 | 3.7541 | 13.7636 | 0.02612 | 0.0009455 | 0.00107 | 3.604 | 13.9141 | 0.02623 | 0.0009534 | 0.00108 | 3.9259 | 14.4142 | 0.02709 | 0.0009741 | 0.00104 | 3.8505 | 15.2657 | 0.02643 | 0.000973 | 0.00106 | 4.0225 | 16.8676 | 0.0272 | 0.00105 | 0.00115 | 3.8837 | 18.7909 | 0.02685 | 0.00122 | 0.00143 | 3.9106 | 18.7709 | 0.02984 | 0.00131 | 0.00152 | 3.9727 | 19.942 | 0.02711 | 0.00108 | 0.00122 | 3.8504 | 20.0827 | 0.02726 | 0.00109 | 0.00123 | 3.9106 | 20.8838 | 0.02624 | 0.001 | 0.00112 | 3.9328 | 20.8638 | 0.02885 | 0.00108 | 0.00119 | 3.9328 | 22.7968 | 0.02686 | 0.0011 | 0.00125 | 4.1712 | 22.5456 | 0.02901 | 0.00115 | 0.00128 | 3.9674 | 24.8401 | 0.0302 | 0.00113 | 0.00128 | 3.8014 | 26.2429 | 0.02759 | 0.00109 | 0.00128 | 4.0165 | 26.0614 | 0.0295 | 0.00113 | 0.00131 | 3.8501 | 25.6642 | 0.02706 | 0.00107 | 0.00124 | 3.8732 | 25.6542 | 0.02929 | 0.00113 | 0.00129 | 3.783 | 25.695 | 0.02945 | 0.00114 | 0.00131 | 3.6555 | 30.1818 | 0.02717 | 0.00105 | 0.00125 | 3.6149 | 31.0242 | 0.02771 | 0.00111 | 0.00134 | 3.6493 | 31.0241 | 0.02977 | 0.00115 | 0.0014 | 3.7672 | 30.3048 | 0.02915 | 0.00115 | 0.00139 | 3.8082 | 33.2963 | 0.02682 | 0.00105 | 0.00126 | 3.5078 | 37.9717 | 0.02654 | 0.00111 | 0.00136 | 3.4434 | 37.9528 | 0.0267 | 0.00112 | 0.00137 | 3.546 | 44.107 | 0.02921 | 0.00122 | 0.00151 | 3.6318 | 44.448 | 0.02709 | 0.00106 | 0.00128 | 3.4909 | 44.3608 | 0.02744 | 0.00108 | 0.0013 | 3.679 | 44.4676 | 0.02999 | 0.00114 | 0.00135 | 3.9033 | 45.2069 | 0.03466 | 0.00135 | 0.00165 | 3.8218 | 46.057 | 0.03405 | 0.00134 | 0.00164 | 3.7754 | 50.1774 | 0.03253 | 0.00125 | 0.00151 | 3.9411 | 52.8597 | 0.0327 | 0.0012 | 0.00142 | 3.8477 | 53.0982 | 0.03322 | 0.00125 | 0.00151 | 4.4212 | 56.407 | 0.03726 | 0.00137 | 0.00158 | 4.0411 | 60.253 | 0.03582 | 0.0013 | 0.0015 | 4.0616 | 60.7457 | 0.03625 | 0.00139 | 0.00166 | 4.3274 | 63.5782 | 0.03756 | 0.00135 | 0.00153 | 4.3066 | 64.4822 | 0.03734 | 0.00133 | 0.0015 | 4.3096 | 69.1671 | 0.03917 | 0.00141 | 0.0016 | 4.2545 | 76.4664 | 0.03757 | 0.00136 | 0.00158 | 4.2008 | 76.3585 | 0.03775 | 0.00137 | 0.00159
3.9683 | 0.045967 | 0.09797 | 0.00519 | 0.00868 | 4.9652 | 0.039674 | 0.28252 | 0.01374 | 0.0181 | 4.6419 | 0.041487 | 0.38098 | 0.01659 | 0.02069 | 4.6419 | 0.1678 | 0.09502 | 0.00412 | 0.00492 | 4.2468 | 0.17791 | 0.10978 | 0.00437 | 0.00511 | 4.6323 | 0.38063 | 0.09989 | 0.00399 | 0.00359 | 3.9948 | 1.1487 | 0.04544 | 0.00164 | 0.00159 | 4.0876 | 1.1317 | 0.05161 | 0.00195 | 0.00172 | 3.75 | 1.6591 | 0.03769 | 0.00141 | 0.00134 | 3.9277 | 2.1514 | 0.03637 | 0.00136 | 0.00125 | 4 | 2.1294 | 0.03989 | 0.00147 | 0.00132 | 4.0638 | 2.6187 | 0.03625 | 0.00133 | 0.00123 | 4.1179 | 2.6007 | 0.03918 | 0.00141 | 0.00129 | 4.4447 | 2.4956 | 0.0457 | 0.00173 | 0.00141 | 4.7373 | 3.0489 | 0.0433 | 0.00164 | 0.00131 | 4.5018 | 3.7265 | 0.03666 | 0.0014 | 0.00121 | 4.7633 | 3.6224 | 0.04122 | 0.00156 | 0.00129 | 4.5473 | 3.7085 | 0.04084 | 0.00154 | 0.00129 | 4.5862 | 4.8185 | 0.03522 | 0.00135 | 0.00118 | 4.4474 | 5.5432 | 0.03459 | 0.00129 | 0.00118 | 4.6467 | 6.1167 | 0.03342 | 0.00121 | 0.00107 | 4.4865 | 6.2128 | 0.03325 | 0.00121 | 0.00108 | 4.3788 | 7.8924 | 0.02966 | 0.00107 | 0.00102 | 4.2895 | 8.6503 | 0.02984 | 0.00106 | 0.00104 | 4.3283 | 8.6223 | 0.03186 | 0.0011 | 0.00107 | 4.4484 | 9.3029 | 0.0299 | 0.00105 | 0.00105 | 4.254 | 9.4453 | 0.03174 | 0.00109 | 0.00111 | 4.2539 | 11.4101 | 0.0271 | 0.0009497 | 0.0009896 | 4.0951 | 11.5505 | 0.02872 | 0.0009873 | 0.00104 | 4.1708 | 11.4804 | 0.03193 | 0.0011 | 0.0011 | 4.1712 | 13.3524 | 0.0288 | 0.00103 | 0.00109 | 4.0044 | 13.5129 | 0.02888 | 0.00103 | 0.00111 | 4.4166 | 13.9229 | 0.0303 | 0.00108 | 0.00107 | 4.3318 | 14.7942 | 0.02945 | 0.00107 | 0.00109 | 4.4695 | 16.4161 | 0.02993 | 0.00113 | 0.00117 | 4.3152 | 18.4091 | 0.0293 | 0.00127 | 0.00145 | 4.3017 | 18.4193 | 0.03228 | 0.00136 | 0.00154 | 4.3699 | 19.5003 | 0.02941 | 0.00113 | 0.00124 | 4.2355 | 19.6509 | 0.02954 | 0.00114 | 0.00125 | 4.3016 | 20.5019 | 0.02843 | 0.00106 | 0.00114 | 4.2903 | 20.5121 | 0.03105 | 0.00112 | 0.00121 | 4.2904 | 22.4149 | 0.02887 | 0.00114 | 0.00126 | 4.5188 | 22.1639 | 0.03104 | 0.00119 | 0.0013 | 4.2726 | 24.5483 | 0.03204 | 0.00116 | 0.00129 | 4.1182 | 25.9607 | 0.02933 | 0.00112 | 0.0013 | 4.3255 | 25.7595 | 0.03126 | 0.00116 | 0.00133 | 4.1709 | 25.5019 | 0.02883 | 0.0011 | 0.00125 | 4.1711 | 25.5021 | 0.03107 | 0.00116 | 0.00131 | 4.074 | 25.5528 | 0.03122 | 0.00117 | 0.00132 | 3.9367 | 30.0392 | 0.02868 | 0.00108 | 0.00127 | 3.893 | 30.9615 | 0.02918 | 0.00113 | 0.00136 | 3.91 | 30.9516 | 0.03124 | 0.00118 | 0.00141 | 4.0363 | 30.2422 | 0.03065 | 0.00118 | 0.0014 | 4.0802 | 33.1737 | 0.02819 | 0.00108 | 0.00127 | 3.7416 | 37.9884 | 0.02773 | 0.00113 | 0.00137 | 3.6729 | 37.9894 | 0.0279 | 0.00114 | 0.00138 | 3.94 | 44.3004 | 0.03126 | 0.00125 | 0.00152 | 4.0353 | 44.5613 | 0.02913 | 0.00111 | 0.0013 | 3.8788 | 44.5339 | 0.02949 | 0.00112 | 0.00132 | 4.0469 | 44.5616 | 0.03203 | 0.00118 | 0.00137 | 4.2581 | 45.5708 | 0.03667 | 0.00138 | 0.00166 | 4.1692 | 46.5301 | 0.03602 | 0.00138 | 0.00166 | 4.09 | 50.2604 | 0.03434 | 0.00128 | 0.00152 | 4.2442 | 53.0431 | 0.03441 | 0.00123 | 0.00143 | 4.1436 | 53.1511 | 0.03493 | 0.00128 | 0.00153 | 4.9738 | 56.2059 | 0.04049 | 0.00145 | 0.00161 | 4.5462 | 60.3895 | 0.03883 | 0.00137 | 0.00153 | 4.5693 | 60.932 | 0.03923 | 0.00146 | 0.00168 | 4.8082 | 63.6256 | 0.04041 | 0.00141 | 0.00155 | 4.7851 | 64.5593 | 0.04015 | 0.00139 | 0.00153 | 4.7406 | 69.4034 | 0.04179 | 0.00146 | 0.00162 | 4.68 | 77.1721 | 0.03993 | 0.00141 | 0.0016 | 4.6209 | 77.084 | 0.04011 | 0.00141 | 0.00161
4.4643 | 0.042564 | 0.11822 | 0.00638 | 0.0103 | 5.4618 | 0.037222 | 0.32948 | 0.01579 | 0.02082 | 4.9735 | 0.039635 | 0.42558 | 0.01815 | 0.02287 | 4.9735 | 0.16019 | 0.10606 | 0.0045 | 0.00543 | 4.4966 | 0.1713 | 0.12015 | 0.0047 | 0.00554 | 4.9886 | 0.36221 | 0.11211 | 0.0044 | 0.00395 | 4.4942 | 1.0616 | 0.05366 | 0.00204 | 0.00179 | 4.5417 | 1.0536 | 0.05993 | 0.0023 | 0.00191 | 4.1667 | 1.558 | 0.04334 | 0.00164 | 0.00146 | 4.2848 | 2.0463 | 0.04069 | 0.00151 | 0.00133 | 4.3333 | 2.0333 | 0.04426 | 0.00161 | 0.0014 | 4.3764 | 2.5176 | 0.03979 | 0.00143 | 0.0013 | 4.7062 | 2.4175 | 0.04643 | 0.00176 | 0.00142 | 5.0003 | 2.3345 | 0.05322 | 0.00205 | 0.00154 | 5.2637 | 2.8788 | 0.04943 | 0.00187 | 0.00142 | 5.002 | 3.5303 | 0.04166 | 0.00158 | 0.00129 | 5.2396 | 3.4442 | 0.04636 | 0.00173 | 0.00137 | 5.002 | 3.5303 | 0.04586 | 0.00171 | 0.00137 | 5.0031 | 4.6172 | 0.03907 | 0.00146 | 0.00124 | 4.818 | 5.3499 | 0.03793 | 0.00139 | 0.00122 | 5.0041 | 5.9124 | 0.03644 | 0.00129 | 0.00111 | 4.8316 | 6.0095 | 0.03623 | 0.00129 | 0.00112 | 4.6916 | 7.671 | 0.03199 | 0.00113 | 0.00105 | 4.5755 | 8.4429 | 0.03196 | 0.0011 | 0.00106 | 4.5988 | 8.4259 | 0.03399 | 0.00115 | 0.0011 | 4.7264 | 9.1055 | 0.03187 | 0.00109 | 0.00108 | 4.5043 | 9.2629 | 0.03368 | 0.00113 | 0.00113 | 4.5042 | 11.1796 | 0.02871 | 0.0009809 | 0.00101 | 4.5501 | 11.1396 | 0.03193 | 0.00109 | 0.00107 | 4.6921 | 11.0094 | 0.03597 | 0.00125 | 0.00114 | 4.6926 | 12.8312 | 0.03227 | 0.00114 | 0.00113 | 4.505 | 13.0216 | 0.03231 | 0.00115 | 0.00114 | 4.9073 | 13.4318 | 0.03362 | 0.00119 | 0.00111 | 4.8132 | 14.333 | 0.03257 | 0.00116 | 0.00113 | 4.9164 | 15.9648 | 0.03273 | 0.0012 | 0.0012 | 4.7467 | 17.9976 | 0.03179 | 0.00133 | 0.00147 | 4.6928 | 18.0479 | 0.03477 | 0.00141 | 0.00156 | 4.7672 | 19.0488 | 0.03177 | 0.00119 | 0.00126 | 4.6205 | 19.2194 | 0.03188 | 0.00119 | 0.00127 | 4.6927 | 20.0903 | 0.03067 | 0.00111 | 0.00116 | 4.6478 | 20.1407 | 0.03329 | 0.00117 | 0.00123 | 4.6479 | 22.0132 | 0.03091 | 0.00118 | 0.00128 | 4.8664 | 21.7724 | 0.03311 | 0.00123 | 0.00131 | 4.5778 | 24.2367 | 0.0339 | 0.00119 | 0.00131 | 4.435 | 25.6388 | 0.03109 | 0.00115 | 0.00131 | 4.6344 | 25.4278 | 0.03303 | 0.00119 | 0.00134 | 4.4918 | 25.31 | 0.03062 | 0.00114 | 0.00127 | 4.469 | 25.3203 | 0.03286 | 0.00119 | 0.00132 | 4.365 | 25.391 | 0.033 | 0.0012 | 0.00134 | 4.2179 | 29.847 | 0.03019 | 0.0011 | 0.00128 | 4.1711 | 30.8292 | 0.03065 | 0.00115 | 0.00137 | 4.1707 | 30.8294 | 0.03271 | 0.0012 | 0.00142 | 4.3054 | 30.13 | 0.03215 | 0.0012 | 0.00141 | 4.3522 | 32.9914 | 0.02956 | 0.0011 | 0.00128 | 4.2093 | 37.8729 | 0.03013 | 0.00118 | 0.00139 | 4.132 | 37.9038 | 0.03029 | 0.00119 | 0.0014 | 4.334 | 44.315 | 0.03331 | 0.00129 | 0.00154 | 4.4388 | 44.5158 | 0.03117 | 0.00115 | 0.00131 | 4.2667 | 44.5482 | 0.03152 | 0.00116 | 0.00134 | 4.4148 | 44.5265 | 0.03407 | 0.00122 | 0.00138 | 4.6129 | 45.7955 | 0.03865 | 0.00142 | 0.00168 | 4.5166 | 46.8642 | 0.03796 | 0.00141 | 0.00168 | 4.4046 | 50.2443 | 0.03614 | 0.0013 | 0.00154 | 4.8505 | 53.172 | 0.03783 | 0.00133 | 0.00146 | 4.7356 | 53.0292 | 0.03836 | 0.00138 | 0.00155 | 5.5264 | 55.8469 | 0.04373 | 0.00153 | 0.00163 | 5.0513 | 60.3285 | 0.04184 | 0.00144 | 0.00155 | 5.077 | 60.9007 | 0.04222 | 0.00153 | 0.0017 | 5.289 | 63.5152 | 0.04327 | 0.00147 | 0.00157 | 5.2637 | 64.4585 | 0.04297 | 0.00145 | 0.00155 | 5.1716 | 69.4819 | 0.04441 | 0.00151 | 0.00164 | 5.1054 | 77.6199 | 0.04228 | 0.00145 | 0.00162 | 5.0409 | 77.5717 | 0.04246 | 0.00146 | 0.00163
4.9603 | 0.039702 | 0.14003 | 0.00755 | 0.01202 | 5.9583 | 0.0351 | 0.37942 | 0.01785 | 0.02368 | 5.305 | 0.037964 | 0.47221 | 0.01973 | 0.02513 | 5.305 | 0.15339 | 0.11761 | 0.00489 | 0.00596 | 4.9963 | 0.15969 | 0.14205 | 0.00578 | 0.00643 | 5.3449 | 0.3458 | 0.12493 | 0.00482 | 0.00434 | 4.9935 | 0.98618 | 0.06254 | 0.00243 | 0.002 | 4.9959 | 0.98588 | 0.06883 | 0.00266 | 0.00212 | 4.5833 | 1.4679 | 0.04935 | 0.00187 | 0.00159 | 4.6419 | 1.9512 | 0.04524 | 0.00166 | 0.00142 | 4.6667 | 1.9442 | 0.04883 | 0.00175 | 0.00149 | 5.0016 | 2.3335 | 0.04728 | 0.0018 | 0.00144 | 5.2944 | 2.2564 | 0.05421 | 0.0021 | 0.00156 | 5.5559 | 2.1913 | 0.06126 | 0.00236 | 0.00168 | 5.7901 | 2.7246 | 0.05592 | 0.0021 | 0.00153 | 5.5022 | 3.3531 | 0.04695 | 0.00176 | 0.00138 | 5.7159 | 3.282 | 0.05177 | 0.00191 | 0.00145 | 5.4568 | 3.3681 | 0.05113 | 0.00188 | 0.00145 | 5.4201 | 4.431 | 0.04308 | 0.00158 | 0.0013 | 5.1886 | 5.1697 | 0.04138 | 0.00148 | 0.00127 | 5.3615 | 5.7221 | 0.03956 | 0.00138 | 0.00116 | 5.1767 | 5.8193 | 0.0393 | 0.00137 | 0.00116 | 5.0044 | 7.4607 | 0.03439 | 0.00118 | 0.00108 | 4.8614 | 8.2426 | 0.03414 | 0.00115 | 0.00109 | 4.8693 | 8.2376 | 0.03617 | 0.00119 | 0.00113 | 5.0044 | 8.9161 | 0.03389 | 0.00113 | 0.0011 | 5.0048 | 8.9162 | 0.03768 | 0.00127 | 0.00117 | 5.0046 | 10.7387 | 0.03203 | 0.0011 | 0.00105 | 5.1189 | 10.6386 | 0.0361 | 0.00125 | 0.00112 | 5.2134 | 10.5586 | 0.04018 | 0.00139 | 0.00118 | 5.214 | 12.3402 | 0.03588 | 0.00126 | 0.00116 | 5.0055 | 12.5406 | 0.03587 | 0.00126 | 0.00118 | 5.3981 | 12.9608 | 0.03706 | 0.00129 | 0.00114 | 5.2945 | 13.8719 | 0.03579 | 0.00126 | 0.00116 | 5.3634 | 15.5238 | 0.03562 | 0.00127 | 0.00122 | 5.1782 | 17.5863 | 0.03435 | 0.00138 | 0.00149 | 5.0838 | 17.6767 | 0.03731 | 0.00146 | 0.00158 | 5.1645 | 18.5976 | 0.03418 | 0.00124 | 0.00128 | 5.0055 | 18.7781 | 0.03427 | 0.00124 | 0.00129 | 5.0838 | 19.669 | 0.03296 | 0.00116 | 0.00118 | 5.0054 | 19.7594 | 0.03556 | 0.00122 | 0.00124 | 5.0054 | 21.6118 | 0.033 | 0.00122 | 0.0013 | 5.214 | 21.3711 | 0.03522 | 0.00127 | 0.00133 | 4.883 | 23.9052 | 0.03579 | 0.00122 | 0.00132 | 4.7518 | 25.2972 | 0.03287 | 0.00118 | 0.00133 | 4.9434 | 25.0763 | 0.03483 | 0.00122 | 0.00136 | 4.8126 | 25.0883 | 0.03242 | 0.00117 | 0.00128 | 4.767 | 25.1287 | 0.03466 | 0.00122 | 0.00134 | 4.656 | 25.1993 | 0.0348 | 0.00123 | 0.00135 | 4.4991 | 29.615 | 0.03172 | 0.00113 | 0.00129 | 4.4491 | 30.6371 | 0.03213 | 0.00117 | 0.00138 | 4.692 | 30.4456 | 0.03567 | 0.00127 | 0.00145 | 4.8436 | 29.8162 | 0.03519 | 0.00128 | 0.00144 | 4.8963 | 32.5074 | 0.03234 | 0.00117 | 0.00131 | 4.677 | 37.5983 | 0.03253 | 0.00124 | 0.00141 | 4.5912 | 37.6592 | 0.03269 | 0.00124 | 0.00142 | 4.728 | 44.1803 | 0.03536 | 0.00133 | 0.00155 | 4.8424 | 44.3611 | 0.03321 | 0.00119 | 0.00133 | 4.6546 | 44.4434 | 0.03357 | 0.0012 | 0.00135 | 4.7827 | 44.3921 | 0.03611 | 0.00126 | 0.0014 | 4.9678 | 45.8909 | 0.04064 | 0.00145 | 0.0017 | 4.8641 | 47.0591 | 0.0399 | 0.00144 | 0.00169 | 5.0338 | 50.0242 | 0.03977 | 0.00141 | 0.00156 | 5.4569 | 53.0733 | 0.04125 | 0.00142 | 0.00148 | 5.3275 | 52.7098 | 0.04179 | 0.00146 | 0.00158 | 6.0791 | 55.3993 | 0.047 | 0.0016 | 0.00165 | 5.5565 | 60.1193 | 0.04486 | 0.00151 | 0.00157 | 5.5847 | 60.7414 | 0.0452 | 0.00159 | 0.00172 | 5.7699 | 63.2863 | 0.04614 | 0.00153 | 0.00159 | 5.7422 | 64.2294 | 0.04579 | 0.00151 | 0.00157 | 5.6025 | 69.432 | 0.04702 | 0.00156 | 0.00166 | 5.5309 | 77.8895 | 0.04462 | 0.00149 | 0.00163 | 5.461 | 77.8612 | 0.0448 | 0.0015 | 0.00164
5.4563 | 0.03725 | 0.16334 | 0.00873 | 0.01384 | 6.4548 | 0.033239 | 0.43227 | 0.01994 | 0.02669 | 5.6366 | 0.036442 | 0.52084 | 0.02134 | 0.02748 | 5.6366 | 0.14718 | 0.12965 | 0.00529 | 0.00651 | 5.6208 | 0.14749 | 0.17157 | 0.00732 | 0.00762 | 5.7013 | 0.33099 | 0.13834 | 0.00524 | 0.00474 | 5.4929 | 0.92073 | 0.07207 | 0.00281 | 0.00223 | 5.4501 | 0.92604 | 0.07834 | 0.00301 | 0.00233 | 5 | 1.3878 | 0.05571 | 0.0021 | 0.00173 | 4.9989 | 1.8631 | 0.05 | 0.0018 | 0.00152 | 5.3333 | 1.7881 | 0.05857 | 0.00226 | 0.00168 | 5.6268 | 2.1743 | 0.05535 | 0.00216 | 0.00159 | 5.8827 | 2.1153 | 0.06252 | 0.00243 | 0.00171 | 6.1115 | 2.0652 | 0.0698 | 0.00267 | 0.00183 | 6.3165 | 2.5825 | 0.06277 | 0.00233 | 0.00164 | 6.0024 | 3.1909 | 0.0525 | 0.00194 | 0.00146 | 6.1922 | 3.1339 | 0.05744 | 0.00208 | 0.00154 | 5.9115 | 3.219 | 0.05665 | 0.00205 | 0.00153 | 5.837 | 4.2608 | 0.04727 | 0.0017 | 0.00136 | 5.5593 | 5.0005 | 0.04495 | 0.00157 | 0.00132 | 5.719 | 5.5449 | 0.04279 | 0.00146 | 0.0012 | 5.5218 | 5.641 | 0.04247 | 0.00145 | 0.0012 | 5.3172 | 7.2604 | 0.03686 | 0.00124 | 0.00111 | 5.1474 | 8.0512 | 0.03637 | 0.0012 | 0.00112 | 5.4104 | 7.882 | 0.04068 | 0.00136 | 0.00118 | 5.5605 | 8.5585 | 0.03805 | 0.00129 | 0.00115 | 5.6303 | 8.5165 | 0.0429 | 0.00148 | 0.00123 | 5.6302 | 10.2279 | 0.03636 | 0.00126 | 0.00109 | 5.6876 | 10.1779 | 0.04047 | 0.0014 | 0.00116 | 5.7348 | 10.1379 | 0.04457 | 0.00153 | 0.00123 | 5.7354 | 11.8794 | 0.03963 | 0.00137 | 0.0012 | 5.5061 | 12.0798 | 0.03956 | 0.00137 | 0.00121 | 5.8888 | 12.52 | 0.04063 | 0.00139 | 0.00117 | 5.7758 | 13.4411 | 0.03912 | 0.00135 | 0.00119 | 5.8103 | 15.1029 | 0.03859 | 0.00135 | 0.00125 | 5.6097 | 17.1752 | 0.03696 | 0.00143 | 0.00151 | 5.4749 | 17.3057 | 0.03991 | 0.00151 | 0.0016 | 5.5617 | 18.1565 | 0.03665 | 0.00129 | 0.0013 | 5.3906 | 18.347 | 0.03672 | 0.0013 | 0.00131 | 5.4748 | 19.2578 | 0.03529 | 0.00121 | 0.0012 | 5.3629 | 19.3783 | 0.03789 | 0.00127 | 0.00126 | 5.363 | 21.2006 | 0.03512 | 0.00126 | 0.00131 | 5.5616 | 20.98 | 0.03736 | 0.00131 | 0.00135 | 5.4934 | 23.2128 | 0.03964 | 0.00135 | 0.00135 | 5.0686 | 24.9357 | 0.03468 | 0.00121 | 0.00134 | 5.5613 | 24.3638 | 0.03851 | 0.00133 | 0.00138 | 5.1335 | 24.8568 | 0.03424 | 0.0012 | 0.0013 | 5.3628 | 24.6859 | 0.03831 | 0.00133 | 0.00137 | 5.238 | 24.7765 | 0.03844 | 0.00134 | 0.00138 | 5.0615 | 29.0617 | 0.03482 | 0.00121 | 0.00132 | 5.0053 | 30.1535 | 0.03512 | 0.00125 | 0.00141 | 5.2133 | 29.9525 | 0.03868 | 0.00135 | 0.00147 | 5.3818 | 29.4031 | 0.03825 | 0.00136 | 0.00146 | 5.4403 | 31.9442 | 0.03516 | 0.00124 | 0.00133 | 5.1448 | 37.2246 | 0.03496 | 0.00129 | 0.00143 | 5.0503 | 37.3053 | 0.03512 | 0.00129 | 0.00144 | 5.122 | 43.9464 | 0.03743 | 0.00136 | 0.00157 | 5.2459 | 44.1171 | 0.03526 | 0.00122 | 0.00134 | 5.0425 | 44.2492 | 0.03562 | 0.00124 | 0.00137 | 5.1506 | 44.1783 | 0.03816 | 0.00129 | 0.00141 | 5.6775 | 45.8432 | 0.0446 | 0.00156 | 0.00173 | 5.559 | 47.2006 | 0.04375 | 0.00154 | 0.00172 | 5.663 | 49.6262 | 0.04342 | 0.0015 | 0.00159 | 6.0632 | 52.8261 | 0.04469 | 0.0015 | 0.00151 | 5.9195 | 52.2721 | 0.04525 | 0.00155 | 0.0016 | 6.6317 | 54.9029 | 0.0503 | 0.00167 | 0.00167 | 6.0616 | 59.8115 | 0.04789 | 0.00157 | 0.00159 | 6.0924 | 60.4734 | 0.0482 | 0.00165 | 0.00174 | 6.2507 | 62.9786 | 0.04902 | 0.00159 | 0.00161 | 6.2207 | 63.9115 | 0.04863 | 0.00157 | 0.00159 | 6.0335 | 69.2833 | 0.04964 | 0.00161 | 0.00168 | 5.9563 | 78.0004 | 0.04695 | 0.00153 | 0.00165 | 5.8811 | 77.992 | 0.04713 | 0.00154 | 0.00166
5.9524 | 0.035119 | 0.18813 | 0.00991 | 0.01576 | 6.9513 | 0.031588 | 0.48799 | 0.02205 | 0.02983 | 5.9682 | 0.035061 | 0.57144 | 0.02297 | 0.0299 | 5.9682 | 0.14158 | 0.14218 | 0.00569 | 0.00707 | 6.2453 | 0.13728 | 0.20341 | 0.00878 | 0.00889 | 6.4139 | 0.30527 | 0.16689 | 0.00673 | 0.00558 | 5.9922 | 0.86369 | 0.08225 | 0.00319 | 0.00248 | 5.9043 | 0.87321 | 0.08844 | 0.00336 | 0.00257 | 5.4167 | 1.3148 | 0.06243 | 0.00233 | 0.00188 | 5.7131 | 1.709 | 0.06018 | 0.00234 | 0.00172 | 6 | 1.655 | 0.06914 | 0.00273 | 0.00188 | 6.252 | 2.0352 | 0.06399 | 0.0025 | 0.00175 | 6.471 | 1.9902 | 0.07138 | 0.00275 | 0.00187 | 6.667 | 1.9522 | 0.07885 | 0.00299 | 0.00199 | 6.8428 | 2.4534 | 0.06999 | 0.00256 | 0.00176 | 6.5026 | 3.0438 | 0.05833 | 0.00213 | 0.00156 | 6.6686 | 2.9988 | 0.06336 | 0.00226 | 0.00163 | 6.3662 | 3.0829 | 0.06241 | 0.00222 | 0.00162 | 6.2539 | 4.1027 | 0.05161 | 0.00182 | 0.00142 | 5.9299 | 4.8433 | 0.04865 | 0.00167 | 0.00137 | 6.0764 | 5.3787 | 0.04612 | 0.00154 | 0.00125 | 5.8669 | 5.4748 | 0.04574 | 0.00153 | 0.00125 | 5.6299 | 7.0711 | 0.0394 | 0.0013 | 0.00115 | 5.7194 | 7.6927 | 0.04099 | 0.00138 | 0.00117 | 6.0867 | 7.4794 | 0.0466 | 0.00161 | 0.00125 | 6.2556 | 8.1519 | 0.04349 | 0.00151 | 0.00121 | 6.2559 | 8.1519 | 0.04835 | 0.00168 | 0.00129 | 6.2558 | 9.7542 | 0.04091 | 0.00143 | 0.00114 | 6.2564 | 9.7533 | 0.04503 | 0.00155 | 0.00121 | 6.2561 | 9.7543 | 0.04914 | 0.00167 | 0.00127 | 6.2568 | 11.4387 | 0.04353 | 0.00149 | 0.00124 | 6.0066 | 11.6491 | 0.04339 | 0.00148 | 0.00125 | 6.3796 | 12.1094 | 0.04432 | 0.00149 | 0.00121 | 6.2571 | 13.0203 | 0.04256 | 0.00144 | 0.00122 | 6.2573 | 14.6921 | 0.04164 | 0.00142 | 0.00128 | 6.0413 | 16.7643 | 0.03964 | 0.00149 | 0.00153 | 5.866 | 16.9348 | 0.04257 | 0.00156 | 0.00162 | 5.959 | 17.7255 | 0.03919 | 0.00134 | 0.00132 | 5.7756 | 17.926 | 0.03923 | 0.00135 | 0.00133 | 5.8659 | 18.8468 | 0.03768 | 0.00126 | 0.00122 | 5.7204 | 18.9973 | 0.04025 | 0.00132 | 0.00128 | 5.7205 | 20.7995 | 0.03728 | 0.0013 | 0.00133 | 6.2568 | 20.2081 | 0.04178 | 0.00146 | 0.00138 | 6.1037 | 22.5208 | 0.04362 | 0.00147 | 0.00138 | 5.7021 | 24.1932 | 0.03838 | 0.00133 | 0.00137 | 6.1792 | 23.6317 | 0.04229 | 0.00144 | 0.00141 | 5.7752 | 24.3642 | 0.03793 | 0.00132 | 0.00133 | 5.9587 | 24.2137 | 0.04202 | 0.00144 | 0.0014 | 5.82 | 24.3242 | 0.04214 | 0.00144 | 0.00141 | 5.6239 | 28.4389 | 0.03798 | 0.0013 | 0.00134 | 5.5614 | 29.5806 | 0.03816 | 0.00133 | 0.00143 | 5.7347 | 29.39 | 0.04174 | 0.00142 | 0.00149 | 5.92 | 28.9505 | 0.04137 | 0.00143 | 0.00148 | 5.9843 | 31.3215 | 0.03803 | 0.00131 | 0.00135 | 5.6125 | 36.7714 | 0.03742 | 0.00134 | 0.00144 | 5.5094 | 36.8721 | 0.03757 | 0.00134 | 0.00146 | 5.516 | 43.6429 | 0.0395 | 0.0014 | 0.00158 | 5.6494 | 43.8136 | 0.03733 | 0.00126 | 0.00136 | 5.4304 | 43.9856 | 0.03767 | 0.00127 | 0.00138 | 5.8864 | 43.612 | 0.0423 | 0.00142 | 0.00144 | 6.3871 | 45.5572 | 0.04857 | 0.00166 | 0.00175 | 6.2538 | 47.0739 | 0.04761 | 0.00164 | 0.00175 | 6.2923 | 49.1197 | 0.0471 | 0.0016 | 0.00161 | 6.6695 | 52.4902 | 0.04814 | 0.00159 | 0.00153 | 6.5114 | 51.7757 | 0.04875 | 0.00163 | 0.00162 | 7.1844 | 54.3875 | 0.05362 | 0.00174 | 0.00169 | 6.5667 | 59.4548 | 0.05094 | 0.00163 | 0.00161 | 6.6001 | 60.1566 | 0.05122 | 0.00171 | 0.00176 | 6.7315 | 62.622 | 0.05191 | 0.00165 | 0.00163 | 6.6992 | 63.5347 | 0.05148 | 0.00162 | 0.0016 | 6.4645 | 69.0858 | 0.05227 | 0.00165 | 0.00169 | 6.3818 | 77.9924 | 0.04928 | 0.00157 | 0.00166 | 6.3012 | 78.0039 | 0.04946 | 0.00157 | 0.00167
6.4484 | 0.033257 | 0.21438 | 0.01112 | 0.01778 | 7.4479 | 0.030117 | 0.54654 | 0.02421 | 0.03311 | 6.6313 | 0.032629 | 0.67844 | 0.02836 | 0.03498 | 6.6313 | 0.13167 | 0.1687 | 0.00703 | 0.00827 | 6.8698 | 0.12857 | 0.23752 | 0.01022 | 0.01023 | 7.1266 | 0.28376 | 0.19773 | 0.00813 | 0.00649 | 6.4916 | 0.81366 | 0.09308 | 0.00358 | 0.00274 | 6.3584 | 0.82637 | 0.09913 | 0.00372 | 0.00281 | 5.8333 | 1.2497 | 0.06951 | 0.00256 | 0.00203 | 6.4272 | 1.5799 | 0.07124 | 0.00284 | 0.00194 | 6.6667 | 1.5409 | 0.08051 | 0.0032 | 0.0021 | 6.8771 | 1.9131 | 0.07319 | 0.00284 | 0.00192 | 7.0592 | 1.8811 | 0.08077 | 0.00308 | 0.00204 | 7.2226 | 1.8531 | 0.0884 | 0.0033 | 0.00216 | 7.3692 | 2.3363 | 0.07758 | 0.00279 | 0.00189 | 7.0028 | 2.9107 | 0.06444 | 0.00231 | 0.00165 | 7.1449 | 2.8747 | 0.06955 | 0.00244 | 0.00173 | 6.821 | 2.9577 | 0.06843 | 0.00239 | 0.00171 | 6.6708 | 3.9575 | 0.05612 | 0.00194 | 0.00148 | 6.3005 | 4.6961 | 0.05246 | 0.00176 | 0.00142 | 6.4339 | 5.2235 | 0.04954 | 0.00162 | 0.00129 | 6.212 | 5.3186 | 0.04911 | 0.00161 | 0.00129 | 6.2555 | 6.7227 | 0.04467 | 0.00151 | 0.00121 | 6.4343 | 7.2891 | 0.04706 | 0.00164 | 0.00125 | 6.763 | 7.1179 | 0.05282 | 0.00185 | 0.00132 | 6.9506 | 7.7854 | 0.04919 | 0.00172 | 0.00128 | 6.8815 | 7.8205 | 0.05404 | 0.00187 | 0.00136 | 6.8814 | 9.3266 | 0.04568 | 0.00159 | 0.0012 | 6.8252 | 9.3637 | 0.04978 | 0.0017 | 0.00126 | 6.7775 | 9.3948 | 0.05389 | 0.00181 | 0.00132 | 6.7782 | 11.0382 | 0.04758 | 0.0016 | 0.00128 | 6.5072 | 11.2385 | 0.04736 | 0.00159 | 0.00129 | 6.8703 | 11.7188 | 0.04813 | 0.00159 | 0.00125 | 6.7384 | 12.6297 | 0.0461 | 0.00153 | 0.00125 | 6.7042 | 14.3014 | 0.04477 | 0.00149 | 0.0013 | 6.4728 | 16.3735 | 0.04238 | 0.00154 | 0.00155 | 6.257 | 16.564 | 0.04528 | 0.00161 | 0.00164 | 6.3563 | 17.3147 | 0.04178 | 0.0014 | 0.00134 | 6.1607 | 17.5151 | 0.04179 | 0.0014 | 0.00135 | 6.2569 | 18.4359 | 0.04011 | 0.00131 | 0.00124 | 6.4355 | 18.2656 | 0.04513 | 0.00149 | 0.00132 | 6.4356 | 20.0176 | 0.04174 | 0.00145 | 0.00136 | 6.952 | 19.4865 | 0.04636 | 0.0016 | 0.00141 | 6.7141 | 21.8492 | 0.04771 | 0.00158 | 0.00141 | 6.3357 | 23.4512 | 0.0422 | 0.00144 | 0.0014 | 6.7972 | 22.92 | 0.0462 | 0.00155 | 0.00144 | 6.4168 | 23.8421 | 0.04171 | 0.00143 | 0.00136 | 6.5546 | 23.7218 | 0.04581 | 0.00154 | 0.00142 | 6.402 | 23.8523 | 0.04591 | 0.00154 | 0.00144 | 6.1863 | 27.7967 | 0.04121 | 0.00138 | 0.00136 | 6.1176 | 28.9582 | 0.04126 | 0.0014 | 0.00145 | 6.256 | 28.8078 | 0.04487 | 0.00149 | 0.00151 | 6.4581 | 28.4583 | 0.04453 | 0.0015 | 0.00151 | 6.5283 | 30.6792 | 0.04096 | 0.00138 | 0.00137 | 6.0802 | 36.2786 | 0.03991 | 0.00138 | 0.00146 | 5.9685 | 36.3993 | 0.04005 | 0.00139 | 0.00147 | 6.304 | 42.8772 | 0.0437 | 0.00152 | 0.00161 | 6.4565 | 43.0878 | 0.04151 | 0.0014 | 0.00138 | 6.2061 | 43.3296 | 0.04184 | 0.00141 | 0.00141 | 6.6222 | 42.927 | 0.0465 | 0.00155 | 0.00146 | 7.0968 | 45.1123 | 0.05258 | 0.00176 | 0.00178 | 6.9487 | 46.7784 | 0.05148 | 0.00174 | 0.00178 | 6.9215 | 48.5742 | 0.05082 | 0.00169 | 0.00164 | 7.2758 | 52.0952 | 0.05161 | 0.00166 | 0.00155 | 7.1034 | 51.2503 | 0.05228 | 0.00171 | 0.00165 | 7.737 | 53.8727 | 0.05698 | 0.00181 | 0.00171 | 7.0718 | 59.069 | 0.054 | 0.00169 | 0.00163 | 7.1078 | 59.7907 | 0.05425 | 0.00176 | 0.00178 | 7.2123 | 62.2362 | 0.05482 | 0.0017 | 0.00164 | 7.1777 | 63.1388 | 0.05435 | 0.00168 | 0.00162 | 6.8954 | 68.8291 | 0.0549 | 0.0017 | 0.00171 | 6.8072 | 77.8854 | 0.05161 | 0.00161 | 0.00168 | 6.7212 | 77.9168 | 0.05179 | 0.00161 | 0.00168
6.9444 | 0.031606 | 0.24205 | 0.01234 | 0.01989 | 7.9444 | 0.028786 | 0.60787 | 0.02639 | 0.03653 | 7.4602 | 0.030078 | 0.82287 | 0.03599 | 0.04176 | 7.4602 | 0.12136 | 0.2045 | 0.00892 | 0.00986 | 7.4944 | 0.12097 | 0.27386 | 0.01165 | 0.01166 | 7.8392 | 0.26544 | 0.2308 | 0.0095 | 0.00746 | 6.9909 | 0.76943 | 0.10456 | 0.00397 | 0.00301 | 7.2668 | 0.74722 | 0.12225 | 0.00502 | 0.00334 | 6.6667 | 1.1376 | 0.08475 | 0.00339 | 0.00237 | 7.1413 | 1.4698 | 0.08317 | 0.00333 | 0.00218 | 7.3333 | 1.4428 | 0.0927 | 0.00366 | 0.00233 | 7.5023 | 1.807 | 0.08297 | 0.00318 | 0.0021 | 7.6475 | 1.784 | 0.09069 | 0.00341 | 0.00222 | 7.7782 | 1.764 | 0.09846 | 0.00362 | 0.00233 | 7.8956 | 2.2292 | 0.08554 | 0.00303 | 0.00202 | 7.503 | 2.7886 | 0.07081 | 0.00249 | 0.00175 | 7.6212 | 2.7616 | 0.076 | 0.00262 | 0.00183 | 7.2757 | 2.8426 | 0.0747 | 0.00256 | 0.0018 | 7.0878 | 3.8234 | 0.06079 | 0.00206 | 0.00155 | 6.6711 | 4.559 | 0.05638 | 0.00186 | 0.00147 | 7.1487 | 4.9422 | 0.0567 | 0.00193 | 0.00139 | 6.9023 | 5.0353 | 0.05613 | 0.0019 | 0.00139 | 7.0374 | 6.3362 | 0.05163 | 0.00182 | 0.0013 | 7.1492 | 6.9287 | 0.05345 | 0.00188 | 0.00132 | 7.4393 | 6.7936 | 0.05936 | 0.00208 | 0.0014 | 7.6457 | 7.4539 | 0.05516 | 0.00193 | 0.00135 | 7.5071 | 7.5171 | 0.05997 | 0.00206 | 0.00142 | 7.5069 | 8.9382 | 0.05065 | 0.00175 | 0.00125 | 7.3939 | 9.0063 | 0.05473 | 0.00185 | 0.00131 | 7.2988 | 9.0634 | 0.05881 | 0.00194 | 0.00137 | 7.2996 | 10.6576 | 0.05177 | 0.00172 | 0.00132 | 7.0077 | 10.8679 | 0.05147 | 0.0017 | 0.00133 | 7.361 | 11.3483 | 0.05207 | 0.00169 | 0.00128 | 7.2197 | 12.2591 | 0.04975 | 0.00162 | 0.00129 | 7.1512 | 13.9307 | 0.04799 | 0.00157 | 0.00133 | 6.9043 | 15.9927 | 0.04519 | 0.0016 | 0.00157 | 7.0392 | 15.8726 | 0.05088 | 0.0018 | 0.00168 | 7.1508 | 16.5433 | 0.04715 | 0.0016 | 0.00138 | 6.9308 | 16.7437 | 0.0471 | 0.0016 | 0.00139 | 7.0391 | 17.6743 | 0.04515 | 0.0015 | 0.00129 | 7.1505 | 17.5742 | 0.05021 | 0.00166 | 0.00136 | 7.1506 | 19.286 | 0.04636 | 0.0016 | 0.0014 | 7.6472 | 18.8152 | 0.0511 | 0.00174 | 0.00145 | 7.3245 | 21.1978 | 0.05194 | 0.0017 | 0.00144 | 6.9693 | 22.7295 | 0.04613 | 0.00155 | 0.00143 | 7.4151 | 22.2486 | 0.05022 | 0.00166 | 0.00147 | 7.0585 | 23.3103 | 0.04556 | 0.00153 | 0.00139 | 7.1504 | 23.2302 | 0.04969 | 0.00164 | 0.00145 | 6.984 | 23.3707 | 0.04976 | 0.00164 | 0.00146 | 6.7487 | 27.1447 | 0.04452 | 0.00146 | 0.00139 | 6.6737 | 28.3262 | 0.04444 | 0.00148 | 0.00147 | 6.7773 | 28.206 | 0.04806 | 0.00156 | 0.00154 | 6.9963 | 27.9564 | 0.04776 | 0.00158 | 0.00153 | 7.0724 | 30.0373 | 0.04395 | 0.00144 | 0.00139 | 6.5479 | 35.7662 | 0.04243 | 0.00143 | 0.00148 | 6.4276 | 35.8969 | 0.04256 | 0.00144 | 0.00149 | 7.092 | 42.0027 | 0.04799 | 0.00164 | 0.00163 | 7.2636 | 42.2732 | 0.04577 | 0.00153 | 0.00141 | 6.9819 | 42.5648 | 0.04607 | 0.00154 | 0.00143 | 7.358 | 42.173 | 0.05078 | 0.00167 | 0.00149 | 7.8065 | 44.5881 | 0.05663 | 0.00186 | 0.0018 | 7.6436 | 46.3738 | 0.05538 | 0.00183 | 0.0018 | 7.5507 | 47.9996 | 0.05458 | 0.00177 | 0.00166 | 7.8821 | 51.6608 | 0.05512 | 0.00174 | 0.00157 | 7.6953 | 50.7256 | 0.05584 | 0.00179 | 0.00167 | 8.2897 | 53.3585 | 0.06037 | 0.00188 | 0.00173 | 7.577 | 58.6539 | 0.05709 | 0.00175 | 0.00165 | 7.6155 | 59.4155 | 0.0573 | 0.00182 | 0.0018 | 7.6932 | 61.831 | 0.05775 | 0.00175 | 0.00166 | 7.6562 | 62.7135 | 0.05724 | 0.00173 | 0.00164 | 7.3264 | 68.5431 | 0.05755 | 0.00174 | 0.00172 | 7.2327 | 77.7091 | 0.05395 | 0.00164 | 0.00169 | 7.1413 | 77.7504 | 0.05413 | 0.00165 | 0.0017
7.9365 | 0.028805 | 0.30155 | 0.01598 | 0.0244 | 8.4409 | 0.027595 | 0.67195 | 0.02861 | 0.04007 | 8.2891 | 0.027946 | 0.97895 | 0.0433 | 0.049 | 8.2891 | 0.11266 | 0.24321 | 0.01073 | 0.01157 | 8.1189 | 0.11436 | 0.31238 | 0.01308 | 0.01315 | 8.5519 | 0.24963 | 0.26606 | 0.01086 | 0.00848 | 7.9896 | 0.69538 | 0.12939 | 0.00537 | 0.0036 | 8.1751 | 0.68338 | 0.14767 | 0.00624 | 0.00392 | 7.5 | 1.0446 | 0.10142 | 0.00417 | 0.00273 | 7.8555 | 1.3748 | 0.09595 | 0.00382 | 0.00243 | 8 | 1.3578 | 0.10569 | 0.00413 | 0.00258 | 8.1275 | 1.713 | 0.0933 | 0.00353 | 0.00229 | 8.2358 | 1.697 | 0.10114 | 0.00374 | 0.0024 | 8.3338 | 1.6839 | 0.109 | 0.00394 | 0.00251 | 8.4219 | 2.1312 | 0.09388 | 0.00327 | 0.00216 | 8.0032 | 2.6765 | 0.07747 | 0.00268 | 0.00186 | 8.0976 | 2.6565 | 0.08271 | 0.0028 | 0.00193 | 7.7304 | 2.7366 | 0.08121 | 0.00274 | 0.0019 | 7.5047 | 3.6993 | 0.06562 | 0.00218 | 0.00162 | 7.4123 | 4.3087 | 0.06459 | 0.00221 | 0.00158 | 8.0423 | 4.6379 | 0.06619 | 0.00237 | 0.00152 | 7.765 | 4.728 | 0.06544 | 0.00233 | 0.00151 | 7.8193 | 5.9978 | 0.05901 | 0.00211 | 0.00139 | 7.8641 | 6.6073 | 0.06017 | 0.00212 | 0.0014 | 8.1156 | 6.5022 | 0.0662 | 0.0023 | 0.00148 | 8.3407 | 7.1536 | 0.06138 | 0.00213 | 0.00142 | 8.1327 | 7.2407 | 0.06613 | 0.00225 | 0.00149 | 8.1325 | 8.5867 | 0.05584 | 0.0019 | 0.00131 | 7.9627 | 8.6789 | 0.05987 | 0.002 | 0.00136 | 7.8202 | 8.758 | 0.06391 | 0.00208 | 0.00142 | 7.821 | 10.3072 | 0.0561 | 0.00183 | 0.00136 | 7.5083 | 10.5175 | 0.05573 | 0.00181 | 0.00137 | 7.8518 | 11.0178 | 0.05614 | 0.0018 | 0.00132 | 7.701 | 11.9086 | 0.05351 | 0.00171 | 0.00132 | 8.0451 | 13.2497 | 0.05468 | 0.00184 | 0.00139 | 7.7673 | 15.2715 | 0.05101 | 0.0018 | 0.00162 | 7.8213 | 15.2215 | 0.05673 | 0.00199 | 0.00172 | 7.9453 | 15.8421 | 0.05277 | 0.00179 | 0.00142 | 7.7008 | 16.0425 | 0.05264 | 0.00179 | 0.00144 | 7.8212 | 16.9631 | 0.0504 | 0.00168 | 0.00133 | 7.8656 | 16.9231 | 0.05548 | 0.00183 | 0.0014 | 7.8657 | 18.6048 | 0.05116 | 0.00175 | 0.00143 | 8.3424 | 18.1841 | 0.05602 | 0.00188 | 0.00148 | 7.9349 | 20.5866 | 0.05629 | 0.00181 | 0.00147 | 7.6028 | 22.0481 | 0.05019 | 0.00166 | 0.00145 | 8.033 | 21.5973 | 0.05437 | 0.00176 | 0.0015 | 7.7002 | 22.7789 | 0.0495 | 0.00164 | 0.00141 | 7.7463 | 22.7489 | 0.05364 | 0.00174 | 0.00148 | 7.566 | 22.8893 | 0.05369 | 0.00174 | 0.00149 | 7.3111 | 26.5031 | 0.04791 | 0.00155 | 0.00141 | 7.2299 | 27.6844 | 0.04768 | 0.00155 | 0.0015 | 7.2987 | 27.6044 | 0.05131 | 0.00163 | 0.00156 | 7.5345 | 27.4547 | 0.05104 | 0.00165 | 0.00155 | 7.6164 | 29.4056 | 0.04701 | 0.00151 | 0.00141 | 7.4833 | 34.7023 | 0.04759 | 0.00161 | 0.00151 | 7.3459 | 34.8629 | 0.0477 | 0.00162 | 0.00152 | 7.88 | 41.089 | 0.05236 | 0.00176 | 0.00165 | 8.0706 | 41.4195 | 0.05012 | 0.00165 | 0.00144 | 7.7577 | 41.7509 | 0.05038 | 0.00166 | 0.00146 | 8.0938 | 41.3996 | 0.05513 | 0.00178 | 0.00151 | 8.5162 | 44.0147 | 0.06074 | 0.00195 | 0.00183 | 8.3384 | 45.8999 | 0.05932 | 0.00191 | 0.00183 | 8.18 | 47.4156 | 0.05839 | 0.00186 | 0.00168 | 8.4884 | 51.2071 | 0.05865 | 0.00181 | 0.00159 | 8.2873 | 50.2016 | 0.05944 | 0.00186 | 0.00169 | 8.8423 | 52.8648 | 0.06379 | 0.00194 | 0.00175 | 8.0821 | 58.2394 | 0.0602 | 0.00181 | 0.00167 | 8.1232 | 59.0209 | 0.06036 | 0.00187 | 0.00181 | 8.174 | 61.4164 | 0.0607 | 0.0018 | 0.00168 | 8.1347 | 62.2787 | 0.06015 | 0.00178 | 0.00166 | 7.7574 | 68.2377 | 0.06021 | 0.00178 | 0.00174 | 7.6581 | 77.4734 | 0.05629 | 0.00168 | 0.0017 | 7.5614 | 77.5247 | 0.05647 | 0.00168 | 0.00171
8.9286 | 0.026523 | 0.36652 | 0.01953 | 0.02925 | 8.9374 | 0.026504 | 0.73874 | 0.03088 | 0.04375 | 9.118 | 0.026135 | 1.15 | 0.05049 | 0.0567 | 9.118 | 0.10535 | 0.28477 | 0.01251 | 0.01338 | 8.7434 | 0.10856 | 0.35305 | 0.01453 | 0.01472 | 9.2645 | 0.23582 | 0.30347 | 0.01221 | 0.00955 | 8.9883 | 0.63595 | 0.15671 | 0.00668 | 0.00425 | 9.0835 | 0.63095 | 0.17534 | 0.00743 | 0.00455 | 8.3333 | 0.96633 | 0.11951 | 0.00494 | 0.00312 | 8.5696 | 1.2927 | 0.10958 | 0.00431 | 0.0027 | 8.6667 | 1.2827 | 0.11946 | 0.0046 | 0.00284 | 8.7527 | 1.6289 | 0.10418 | 0.00387 | 0.00249 | 8.824 | 1.6199 | 0.11209 | 0.00407 | 0.0026 | 8.8894 | 1.6119 | 0.12003 | 0.00426 | 0.00271 | 8.9483 | 2.0421 | 0.10259 | 0.00352 | 0.0023 | 8.5034 | 2.5744 | 0.08439 | 0.00287 | 0.00197 | 8.5739 | 2.5604 | 0.08968 | 0.00298 | 0.00204 | 8.1852 | 2.6385 | 0.08798 | 0.00291 | 0.002 | 8.3385 | 3.4771 | 0.07576 | 0.00263 | 0.00177 | 8.3389 | 4.0384 | 0.07548 | 0.00271 | 0.00173 | 8.9359 | 4.3756 | 0.07628 | 0.00278 | 0.00166 | 8.6278 | 4.4617 | 0.07534 | 0.00274 | 0.00164 | 8.6013 | 5.6995 | 0.06678 | 0.00239 | 0.00149 | 8.579 | 6.319 | 0.0672 | 0.00235 | 0.00149 | 8.7919 | 6.2389 | 0.07333 | 0.00253 | 0.00156 | 9.0358 | 6.8813 | 0.06786 | 0.00233 | 0.0015 | 8.7583 | 6.9874 | 0.07252 | 0.00244 | 0.00156 | 8.7581 | 8.2674 | 0.06124 | 0.00206 | 0.00136 | 8.5315 | 8.3796 | 0.0652 | 0.00214 | 0.00142 | 8.3415 | 8.4767 | 0.06919 | 0.00222 | 0.00147 | 8.3424 | 9.9828 | 0.06058 | 0.00194 | 0.0014 | 8.0088 | 10.1871 | 0.06012 | 0.00192 | 0.00141 | 8.8332 | 10.4071 | 0.06463 | 0.00217 | 0.0014 | 8.6637 | 11.2878 | 0.06135 | 0.00205 | 0.0014 | 8.9389 | 12.6388 | 0.06171 | 0.0021 | 0.00145 | 8.6304 | 14.6105 | 0.05709 | 0.00201 | 0.00166 | 8.6034 | 14.6306 | 0.06282 | 0.00218 | 0.00176 | 8.7399 | 15.2012 | 0.05863 | 0.00198 | 0.00147 | 8.4709 | 15.4115 | 0.05842 | 0.00197 | 0.00148 | 8.6033 | 16.3221 | 0.05586 | 0.00186 | 0.00137 | 8.5806 | 16.3322 | 0.06095 | 0.00199 | 0.00145 | 8.5807 | 17.9837 | 0.05613 | 0.00189 | 0.00147 | 9.0376 | 17.6131 | 0.0611 | 0.00202 | 0.00152 | 8.5452 | 20.0156 | 0.06077 | 0.00192 | 0.0015 | 8.2364 | 21.3969 | 0.05438 | 0.00176 | 0.00148 | 8.6509 | 20.9962 | 0.05864 | 0.00187 | 0.00152 | 8.3419 | 22.2676 | 0.05354 | 0.00174 | 0.00144 | 8.3422 | 22.2677 | 0.05768 | 0.00183 | 0.00151 | 8.148 | 22.4181 | 0.0577 | 0.00183 | 0.00152 | 7.8735 | 25.8817 | 0.05138 | 0.00163 | 0.00143 | 7.786 | 27.0629 | 0.051 | 0.00163 | 0.00152 | 8.3413 | 26.4517 | 0.05804 | 0.0019 | 0.0016 | 8.6109 | 26.472 | 0.05778 | 0.00191 | 0.0016 | 8.7045 | 28.1928 | 0.05333 | 0.00176 | 0.00145 | 8.4187 | 33.6592 | 0.05291 | 0.00179 | 0.00154 | 8.2641 | 33.8297 | 0.05299 | 0.00179 | 0.00155 | 8.668 | 40.1659 | 0.05684 | 0.00188 | 0.00168 | 8.8777 | 40.5763 | 0.05455 | 0.00177 | 0.00146 | 8.5334 | 40.9377 | 0.05478 | 0.00177 | 0.00148 | 8.8296 | 40.6267 | 0.05956 | 0.00189 | 0.00154 | 9.2259 | 43.4217 | 0.0649 | 0.00204 | 0.00185 | 9.0333 | 45.3966 | 0.0633 | 0.002 | 0.00185 | 8.8092 | 46.8422 | 0.06225 | 0.00194 | 0.0017 | 9.0948 | 50.7538 | 0.06222 | 0.00189 | 0.00161 | 8.8792 | 49.698 | 0.06308 | 0.00193 | 0.00171 | 9.395 | 52.3915 | 0.06725 | 0.002 | 0.00177 | 8.5872 | 57.8254 | 0.06333 | 0.00187 | 0.00169 | 8.6309 | 58.6168 | 0.06346 | 0.00193 | 0.00183 | 8.6548 | 61.0023 | 0.06367 | 0.00186 | 0.0017 | 8.6133 | 61.8445 | 0.06308 | 0.00183 | 0.00167 | 8.6193 | 67.5884 | 0.06556 | 0.00194 | 0.00177 | 8.509 | 76.8737 | 0.061 | 0.00181 | 0.00173 | 8.4016 | 76.9548 | 0.06118 | 0.00181 | 0.00174
9.9206 | 0.024612 | 0.43683 | 0.02307 | 0.03446 | 9.9305 | 0.024593 | 0.88026 | 0.03819 | 0.05148 | 9.9469 | 0.024564 | 1.33 | 0.05766 | 0.06484 | 9.9469 | 0.099 | 0.3291 | 0.01429 | 0.0153 | 9.368 | 0.10335 | 0.39584 | 0.01598 | 0.01636 | 9.9772 | 0.22362 | 0.343 | 0.01357 | 0.01068 | 9.987 | 0.58742 | 0.18643 | 0.00797 | 0.00496 | 9.9918 | 0.58722 | 0.20518 | 0.00862 | 0.00522 | 9.1667 | 0.90049 | 0.13899 | 0.0057 | 0.00353 | 9.2837 | 1.2217 | 0.12403 | 0.00481 | 0.00298 | 9.3333 | 1.2177 | 0.134 | 0.00507 | 0.00312 | 9.3779 | 1.5548 | 0.11559 | 0.00422 | 0.0027 | 9.4123 | 1.5508 | 0.12356 | 0.00441 | 0.0028 | 9.445 | 1.5478 | 0.13154 | 0.00458 | 0.0029 | 9.4747 | 1.9601 | 0.11168 | 0.00376 | 0.00245 | 9.0036 | 2.4794 | 0.09158 | 0.00306 | 0.00208 | 9.5265 | 2.3883 | 0.10438 | 0.00367 | 0.00227 | 9.0946 | 2.4634 | 0.10224 | 0.00357 | 0.00222 | 9.3809 | 3.2409 | 0.0893 | 0.00328 | 0.00197 | 9.2654 | 3.8042 | 0.08707 | 0.00319 | 0.00189 | 9.8295 | 4.1484 | 0.08694 | 0.00318 | 0.00181 | 9.4906 | 4.2305 | 0.0858 | 0.00313 | 0.00178 | 9.3832 | 5.4363 | 0.07494 | 0.00267 | 0.00159 | 9.2939 | 6.0607 | 0.07455 | 0.00258 | 0.00157 | 9.4682 | 6.0017 | 0.08076 | 0.00275 | 0.00165 | 9.7309 | 6.633 | 0.07458 | 0.00253 | 0.00158 | 9.3839 | 6.7542 | 0.07913 | 0.00262 | 0.00163 | 9.3837 | 7.9771 | 0.06683 | 0.00222 | 0.00142 | 9.1002 | 8.1052 | 0.07071 | 0.00229 | 0.00148 | 9.3842 | 7.9761 | 0.08024 | 0.00273 | 0.00158 | 9.3852 | 9.4041 | 0.06997 | 0.00237 | 0.00149 | 9.0099 | 9.6024 | 0.06931 | 0.00233 | 0.00149 | 9.8147 | 9.8754 | 0.0736 | 0.00253 | 0.00149 | 9.6263 | 10.7371 | 0.06961 | 0.00237 | 0.00147 | 9.8328 | 12.0981 | 0.06906 | 0.00235 | 0.00151 | 9.4934 | 14.0097 | 0.06344 | 0.00221 | 0.00171 | 9.3856 | 14.0798 | 0.06915 | 0.00236 | 0.00181 | 9.5344 | 14.6403 | 0.06472 | 0.00217 | 0.00152 | 9.241 | 14.8407 | 0.06443 | 0.00216 | 0.00153 | 9.3854 | 15.7312 | 0.06153 | 0.00203 | 0.00142 | 9.2957 | 15.7913 | 0.0666 | 0.00216 | 0.00149 | 9.2958 | 17.4128 | 0.06127 | 0.00203 | 0.00151 | 9.7328 | 17.0823 | 0.06634 | 0.00216 | 0.00155 | 9.766 | 18.9639 | 0.0701 | 0.00234 | 0.00157 | 8.87 | 20.7959 | 0.05869 | 0.00187 | 0.00151 | 9.8868 | 19.8944 | 0.06753 | 0.00226 | 0.00158 | 8.9836 | 21.7565 | 0.05767 | 0.00184 | 0.00147 | 9.5339 | 21.3358 | 0.06602 | 0.00219 | 0.00157 | 9.312 | 21.5061 | 0.06598 | 0.00218 | 0.00158 | 8.9983 | 24.7193 | 0.05856 | 0.00193 | 0.00148 | 8.8983 | 25.8704 | 0.05787 | 0.0019 | 0.00156 | 9.384 | 25.3896 | 0.06506 | 0.00215 | 0.00164 | 9.6872 | 25.5399 | 0.06477 | 0.00216 | 0.00164 | 9.7925 | 27.0806 | 0.05991 | 0.002 | 0.00149 | 9.3541 | 32.6666 | 0.05839 | 0.00195 | 0.00157 | 9.1823 | 32.8371 | 0.05845 | 0.00195 | 0.00158 | 9.456 | 39.2733 | 0.06141 | 0.00199 | 0.0017 | 9.6848 | 39.7437 | 0.05908 | 0.00189 | 0.00149 | 9.3092 | 40.125 | 0.05927 | 0.00189 | 0.00151 | 9.5654 | 39.8642 | 0.06408 | 0.002 | 0.00156 | 9.9356 | 42.8091 | 0.06911 | 0.00213 | 0.00187 | 9.7282 | 44.8737 | 0.06733 | 0.00208 | 0.00187 | 9.4384 | 46.2892 | 0.06615 | 0.00202 | 0.00172 | 9.7011 | 50.2909 | 0.06581 | 0.00196 | 0.00163 | 9.4712 | 49.2149 | 0.06676 | 0.00201 | 0.00173 | 9.9476 | 51.9286 | 0.07073 | 0.00207 | 0.00179 | 9.0924 | 57.4118 | 0.06649 | 0.00192 | 0.0017 | 9.1386 | 58.2232 | 0.06657 | 0.00198 | 0.00185 | 9.6164 | 60.1952 | 0.06967 | 0.00205 | 0.00173 | 9.5703 | 61.0072 | 0.069 | 0.00202 | 0.00171 | 9.6967 | 66.769 | 0.07233 | 0.00217 | 0.00181 | 9.5727 | 75.9737 | 0.06695 | 0.002 | 0.00176 | 9.4518 | 76.0848 | 0.06712 | 0.002 | 0.00177
10.9127 | 0.022991 | 0.51237 | 0.02666 | 0.04001 | 11.1718 | 0.022612 | 1.07 | 0.04853 | 0.06185 | 10.7759 | 0.023203 | 1.51 | 0.06485 | 0.07341 | 10.7759 | 0.093476 | 0.37617 | 0.01607 | 0.01733 | 9.9925 | 0.098681 | 0.44072 | 0.01745 | 0.01807 | 11.4025 | 0.2031 | 0.42821 | 0.0184 | 0.0131 | 10.9857 | 0.54719 | 0.21847 | 0.00925 | 0.00571 | 10.9002 | 0.5504 | 0.23714 | 0.00981 | 0.00595 | 10 | 0.84435 | 0.15982 | 0.00647 | 0.00398 | 9.9979 | 1.1596 | 0.1393 | 0.0053 | 0.00328 | 10 | 1.1596 | 0.14929 | 0.00554 | 0.0034 | 10.0031 | 1.4888 | 0.12754 | 0.00458 | 0.00292 | 10.0006 | 1.4888 | 0.13551 | 0.00475 | 0.00302 | 10.0006 | 1.4888 | 0.14351 | 0.00491 | 0.00311 | 10.5274 | 1.816 | 0.13095 | 0.00468 | 0.00277 | 10.004 | 2.3122 | 0.10677 | 0.00377 | 0.00232 | 10.7173 | 2.2072 | 0.12418 | 0.00465 | 0.00257 | 10.2315 | 2.2772 | 0.12143 | 0.00452 | 0.00251 | 10.4232 | 3.0407 | 0.10377 | 0.00389 | 0.00218 | 10.192 | 3.602 | 0.09935 | 0.00365 | 0.00206 | 10.7231 | 3.9482 | 0.09817 | 0.00358 | 0.00196 | 10.3534 | 4.0283 | 0.09681 | 0.00351 | 0.00193 | 10.1651 | 5.2021 | 0.08349 | 0.00294 | 0.00169 | 10.0089 | 5.8275 | 0.08219 | 0.00281 | 0.00167 | 10.1445 | 5.7855 | 0.08847 | 0.00297 | 0.00174 | 10.4259 | 6.4058 | 0.08155 | 0.00273 | 0.00166 | 10.0095 | 6.5399 | 0.08597 | 0.0028 | 0.00171 | 10.0093 | 7.7118 | 0.07263 | 0.00237 | 0.00149 | 10.2377 | 7.6207 | 0.08228 | 0.00283 | 0.0016 | 10.4269 | 7.5477 | 0.09196 | 0.00321 | 0.0017 | 10.428 | 8.9066 | 0.0799 | 0.00276 | 0.00159 | 10.011 | 9.0968 | 0.07903 | 0.00272 | 0.00158 | 10.7962 | 9.4139 | 0.08303 | 0.00287 | 0.00158 | 10.5889 | 10.2465 | 0.07828 | 0.00268 | 0.00155 | 10.7267 | 11.6175 | 0.07672 | 0.0026 | 0.00158 | 10.3564 | 13.469 | 0.07006 | 0.00241 | 0.00176 | 10.1677 | 13.5792 | 0.07573 | 0.00255 | 0.00185 | 10.3289 | 14.1196 | 0.07104 | 0.00236 | 0.00157 | 10.0111 | 14.3199 | 0.07067 | 0.00234 | 0.00157 | 10.1675 | 15.1904 | 0.06742 | 0.0022 | 0.00147 | 10.0107 | 15.2906 | 0.07245 | 0.00232 | 0.00153 | 10.0109 | 16.882 | 0.06657 | 0.00217 | 0.00154 | 11.1232 | 16.141 | 0.07729 | 0.00267 | 0.00163 | 10.9867 | 18.0525 | 0.07993 | 0.00273 | 0.00163 | 10.1371 | 19.6941 | 0.06767 | 0.00227 | 0.00157 | 11.1226 | 18.943 | 0.0769 | 0.00263 | 0.00165 | 10.2669 | 20.8047 | 0.06621 | 0.00221 | 0.00153 | 10.7256 | 20.4742 | 0.07472 | 0.00252 | 0.00162 | 10.476 | 20.6545 | 0.07461 | 0.00251 | 0.00163 | 10.1231 | 23.6674 | 0.06608 | 0.00221 | 0.00153 | 10.0106 | 24.7884 | 0.06505 | 0.00216 | 0.00161 | 10.4267 | 24.4179 | 0.07236 | 0.00239 | 0.00169 | 10.7636 | 24.6682 | 0.07201 | 0.0024 | 0.00169 | 10.8806 | 26.0588 | 0.06675 | 0.00223 | 0.00153 | 10.2895 | 31.7145 | 0.06404 | 0.00212 | 0.0016 | 10.1005 | 31.905 | 0.06406 | 0.00211 | 0.00161 | 10.244 | 38.4111 | 0.06609 | 0.0021 | 0.00173 | 10.4918 | 38.9415 | 0.0637 | 0.002 | 0.00151 | 10.0849 | 39.3426 | 0.06384 | 0.002 | 0.00153 | 10.3012 | 39.1221 | 0.06868 | 0.00211 | 0.00159 | 10.6452 | 42.2068 | 0.07339 | 0.00222 | 0.00189 | 10.423 | 44.3312 | 0.07141 | 0.00217 | 0.00189 | 10.0676 | 45.7565 | 0.0701 | 0.0021 | 0.00175 | 10.3074 | 49.8383 | 0.06945 | 0.00203 | 0.00165 | 10.0631 | 48.7521 | 0.07047 | 0.00208 | 0.00175 | 11.0529 | 51.0935 | 0.07779 | 0.0023 | 0.00183 | 10.1026 | 56.6256 | 0.07286 | 0.00213 | 0.00174 | 10.154 | 57.4468 | 0.07285 | 0.00217 | 0.00188 | 10.8185 | 59.2279 | 0.07728 | 0.00232 | 0.00177 | 10.7666 | 60.0098 | 0.07651 | 0.00229 | 0.00175 | 10.7741 | 65.9513 | 0.07918 | 0.00238 | 0.00184 | 10.6363 | 74.9956 | 0.07297 | 0.00218 | 0.00178 | 10.502 | 75.1166 | 0.07313 | 0.00218 | 0.00179
11.9048 | 0.02159 | 0.59302 | 0.03031 | 0.04588 | 12.4131 | 0.020951 | 1.28 | 0.0585 | 0.07297 | 11.6048 | 0.022002 | 1.71 | 0.07211 | 0.08241 | 11.6048 | 0.088604 | 0.42593 | 0.01788 | 0.01946 | 11.2416 | 0.090666 | 0.53657 | 0.02257 | 0.0217 | 12.8278 | 0.18639 | 0.52155 | 0.0229 | 0.01572 | 11.9844 | 0.51327 | 0.25275 | 0.01053 | 0.00652 | 11.8085 | 0.51887 | 0.27114 | 0.011 | 0.00671 | 10.8333 | 0.79602 | 0.18198 | 0.00724 | 0.00445 | 10.712 | 1.1046 | 0.15535 | 0.00581 | 0.00359 | 10.6667 | 1.1076 | 0.16533 | 0.00603 | 0.00371 | 10.6283 | 1.4288 | 0.14 | 0.00493 | 0.00314 | 10.5889 | 1.4328 | 0.14796 | 0.00509 | 0.00324 | 11.1117 | 1.3867 | 0.1688 | 0.00613 | 0.00355 | 11.8434 | 1.6669 | 0.15707 | 0.00601 | 0.0032 | 11.2545 | 2.1341 | 0.12722 | 0.00479 | 0.00265 | 11.9082 | 2.0531 | 0.14552 | 0.00558 | 0.0029 | 11.3683 | 2.1201 | 0.14211 | 0.00542 | 0.00282 | 11.4655 | 2.8706 | 0.11916 | 0.00448 | 0.0024 | 11.1185 | 3.4239 | 0.11229 | 0.00411 | 0.00224 | 11.6167 | 3.7721 | 0.10995 | 0.00396 | 0.00212 | 11.2162 | 3.8482 | 0.10835 | 0.00389 | 0.00209 | 10.9471 | 4.9929 | 0.0924 | 0.00322 | 0.00181 | 10.7238 | 5.6163 | 0.09014 | 0.00304 | 0.00176 | 10.8208 | 5.5893 | 0.09646 | 0.00319 | 0.00183 | 11.121 | 6.1976 | 0.08877 | 0.00292 | 0.00174 | 11.2607 | 6.1575 | 0.10029 | 0.00348 | 0.00186 | 11.2604 | 7.2473 | 0.08478 | 0.00295 | 0.00162 | 11.3753 | 7.2093 | 0.09455 | 0.00333 | 0.00172 | 11.4696 | 7.1773 | 0.10431 | 0.00367 | 0.00182 | 11.4708 | 8.4742 | 0.09036 | 0.00315 | 0.00169 | 11.0121 | 8.6564 | 0.08928 | 0.00309 | 0.00168 | 11.7776 | 9.0085 | 0.0929 | 0.0032 | 0.00167 | 11.5516 | 9.8211 | 0.08734 | 0.00298 | 0.00164 | 11.6206 | 11.177 | 0.0847 | 0.00284 | 0.00165 | 11.2195 | 12.9784 | 0.07694 | 0.0026 | 0.00181 | 10.9498 | 13.1186 | 0.08253 | 0.00273 | 0.0019 | 11.1235 | 13.659 | 0.07759 | 0.00254 | 0.00162 | 10.7812 | 13.8493 | 0.07712 | 0.00252 | 0.00162 | 10.9496 | 14.6998 | 0.0735 | 0.00237 | 0.00151 | 11.4408 | 14.4095 | 0.0847 | 0.0029 | 0.00163 | 11.441 | 15.9507 | 0.07765 | 0.00269 | 0.00162 | 12.5136 | 15.3399 | 0.08885 | 0.00314 | 0.00172 | 12.2075 | 17.2414 | 0.09023 | 0.00311 | 0.00171 | 11.4042 | 18.7327 | 0.07714 | 0.00265 | 0.00164 | 12.3585 | 18.1019 | 0.08672 | 0.00298 | 0.00171 | 11.5503 | 19.9033 | 0.07515 | 0.00255 | 0.0016 | 11.9174 | 19.663 | 0.08378 | 0.00283 | 0.00169 | 11.64 | 19.8433 | 0.08359 | 0.00282 | 0.00169 | 11.2478 | 22.7259 | 0.07392 | 0.00248 | 0.00158 | 11.1229 | 23.8168 | 0.07253 | 0.00242 | 0.00165 | 11.4693 | 23.5265 | 0.07994 | 0.00263 | 0.00173 | 11.8399 | 23.8567 | 0.07951 | 0.00263 | 0.00173 | 11.9686 | 25.1373 | 0.07385 | 0.00245 | 0.00158 | 11.2249 | 30.8328 | 0.06985 | 0.00227 | 0.00163 | 11.0188 | 31.0231 | 0.06984 | 0.00227 | 0.00164 | 11.032 | 37.5891 | 0.07088 | 0.00221 | 0.00175 | 11.2989 | 38.1595 | 0.06842 | 0.00211 | 0.00154 | 10.8607 | 38.5806 | 0.06851 | 0.00211 | 0.00156 | 11.037 | 38.4102 | 0.07337 | 0.00221 | 0.00161 | 11.3549 | 41.6148 | 0.07773 | 0.00231 | 0.00192 | 11.1179 | 43.7989 | 0.07553 | 0.00225 | 0.00192 | 10.6969 | 45.2341 | 0.0741 | 0.00218 | 0.00177 | 10.9137 | 49.386 | 0.07311 | 0.0021 | 0.00167 | 10.655 | 48.3096 | 0.07421 | 0.00215 | 0.00177 | 12.4345 | 50.1483 | 0.08677 | 0.00264 | 0.00187 | 11.3655 | 55.7092 | 0.08096 | 0.00242 | 0.00178 | 11.4232 | 56.5104 | 0.08083 | 0.00246 | 0.00192 | 12.0206 | 58.332 | 0.08501 | 0.00257 | 0.00181 | 11.9629 | 59.0837 | 0.08414 | 0.00253 | 0.00179 | 11.8515 | 65.1749 | 0.08611 | 0.00258 | 0.00188 | 11.6999 | 73.9789 | 0.07907 | 0.00235 | 0.00181 | 11.5521 | 74.1198 | 0.07922 | 0.00235 | 0.00182
12.8968 | 0.02038 | 0.6787 | 0.03403 | 0.05208 | 13.6544 | 0.01955 | 1.5 | 0.06836 | 0.08483 | 12.4337 | 0.020931 | 1.93 | 0.07946 | 0.09182 | 12.4337 | 0.084271 | 0.47833 | 0.0197 | 0.02169 | 12.4906 | 0.083992 | 0.64046 | 0.02742 | 0.0256 | 14.2531 | 0.17249 | 0.62282 | 0.02729 | 0.01854 | 12.9831 | 0.48425 | 0.28918 | 0.01181 | 0.00737 | 12.7169 | 0.49156 | 0.30711 | 0.01221 | 0.00752 | 11.6667 | 0.75399 | 0.20544 | 0.00802 | 0.00495 | 11.4261 | 1.0555 | 0.17218 | 0.00631 | 0.00392 | 11.3333 | 1.0616 | 0.18209 | 0.00651 | 0.00402 | 11.2535 | 1.3757 | 0.15296 | 0.00529 | 0.00338 | 11.7654 | 1.3357 | 0.17424 | 0.00636 | 0.0037 | 12.5007 | 1.2827 | 0.20287 | 0.00785 | 0.00413 | 13.1593 | 1.5448 | 0.18539 | 0.00727 | 0.00366 | 12.505 | 1.985 | 0.1493 | 0.00575 | 0.003 | 13.099 | 1.923 | 0.1684 | 0.00648 | 0.00326 | 12.5051 | 1.985 | 0.16426 | 0.00629 | 0.00316 | 12.5078 | 2.7225 | 0.13541 | 0.00506 | 0.00264 | 12.0451 | 3.2658 | 0.12588 | 0.00455 | 0.00242 | 12.5103 | 3.614 | 0.12226 | 0.00435 | 0.00229 | 12.079 | 3.688 | 0.12041 | 0.00427 | 0.00225 | 11.729 | 4.8037 | 0.10168 | 0.00349 | 0.00192 | 11.4387 | 5.4241 | 0.09837 | 0.00327 | 0.00186 | 12.1733 | 5.244 | 0.11325 | 0.004 | 0.00202 | 12.5111 | 5.8262 | 0.1039 | 0.00364 | 0.00191 | 12.5119 | 5.8262 | 0.11547 | 0.0041 | 0.00203 | 12.5116 | 6.8549 | 0.09768 | 0.00348 | 0.00176 | 12.5128 | 6.854 | 0.10748 | 0.00382 | 0.00186 | 12.5123 | 6.855 | 0.11727 | 0.00411 | 0.00195 | 12.5136 | 8.0958 | 0.10134 | 0.00352 | 0.00179 | 12.0132 | 8.271 | 0.10002 | 0.00346 | 0.00178 | 12.7591 | 8.6501 | 0.1032 | 0.00353 | 0.00177 | 12.5142 | 9.4406 | 0.09678 | 0.00328 | 0.00172 | 12.5145 | 10.7866 | 0.09298 | 0.00308 | 0.00172 | 12.0825 | 12.5278 | 0.08407 | 0.0028 | 0.00186 | 12.5141 | 12.3176 | 0.09684 | 0.00341 | 0.002 | 12.7125 | 12.848 | 0.09131 | 0.00321 | 0.00173 | 12.3213 | 13.0383 | 0.09066 | 0.00317 | 0.00173 | 12.5139 | 13.8387 | 0.08625 | 0.00299 | 0.00162 | 12.8709 | 13.6585 | 0.09767 | 0.00345 | 0.00173 | 12.8711 | 15.1496 | 0.08935 | 0.00317 | 0.00171 | 13.904 | 14.639 | 0.10098 | 0.00359 | 0.0018 | 13.4282 | 16.5405 | 0.101 | 0.00347 | 0.00178 | 12.6714 | 17.9016 | 0.08707 | 0.003 | 0.0017 | 13.5943 | 17.3509 | 0.09698 | 0.00333 | 0.00178 | 12.8337 | 19.0821 | 0.08448 | 0.00288 | 0.00166 | 13.1091 | 18.9119 | 0.09321 | 0.00314 | 0.00175 | 12.8039 | 19.1022 | 0.09293 | 0.00312 | 0.00176 | 12.3726 | 21.8746 | 0.08208 | 0.00274 | 0.00163 | 12.2351 | 22.9355 | 0.08031 | 0.00266 | 0.0017 | 12.512 | 22.7252 | 0.08781 | 0.00286 | 0.00178 | 12.9163 | 23.1055 | 0.08725 | 0.00285 | 0.00178 | 13.0567 | 24.296 | 0.08121 | 0.00267 | 0.00162 | 12.1603 | 30.0112 | 0.07583 | 0.00243 | 0.00167 | 11.937 | 30.2016 | 0.07578 | 0.00243 | 0.00168 | 11.82 | 36.7974 | 0.07577 | 0.00232 | 0.00177 | 12.106 | 37.4178 | 0.07323 | 0.00222 | 0.00157 | 11.6365 | 37.8488 | 0.07327 | 0.00222 | 0.00159 | 11.7728 | 37.7186 | 0.07815 | 0.00232 | 0.00164 | 12.0646 | 41.0231 | 0.08213 | 0.00239 | 0.00194 | 11.8128 | 43.2669 | 0.07971 | 0.00233 | 0.00194 | 11.3261 | 44.732 | 0.07814 | 0.00226 | 0.00179 | 12.1264 | 48.502 | 0.08054 | 0.00235 | 0.00171 | 11.8389 | 47.4853 | 0.0818 | 0.00241 | 0.00181 | 13.8161 | 49.3041 | 0.09591 | 0.00294 | 0.00192 | 12.6283 | 54.8741 | 0.08918 | 0.00269 | 0.00182 | 12.6925 | 55.6351 | 0.08894 | 0.00272 | 0.00196 | 13.2226 | 57.4971 | 0.09286 | 0.0028 | 0.00185 | 13.1592 | 58.2287 | 0.09189 | 0.00277 | 0.00183 | 12.9289 | 64.4295 | 0.09312 | 0.00277 | 0.00191 | 12.7636 | 72.9532 | 0.08526 | 0.00251 | 0.00184 | 12.6023 | 73.104 | 0.08539 | 0.00251 | 0.00185
13.8889 | 0.019309 | 0.76932 | 0.03784 | 0.0586 | 14.8957 | 0.018349 | 1.74 | 0.07824 | 0.09741 | 13.2626 | 0.019971 | 2.15 | 0.08689 | 0.10164 | 13.2626 | 0.080399 | 0.53335 | 0.02155 | 0.02401 | 13.7397 | 0.078349 | 0.75222 | 0.03217 | 0.02975 | 15.6784 | 0.16078 | 0.73185 | 0.03164 | 0.02156 | 13.9818 | 0.45913 | 0.32771 | 0.0131 | 0.00827 | 13.6252 | 0.46764 | 0.345 | 0.01342 | 0.00837 | 12.5 | 0.71707 | 0.23015 | 0.00881 | 0.00548 | 12.1403 | 1.0115 | 0.18977 | 0.00683 | 0.00426 | 12 | 1.0195 | 0.19956 | 0.00701 | 0.00435 | 12.5039 | 1.2827 | 0.18032 | 0.00661 | 0.00388 | 13.2361 | 1.2356 | 0.20961 | 0.00815 | 0.00432 | 13.8897 | 1.1976 | 0.23953 | 0.00947 | 0.00476 | 14.4752 | 1.4437 | 0.21582 | 0.0085 | 0.00416 | 13.7555 | 1.8579 | 0.17296 | 0.00669 | 0.00337 | 14.2898 | 1.8099 | 0.19276 | 0.00738 | 0.00363 | 13.6419 | 1.8689 | 0.18786 | 0.00716 | 0.00351 | 13.5501 | 2.5934 | 0.15251 | 0.00564 | 0.00289 | 12.9716 | 3.1256 | 0.1401 | 0.005 | 0.00261 | 13.4039 | 3.4728 | 0.13508 | 0.00473 | 0.00246 | 12.9417 | 3.5439 | 0.13298 | 0.00464 | 0.00241 | 12.5109 | 4.6335 | 0.11131 | 0.00376 | 0.00204 | 12.8685 | 5.0868 | 0.11568 | 0.00411 | 0.00206 | 13.5259 | 4.9497 | 0.1311 | 0.00475 | 0.00223 | 13.9012 | 5.5059 | 0.11995 | 0.00431 | 0.0021 | 13.7631 | 5.536 | 0.13148 | 0.00471 | 0.0022 | 13.7627 | 6.5176 | 0.11128 | 0.00399 | 0.00191 | 13.6503 | 6.5467 | 0.12105 | 0.00429 | 0.002 | 13.5549 | 6.5707 | 0.13082 | 0.00455 | 0.00209 | 13.5564 | 7.7625 | 0.11281 | 0.00389 | 0.0019 | 13.0143 | 7.9306 | 0.11125 | 0.00382 | 0.00189 | 13.7406 | 8.3308 | 0.11391 | 0.00385 | 0.00187 | 13.4768 | 9.1003 | 0.10659 | 0.00357 | 0.00182 | 14.3023 | 10.0959 | 0.11041 | 0.00396 | 0.00187 | 13.8086 | 11.737 | 0.09906 | 0.00353 | 0.00198 | 14.0783 | 11.6269 | 0.11203 | 0.00405 | 0.00211 | 14.3016 | 12.1773 | 0.10585 | 0.00382 | 0.00184 | 13.8615 | 12.3475 | 0.10499 | 0.00378 | 0.00184 | 14.0781 | 13.1078 | 0.09976 | 0.00356 | 0.00173 | 14.301 | 13.0078 | 0.11131 | 0.00396 | 0.00183 | 14.3012 | 14.4588 | 0.10164 | 0.00362 | 0.0018 | 15.2943 | 14.0283 | 0.11367 | 0.00402 | 0.0019 | 14.649 | 15.9097 | 0.11221 | 0.00382 | 0.00186 | 13.9385 | 17.1607 | 0.09744 | 0.00335 | 0.00177 | 14.8302 | 16.6901 | 0.10766 | 0.00366 | 0.00185 | 14.117 | 18.3111 | 0.0942 | 0.0032 | 0.00173 | 14.3009 | 18.2111 | 0.103 | 0.00344 | 0.00181 | 13.9679 | 18.4013 | 0.10262 | 0.00342 | 0.00182 | 13.4974 | 21.1035 | 0.09054 | 0.003 | 0.00169 | 13.3474 | 22.1344 | 0.08838 | 0.0029 | 0.00175 | 13.5547 | 21.9942 | 0.09594 | 0.00309 | 0.00183 | 13.9926 | 22.4045 | 0.09524 | 0.00307 | 0.00183 | 14.1447 | 23.535 | 0.08881 | 0.00288 | 0.00167 | 13.0957 | 29.2299 | 0.08197 | 0.00259 | 0.0017 | 12.8552 | 29.4302 | 0.08188 | 0.00258 | 0.00171 | 12.608 | 36.0459 | 0.08076 | 0.00243 | 0.0018 | 12.913 | 36.7063 | 0.07813 | 0.00233 | 0.00159 | 12.4122 | 37.1472 | 0.07811 | 0.00233 | 0.00161 | 12.5086 | 37.0571 | 0.08301 | 0.00242 | 0.00166 | 12.7743 | 40.4515 | 0.08659 | 0.00248 | 0.00196 | 12.5076 | 42.7352 | 0.08393 | 0.00241 | 0.00196 | 12.5846 | 43.7983 | 0.08635 | 0.00254 | 0.00183 | 13.6422 | 47.4479 | 0.09001 | 0.00271 | 0.00176 | 13.3188 | 46.5509 | 0.09147 | 0.00278 | 0.00186 | 15.1977 | 48.5306 | 0.1052 | 0.00323 | 0.00196 | 13.8911 | 54.0898 | 0.09752 | 0.00294 | 0.00186 | 13.9617 | 54.8008 | 0.09717 | 0.00296 | 0.002 | 14.4247 | 56.713 | 0.10082 | 0.00303 | 0.00189 | 14.3554 | 57.4344 | 0.09975 | 0.00299 | 0.00187 | 14.0063 | 63.7148 | 0.10021 | 0.00295 | 0.00195 | 13.8272 | 71.9383 | 0.09153 | 0.00266 | 0.00187 | 13.6525 | 72.1091 | 0.09165 | 0.00267 | 0.00188
14.881 | 0.018358 | 0.86481 | 0.04173 | 0.06543 | 16.137 | 0.017298 | 1.99 | 0.08819 | 0.11069 | 14.9204 | 0.018329 | 2.62 | 0.11242 | 0.12248 | 14.9204 | 0.073745 | 0.651 | 0.02789 | 0.02896 | 14.9888 | 0.073506 | 0.8717 | 0.03689 | 0.03416 | 17.1038 | 0.15077 | 0.84847 | 0.036 | 0.02476 | 14.9805 | 0.43712 | 0.36826 | 0.01441 | 0.00922 | 14.5336 | 0.44663 | 0.38475 | 0.01465 | 0.00925 | 13.3333 | 0.68455 | 0.25608 | 0.0096 | 0.00603 | 12.8544 | 0.97169 | 0.2081 | 0.00735 | 0.00461 | 13.3333 | 0.94728 | 0.23654 | 0.00882 | 0.00504 | 14.0669 | 1.1876 | 0.21714 | 0.00848 | 0.00454 | 14.7067 | 1.1546 | 0.24766 | 0.00983 | 0.00498 | 15.2786 | 1.1266 | 0.27866 | 0.01103 | 0.00542 | 15.7911 | 1.3587 | 0.24828 | 0.00971 | 0.00469 | 15.006 | 1.7489 | 0.19817 | 0.00762 | 0.00376 | 15.4806 | 1.7108 | 0.21859 | 0.00827 | 0.00403 | 14.7788 | 1.7679 | 0.21286 | 0.00802 | 0.00389 | 14.5925 | 2.4793 | 0.17043 | 0.00621 | 0.00315 | 13.8982 | 2.9996 | 0.15495 | 0.00545 | 0.00282 | 14.2975 | 3.3447 | 0.14841 | 0.00511 | 0.00264 | 13.8045 | 3.4138 | 0.14604 | 0.00502 | 0.00259 | 14.0748 | 4.3363 | 0.1316 | 0.00476 | 0.00229 | 14.2984 | 4.8006 | 0.13407 | 0.00488 | 0.00228 | 14.8785 | 4.6965 | 0.14995 | 0.00547 | 0.00245 | 15.2914 | 5.2257 | 0.13689 | 0.00495 | 0.00229 | 15.0143 | 5.2788 | 0.1483 | 0.00529 | 0.00239 | 15.0139 | 6.2254 | 0.12555 | 0.00449 | 0.00207 | 14.7879 | 6.2754 | 0.13523 | 0.00475 | 0.00215 | 14.5976 | 6.3185 | 0.14493 | 0.00499 | 0.00223 | 14.5991 | 7.4662 | 0.12475 | 0.00425 | 0.00202 | 14.0154 | 7.6273 | 0.12293 | 0.00417 | 0.002 | 15.7035 | 7.7843 | 0.13649 | 0.00502 | 0.00208 | 15.4021 | 8.5157 | 0.12724 | 0.00463 | 0.00201 | 16.0901 | 9.5253 | 0.12894 | 0.00477 | 0.00203 | 15.5347 | 11.0763 | 0.11501 | 0.0042 | 0.0021 | 15.6426 | 11.0363 | 0.12808 | 0.00465 | 0.00223 | 15.8907 | 11.5966 | 0.12115 | 0.00441 | 0.00196 | 15.4017 | 11.7668 | 0.12007 | 0.00435 | 0.00196 | 15.6424 | 12.4771 | 0.11398 | 0.0041 | 0.00184 | 15.7311 | 12.4472 | 0.1256 | 0.00446 | 0.00194 | 15.7314 | 13.8481 | 0.11449 | 0.00406 | 0.0019 | 16.6847 | 13.4877 | 0.12689 | 0.00445 | 0.00199 | 15.8697 | 15.3391 | 0.12385 | 0.00417 | 0.00194 | 15.2057 | 16.5099 | 0.10824 | 0.00369 | 0.00185 | 16.066 | 16.0995 | 0.11875 | 0.00399 | 0.00193 | 15.4004 | 17.6103 | 0.10433 | 0.00352 | 0.0018 | 15.4926 | 17.5603 | 0.11317 | 0.00374 | 0.00188 | 15.1319 | 17.7505 | 0.11269 | 0.00371 | 0.00188 | 14.6222 | 20.4126 | 0.0993 | 0.00325 | 0.00174 | 14.4597 | 21.4134 | 0.09674 | 0.00314 | 0.0018 | 14.5973 | 21.3233 | 0.10433 | 0.00332 | 0.00188 | 15.069 | 21.7535 | 0.10348 | 0.00329 | 0.00188 | 15.2328 | 22.824 | 0.09666 | 0.0031 | 0.00172 | 14.0311 | 28.5087 | 0.08827 | 0.00274 | 0.00174 | 13.7735 | 28.7091 | 0.08814 | 0.00273 | 0.00174 | 13.396 | 35.3346 | 0.08585 | 0.00254 | 0.00182 | 13.7201 | 36.0249 | 0.08313 | 0.00244 | 0.00162 | 13.188 | 36.4759 | 0.08305 | 0.00243 | 0.00164 | 13.2444 | 36.4258 | 0.08796 | 0.00252 | 0.00169 | 14.1937 | 39.3387 | 0.0957 | 0.0028 | 0.00201 | 13.8974 | 41.7121 | 0.09255 | 0.0027 | 0.00201 | 14.1576 | 42.7046 | 0.09686 | 0.00295 | 0.00189 | 15.1579 | 46.4446 | 0.0997 | 0.00304 | 0.0018 | 14.7987 | 45.6973 | 0.10133 | 0.00311 | 0.00191 | 16.5793 | 47.8076 | 0.11464 | 0.0035 | 0.00201 | 15.154 | 53.3662 | 0.10598 | 0.00318 | 0.00191 | 15.231 | 53.9971 | 0.10552 | 0.00319 | 0.00204 | 15.6267 | 55.9694 | 0.10889 | 0.00324 | 0.00193 | 15.5517 | 56.6908 | 0.10771 | 0.0032 | 0.0019 | 15.0837 | 63.0308 | 0.10739 | 0.00312 | 0.00198 | 14.8908 | 70.944 | 0.09789 | 0.00282 | 0.00189 | 14.7027 | 71.1248 | 0.098 | 0.00282 | 0.0019
15.873 | 0.017508 | 0.96509 | 0.04572 | 0.07257 | 17.3784 | 0.016378 | 2.26 | 0.09827 | 0.12466 | 16.5782 | 0.016959 | 3.13 | 0.1367 | 0.14489 | 16.5782 | 0.068232 | 0.77872 | 0.03393 | 0.03428 | 16.2378 | 0.069293 | 0.99875 | 0.04161 | 0.03882 | 18.5291 | 0.14207 | 0.97256 | 0.04039 | 0.02815 | 15.9792 | 0.41761 | 0.41078 | 0.01572 | 0.0102 | 15.4419 | 0.42782 | 0.42631 | 0.01589 | 0.01017 | 14.1667 | 0.65553 | 0.2832 | 0.01041 | 0.0066 | 14.2827 | 0.90315 | 0.2469 | 0.00925 | 0.00536 | 15 | 0.87313 | 0.28651 | 0.01139 | 0.00598 | 15.6299 | 1.1095 | 0.25671 | 0.01023 | 0.00525 | 16.1774 | 1.0855 | 0.28825 | 0.01145 | 0.00569 | 16.6676 | 1.0655 | 0.32014 | 0.01256 | 0.00612 | 17.1071 | 1.2856 | 0.28266 | 0.01091 | 0.00525 | 16.2565 | 1.6528 | 0.2249 | 0.00855 | 0.00418 | 16.6714 | 1.6238 | 0.24585 | 0.00917 | 0.00444 | 15.9156 | 1.6778 | 0.23925 | 0.00889 | 0.00428 | 15.6348 | 2.3782 | 0.18914 | 0.00678 | 0.00342 | 14.8247 | 2.8855 | 0.17039 | 0.00589 | 0.00302 | 16.0846 | 3.1216 | 0.17655 | 0.00652 | 0.00302 | 15.5301 | 3.1866 | 0.1736 | 0.00639 | 0.00295 | 15.6387 | 4.0841 | 0.1532 | 0.00568 | 0.00256 | 15.7282 | 4.5534 | 0.15351 | 0.00563 | 0.00251 | 16.2311 | 4.4743 | 0.16978 | 0.00617 | 0.00267 | 16.6815 | 4.9785 | 0.15472 | 0.00558 | 0.0025 | 16.2655 | 5.0496 | 0.16591 | 0.00587 | 0.00258 | 16.265 | 5.9671 | 0.14047 | 0.00498 | 0.00223 | 15.9254 | 6.0342 | 0.15001 | 0.0052 | 0.0023 | 16.683 | 5.8871 | 0.17474 | 0.00656 | 0.00252 | 16.6847 | 6.9587 | 0.14998 | 0.00558 | 0.00227 | 16.0176 | 7.1099 | 0.14763 | 0.00546 | 0.00224 | 17.6665 | 7.3298 | 0.16056 | 0.00609 | 0.00231 | 17.3274 | 8.0262 | 0.14924 | 0.0056 | 0.00221 | 17.8779 | 9.0308 | 0.14855 | 0.00553 | 0.0022 | 17.2607 | 10.5057 | 0.13186 | 0.00484 | 0.00223 | 17.2069 | 10.5258 | 0.14495 | 0.00524 | 0.00236 | 17.4797 | 11.0861 | 0.13719 | 0.00497 | 0.00209 | 16.9418 | 11.2563 | 0.13587 | 0.0049 | 0.00208 | 17.2066 | 11.9266 | 0.12888 | 0.00462 | 0.00196 | 17.1612 | 11.9466 | 0.14051 | 0.00494 | 0.00206 | 17.1615 | 13.3075 | 0.12788 | 0.00449 | 0.002 | 18.0751 | 12.9872 | 0.14063 | 0.00486 | 0.00209 | 17.0905 | 14.8285 | 0.1359 | 0.00451 | 0.00202 | 16.4728 | 15.9192 | 0.11946 | 0.00403 | 0.00192 | 17.3019 | 15.5589 | 0.13024 | 0.00432 | 0.002 | 16.6838 | 16.9496 | 0.11486 | 0.00383 | 0.00187 | 16.6843 | 16.9497 | 0.12371 | 0.00403 | 0.00195 | 16.2959 | 17.1399 | 0.12311 | 0.004 | 0.00195 | 15.747 | 19.7718 | 0.10835 | 0.0035 | 0.0018 | 15.572 | 20.7525 | 0.10536 | 0.00338 | 0.00186 | 15.64 | 20.7125 | 0.11298 | 0.00354 | 0.00193 | 16.1454 | 21.1427 | 0.11195 | 0.00351 | 0.00193 | 16.3208 | 22.1832 | 0.10474 | 0.00331 | 0.00177 | 14.9666 | 27.8277 | 0.09472 | 0.00289 | 0.00177 | 14.6917 | 28.028 | 0.09455 | 0.00288 | 0.00178 | 14.184 | 34.6534 | 0.09105 | 0.00264 | 0.00185 | 14.5271 | 35.3737 | 0.08823 | 0.00255 | 0.00164 | 13.9638 | 35.8246 | 0.08808 | 0.00254 | 0.00166 | 14.7159 | 35.2236 | 0.09811 | 0.00291 | 0.00174 | 15.9679 | 38.0359 | 0.10746 | 0.00326 | 0.00207 | 15.6346 | 40.4789 | 0.10361 | 0.00313 | 0.00206 | 15.7307 | 41.7016 | 0.10764 | 0.00333 | 0.00194 | 16.6737 | 45.4818 | 0.10959 | 0.00335 | 0.00185 | 16.2785 | 44.8943 | 0.11136 | 0.00343 | 0.00196 | 17.961 | 47.1151 | 0.12422 | 0.00376 | 0.00206 | 16.4168 | 52.6731 | 0.11455 | 0.00341 | 0.00195 | 16.5002 | 53.2139 | 0.114 | 0.00341 | 0.00208 | 16.8288 | 55.2563 | 0.11706 | 0.00344 | 0.00197 | 16.748 | 55.9876 | 0.11578 | 0.0034 | 0.00194 | 16.1611 | 62.3573 | 0.11464 | 0.00329 | 0.00201 | 15.9545 | 69.9803 | 0.10434 | 0.00296 | 0.00192 | 15.7529 | 70.161 | 0.10443 | 0.00296 | 0.00193
16.8651 | 0.016748 | 1.07 | 0.04979 | 0.08 | 18.6197 | 0.015567 | 2.55 | 0.10849 | 0.1393 | 18.2361 | 0.015808 | 3.69 | 0.16051 | 0.16881 | 18.2361 | 0.063579 | 0.91627 | 0.03986 | 0.03996 | 17.4869 | 0.065591 | 1.13 | 0.04637 | 0.04372 | 19.9544 | 0.13436 | 1.1 | 0.04482 | 0.03171 | 16.9779 | 0.4002 | 0.45521 | 0.01704 | 0.01123 | 16.3503 | 0.41101 | 0.46964 | 0.01714 | 0.01113 | 15 | 0.62952 | 0.31148 | 0.01122 | 0.0072 | 16.068 | 0.8328 | 0.2993 | 0.01194 | 0.00637 | 16.6667 | 0.81219 | 0.34047 | 0.0138 | 0.00697 | 17.1929 | 1.0445 | 0.29891 | 0.01191 | 0.006 | 17.6481 | 1.0275 | 0.33128 | 0.01303 | 0.00643 | 18.0566 | 1.0125 | 0.3639 | 0.01407 | 0.00685 | 18.423 | 1.2236 | 0.31888 | 0.01211 | 0.00583 | 17.507 | 1.5688 | 0.25311 | 0.00948 | 0.00462 | 17.8622 | 1.5467 | 0.27452 | 0.01007 | 0.00488 | 17.0524 | 1.5988 | 0.267 | 0.00976 | 0.0047 | 16.6771 | 2.2861 | 0.20863 | 0.00735 | 0.0037 | 16.6778 | 2.6873 | 0.20304 | 0.00753 | 0.00346 | 17.8718 | 2.9324 | 0.2066 | 0.00782 | 0.00341 | 17.2557 | 2.9945 | 0.20303 | 0.00766 | 0.00334 | 17.2026 | 3.8679 | 0.17607 | 0.00656 | 0.00284 | 17.1581 | 4.3372 | 0.17397 | 0.00635 | 0.00275 | 17.5837 | 4.2771 | 0.19056 | 0.00686 | 0.00291 | 18.0716 | 4.7573 | 0.1734 | 0.00619 | 0.00271 | 17.5166 | 4.8424 | 0.18429 | 0.00644 | 0.00278 | 17.5162 | 5.7359 | 0.15601 | 0.00546 | 0.0024 | 18.2004 | 5.6199 | 0.18123 | 0.00685 | 0.00263 | 18.7684 | 5.5278 | 0.20662 | 0.00798 | 0.00284 | 18.7703 | 6.5373 | 0.17694 | 0.00678 | 0.00253 | 18.0198 | 6.6805 | 0.17401 | 0.00664 | 0.00249 | 19.6294 | 6.9405 | 0.18605 | 0.0071 | 0.00256 | 19.2526 | 7.6059 | 0.17251 | 0.00651 | 0.00243 | 19.6657 | 8.5984 | 0.16918 | 0.00627 | 0.00238 | 18.9868 | 10.0153 | 0.14959 | 0.00547 | 0.00237 | 18.7711 | 10.0654 | 0.16261 | 0.00582 | 0.00249 | 19.0688 | 10.6456 | 0.15393 | 0.00552 | 0.00223 | 18.482 | 10.8058 | 0.15236 | 0.00544 | 0.00221 | 18.7708 | 11.4361 | 0.14445 | 0.00513 | 0.00209 | 18.5913 | 11.4862 | 0.15603 | 0.00542 | 0.00218 | 18.5916 | 12.817 | 0.1418 | 0.00492 | 0.0021 | 19.4655 | 12.5467 | 0.15487 | 0.00527 | 0.0022 | 18.3112 | 14.368 | 0.14836 | 0.00485 | 0.00211 | 17.7399 | 15.3887 | 0.13108 | 0.00436 | 0.002 | 18.5377 | 15.0683 | 0.14211 | 0.00464 | 0.00208 | 17.9671 | 16.339 | 0.12578 | 0.00413 | 0.00195 | 17.8761 | 16.3791 | 0.13463 | 0.00432 | 0.00202 | 17.4599 | 16.5793 | 0.1339 | 0.00429 | 0.00202 | 16.8718 | 19.1911 | 0.11768 | 0.00375 | 0.00186 | 16.6843 | 20.1418 | 0.11425 | 0.00361 | 0.00191 | 16.6827 | 20.1518 | 0.12188 | 0.00376 | 0.00198 | 17.2217 | 20.572 | 0.12067 | 0.00373 | 0.00199 | 17.4089 | 21.5725 | 0.11305 | 0.00351 | 0.00182 | 15.902 | 27.1868 | 0.10133 | 0.00305 | 0.00181 | 15.6099 | 27.3871 | 0.10111 | 0.00303 | 0.00181 | 15.7599 | 33.3914 | 0.10174 | 0.00305 | 0.0019 | 16.1413 | 34.1416 | 0.09869 | 0.00296 | 0.0017 | 15.5153 | 34.6024 | 0.09841 | 0.00294 | 0.00172 | 16.5554 | 33.8413 | 0.11128 | 0.00346 | 0.00181 | 17.7421 | 36.7936 | 0.11961 | 0.00369 | 0.00212 | 17.3717 | 39.3064 | 0.115 | 0.00353 | 0.00212 | 17.3038 | 40.7491 | 0.11866 | 0.00368 | 0.002 | 18.1895 | 44.5395 | 0.11969 | 0.00365 | 0.0019 | 17.7584 | 44.1218 | 0.12157 | 0.00372 | 0.00201 | 19.3426 | 46.4329 | 0.13393 | 0.004 | 0.0021 | 17.6796 | 52.0004 | 0.12324 | 0.00363 | 0.00199 | 17.7695 | 52.4512 | 0.1226 | 0.00363 | 0.00212 | 18.0308 | 54.5636 | 0.12534 | 0.00364 | 0.002 | 17.9443 | 55.3048 | 0.12395 | 0.00359 | 0.00198 | 17.2386 | 61.7041 | 0.12196 | 0.00346 | 0.00205 | 17.0181 | 69.0271 | 0.11088 | 0.00311 | 0.00195 | 16.8031 | 69.2177 | 0.11096 | 0.00311 | 0.00196
17.8571 | 0.016057 | 1.18 | 0.05396 | 0.08773 | 19.861 | 0.014837 | 2.84 | 0.11888 | 0.15461 | 19.8939 | 0.014817 | 4.28 | 0.18422 | 0.19422 | 19.8939 | 0.059597 | 1.06 | 0.04575 | 0.046 | 19.985 | 0.059398 | 1.42 | 0.06308 | 0.05424 | 21.3797 | 0.12766 | 1.24 | 0.04931 | 0.03545 | 17.9766 | 0.38459 | 0.50151 | 0.01837 | 0.01229 | 18.167 | 0.38179 | 0.56139 | 0.02169 | 0.01315 | 16.6667 | 0.58479 | 0.37138 | 0.01418 | 0.00845 | 17.8533 | 0.77477 | 0.35586 | 0.01447 | 0.00744 | 18.3333 | 0.76086 | 0.39827 | 0.01613 | 0.00804 | 18.7559 | 0.98796 | 0.34364 | 0.01356 | 0.00678 | 19.1188 | 0.97585 | 0.37666 | 0.0146 | 0.0072 | 19.4455 | 0.96525 | 0.40987 | 0.01557 | 0.00761 | 19.7389 | 1.1696 | 0.35685 | 0.0133 | 0.00645 | 18.7575 | 1.4947 | 0.28278 | 0.01041 | 0.00509 | 19.0531 | 1.4787 | 0.30456 | 0.01097 | 0.00534 | 18.1893 | 1.5277 | 0.29608 | 0.01063 | 0.00513 | 18.7617 | 2.127 | 0.24985 | 0.00943 | 0.00429 | 18.5309 | 2.5202 | 0.23797 | 0.00905 | 0.00393 | 19.659 | 2.7683 | 0.2385 | 0.00906 | 0.00384 | 18.9812 | 2.8274 | 0.23427 | 0.00888 | 0.00374 | 18.7664 | 3.6788 | 0.20016 | 0.00742 | 0.00314 | 18.5879 | 4.145 | 0.19541 | 0.00706 | 0.003 | 18.9363 | 4.101 | 0.21226 | 0.00753 | 0.00316 | 19.4617 | 4.5592 | 0.19292 | 0.0068 | 0.00293 | 20.019 | 4.4851 | 0.22331 | 0.00851 | 0.0032 | 20.0185 | 5.3386 | 0.18887 | 0.0072 | 0.00275 | 20.4755 | 5.2726 | 0.21464 | 0.00835 | 0.00297 | 20.8538 | 5.2195 | 0.24047 | 0.00933 | 0.00318 | 20.8559 | 6.176 | 0.20555 | 0.00792 | 0.00281 | 20.022 | 6.3142 | 0.20201 | 0.00775 | 0.00276 | 21.5923 | 6.5982 | 0.21292 | 0.00807 | 0.00281 | 21.1779 | 7.2366 | 0.19702 | 0.0074 | 0.00266 | 21.4535 | 8.2131 | 0.19082 | 0.00699 | 0.00258 | 20.7129 | 9.5719 | 0.16817 | 0.00608 | 0.00252 | 20.3354 | 9.663 | 0.18105 | 0.00639 | 0.00263 | 20.6579 | 10.2352 | 0.17135 | 0.00606 | 0.00237 | 20.0222 | 10.3954 | 0.16953 | 0.00597 | 0.00235 | 20.3351 | 10.9957 | 0.16066 | 0.00563 | 0.00222 | 20.0215 | 11.0858 | 0.17215 | 0.00589 | 0.0023 | 20.0217 | 12.3765 | 0.15624 | 0.00533 | 0.00221 | 20.8559 | 12.1263 | 0.16961 | 0.00568 | 0.00231 | 19.532 | 13.9375 | 0.16121 | 0.00519 | 0.0022 | 19.0071 | 14.8981 | 0.14309 | 0.00469 | 0.00209 | 19.7736 | 14.6179 | 0.15436 | 0.00496 | 0.00217 | 19.2505 | 15.7685 | 0.13711 | 0.00444 | 0.00202 | 19.0678 | 15.8486 | 0.14591 | 0.00462 | 0.0021 | 18.6239 | 16.0488 | 0.14505 | 0.00458 | 0.0021 | 17.9965 | 18.6505 | 0.1273 | 0.00399 | 0.00192 | 17.7966 | 19.5911 | 0.12341 | 0.00384 | 0.00197 | 17.7253 | 19.6212 | 0.13103 | 0.00399 | 0.00204 | 18.2981 | 20.0414 | 0.12962 | 0.00394 | 0.00204 | 18.497 | 21.0118 | 0.12159 | 0.00372 | 0.00187 | 16.8374 | 26.576 | 0.10809 | 0.0032 | 0.00184 | 16.5282 | 26.7763 | 0.10783 | 0.00318 | 0.00185 | 17.7299 | 31.9493 | 0.11566 | 0.00364 | 0.00197 | 18.1589 | 32.7195 | 0.11229 | 0.00353 | 0.00177 | 17.4547 | 33.2002 | 0.11182 | 0.0035 | 0.00178 | 18.3949 | 32.5594 | 0.12498 | 0.00397 | 0.00187 | 19.5163 | 35.6217 | 0.13217 | 0.00411 | 0.00218 | 19.1089 | 38.1943 | 0.12674 | 0.0039 | 0.00217 | 18.8768 | 39.8369 | 0.12994 | 0.00402 | 0.00205 | 19.7053 | 43.6175 | 0.13 | 0.00394 | 0.00195 | 19.2383 | 43.3597 | 0.13197 | 0.00401 | 0.00206 | 20.7242 | 45.751 | 0.14379 | 0.00424 | 0.00215 | 18.9425 | 51.338 | 0.13203 | 0.00384 | 0.00203 | 19.0387 | 51.6788 | 0.13133 | 0.00384 | 0.00216 | 19.2329 | 53.8813 | 0.13372 | 0.00383 | 0.00204 | 19.1406 | 54.6424 | 0.13222 | 0.00378 | 0.00202 | 19.3934 | 60.4189 | 0.13685 | 0.00405 | 0.00211 | 19.1454 | 67.2015 | 0.12423 | 0.00364 | 0.002 | 18.9035 | 67.4021 | 0.12427 | 0.00364 | 0.00201
19.8413 | 0.014847 | 1.41 | 0.06667 | 0.10408 | 22.3436 | 0.013596 | 3.48 | 0.15377 | 0.18717 | 21.5517 | 0.013967 | 4.91 | 0.20802 | 0.22107 | 21.5517 | 0.056135 | 1.22 | 0.05167 | 0.0524 | 22.4831 | 0.054395 | 1.74 | 0.07874 | 0.06568 | 22.805 | 0.12166 | 1.39 | 0.05386 | 0.03937 | 19.974 | 0.35737 | 0.59954 | 0.02324 | 0.01453 | 20.4378 | 0.35167 | 0.68537 | 0.02813 | 0.01586 | 18.75 | 0.53916 | 0.4523 | 0.01838 | 0.01014 | 19.6386 | 0.72584 | 0.41645 | 0.01692 | 0.00859 | 20 | 0.71683 | 0.4598 | 0.01843 | 0.00916 | 20.3188 | 0.93803 | 0.39085 | 0.01519 | 0.00761 | 20.5894 | 0.92992 | 0.42436 | 0.01616 | 0.00801 | 20.8345 | 0.92272 | 0.45802 | 0.01706 | 0.0084 | 21.0548 | 1.1225 | 0.39651 | 0.0145 | 0.00708 | 20.008 | 1.4287 | 0.31387 | 0.01135 | 0.00557 | 21.4347 | 1.3616 | 0.36863 | 0.01431 | 0.0063 | 20.4629 | 1.4067 | 0.3581 | 0.01386 | 0.00605 | 20.8464 | 1.9919 | 0.29402 | 0.01137 | 0.00491 | 20.384 | 2.3761 | 0.27512 | 0.0105 | 0.00442 | 21.4462 | 2.6252 | 0.27222 | 0.01028 | 0.00428 | 20.7068 | 2.6823 | 0.26728 | 0.01007 | 0.00417 | 20.3303 | 3.5117 | 0.22545 | 0.00827 | 0.00345 | 20.0177 | 3.9719 | 0.21781 | 0.00776 | 0.00326 | 21.6415 | 3.7958 | 0.25836 | 0.01 | 0.00368 | 22.242 | 4.2169 | 0.23439 | 0.00902 | 0.00339 | 22.5214 | 4.1859 | 0.26528 | 0.01041 | 0.00364 | 22.5208 | 5.0003 | 0.22406 | 0.00878 | 0.00313 | 22.7505 | 4.9713 | 0.25015 | 0.00977 | 0.00334 | 22.9391 | 4.9483 | 0.27625 | 0.01064 | 0.00353 | 22.9415 | 5.8578 | 0.23579 | 0.00902 | 0.0031 | 22.0242 | 5.9929 | 0.23157 | 0.00883 | 0.00304 | 23.5553 | 6.291 | 0.24114 | 0.00902 | 0.00308 | 23.1031 | 6.9033 | 0.22275 | 0.00826 | 0.0029 | 23.2413 | 7.8658 | 0.21344 | 0.00771 | 0.00277 | 22.4389 | 9.1785 | 0.18757 | 0.00669 | 0.00268 | 21.8996 | 9.2967 | 0.20023 | 0.00696 | 0.00278 | 22.2469 | 9.8579 | 0.18945 | 0.00659 | 0.00251 | 21.5623 | 10.0151 | 0.18735 | 0.0065 | 0.00249 | 21.8993 | 10.5953 | 0.17751 | 0.00613 | 0.00235 | 21.4516 | 10.7054 | 0.18884 | 0.00636 | 0.00243 | 21.4519 | 11.9561 | 0.17118 | 0.00575 | 0.00232 | 22.2463 | 11.746 | 0.18485 | 0.00609 | 0.00242 | 20.7527 | 13.5272 | 0.17445 | 0.00553 | 0.00229 | 20.2742 | 14.4477 | 0.15549 | 0.00501 | 0.00217 | 21.0094 | 14.1975 | 0.16698 | 0.00528 | 0.00225 | 20.5339 | 15.248 | 0.14883 | 0.00475 | 0.0021 | 20.2596 | 15.3581 | 0.15756 | 0.00491 | 0.00218 | 19.7879 | 15.5483 | 0.15656 | 0.00487 | 0.00217 | 19.1213 | 18.14 | 0.13718 | 0.00424 | 0.00199 | 18.9088 | 19.0606 | 0.13282 | 0.00407 | 0.00203 | 18.768 | 19.1307 | 0.14041 | 0.00421 | 0.00209 | 19.3744 | 19.5309 | 0.13882 | 0.00416 | 0.0021 | 19.585 | 20.4812 | 0.13035 | 0.00393 | 0.00192 | 18.7082 | 25.4546 | 0.12207 | 0.00377 | 0.00192 | 18.3646 | 25.6548 | 0.1217 | 0.00375 | 0.00193 | 19.6999 | 30.6376 | 0.13019 | 0.00419 | 0.00204 | 20.1766 | 31.4078 | 0.12648 | 0.00407 | 0.00184 | 19.3941 | 31.8985 | 0.12579 | 0.00403 | 0.00186 | 20.2344 | 31.3678 | 0.1392 | 0.00446 | 0.00194 | 21.2905 | 34.4901 | 0.14513 | 0.0045 | 0.00224 | 20.8461 | 37.1125 | 0.13881 | 0.00427 | 0.00223 | 20.4499 | 38.9451 | 0.14149 | 0.00434 | 0.00211 | 21.2211 | 42.7058 | 0.14053 | 0.00421 | 0.002 | 20.7182 | 42.5978 | 0.14254 | 0.00428 | 0.00211 | 22.1058 | 45.0593 | 0.1538 | 0.00448 | 0.00219 | 20.2053 | 50.6859 | 0.14094 | 0.00405 | 0.00207 | 20.308 | 50.9066 | 0.1402 | 0.00404 | 0.00219 | 21.637 | 52.5372 | 0.15081 | 0.00454 | 0.00212 | 21.5332 | 53.3282 | 0.14906 | 0.00448 | 0.0021 | 21.5482 | 59.1246 | 0.15206 | 0.00459 | 0.00218 | 21.2726 | 65.477 | 0.13794 | 0.00413 | 0.00206 | 21.0039 | 65.6875 | 0.13793 | 0.00412 | 0.00206
22.3214 | 0.013606 | 1.73 | 0.08458 | 0.1261 | 24.8262 | 0.012566 | 4.17 | 0.18714 | 0.22226 | 23.2095 | 0.013216 | 5.58 | 0.23202 | 0.24933 | 23.2095 | 0.053114 | 1.39 | 0.05765 | 0.05913 | 24.9813 | 0.050263 | 2.09 | 0.09403 | 0.07801 | 24.2303 | 0.11615 | 1.54 | 0.05846 | 0.04345 | 22.4708 | 0.32915 | 0.73199 | 0.03012 | 0.01753 | 22.7087 | 0.32675 | 0.8194 | 0.03417 | 0.01876 | 20.8333 | 0.50154 | 0.53966 | 0.0223 | 0.01194 | 21.424 | 0.68371 | 0.48095 | 0.01933 | 0.0098 | 21.6667 | 0.67841 | 0.52495 | 0.02071 | 0.01034 | 21.8818 | 0.893 | 0.44049 | 0.01681 | 0.00847 | 22.0601 | 0.8882 | 0.47436 | 0.01771 | 0.00885 | 22.2235 | 0.8837 | 0.50834 | 0.01857 | 0.00923 | 23.6867 | 1.0415 | 0.48059 | 0.01886 | 0.00842 | 22.509 | 1.3166 | 0.38016 | 0.01481 | 0.00659 | 23.8163 | 1.2666 | 0.43786 | 0.01743 | 0.00734 | 22.7366 | 1.3076 | 0.42514 | 0.01687 | 0.00704 | 22.931 | 1.8738 | 0.34107 | 0.01323 | 0.00557 | 22.237 | 2.252 | 0.31441 | 0.01193 | 0.00494 | 23.2334 | 2.4991 | 0.30771 | 0.01148 | 0.00474 | 22.4324 | 2.5542 | 0.30201 | 0.01124 | 0.00461 | 21.8942 | 3.3616 | 0.25191 | 0.0091 | 0.00377 | 22.8774 | 3.6727 | 0.26542 | 0.01032 | 0.00381 | 24.3467 | 3.5376 | 0.30798 | 0.01226 | 0.00423 | 25.0222 | 3.9347 | 0.27903 | 0.01105 | 0.00389 | 25.0238 | 3.9348 | 0.31008 | 0.01222 | 0.00412 | 25.0231 | 4.7031 | 0.26156 | 0.01029 | 0.00353 | 25.0256 | 4.7032 | 0.28776 | 0.01116 | 0.00372 | 25.0245 | 4.7032 | 0.31394 | 0.01193 | 0.0039 | 25.0271 | 5.5726 | 0.26761 | 0.0101 | 0.00341 | 24.0264 | 5.7067 | 0.26266 | 0.00989 | 0.00333 | 25.5182 | 6.0088 | 0.27072 | 0.00997 | 0.00335 | 25.0284 | 6.5991 | 0.24969 | 0.00912 | 0.00314 | 25.0291 | 7.5486 | 0.23704 | 0.00842 | 0.00298 | 24.165 | 8.8223 | 0.20778 | 0.00729 | 0.00284 | 23.4639 | 8.9624 | 0.22015 | 0.00752 | 0.00293 | 23.836 | 9.5076 | 0.20824 | 0.00712 | 0.00267 | 23.1025 | 9.6668 | 0.20583 | 0.00701 | 0.00264 | 23.4635 | 10.215 | 0.19499 | 0.00662 | 0.0025 | 22.8817 | 10.3551 | 0.20612 | 0.00682 | 0.00257 | 22.882 | 11.5758 | 0.18663 | 0.00616 | 0.00244 | 23.6367 | 11.3856 | 0.20057 | 0.00649 | 0.00254 | 21.9735 | 13.1568 | 0.18808 | 0.00586 | 0.00238 | 21.5413 | 14.0273 | 0.16826 | 0.00534 | 0.00226 | 22.2453 | 13.7971 | 0.17998 | 0.0056 | 0.00234 | 21.8172 | 14.7676 | 0.16095 | 0.00506 | 0.00219 | 21.4513 | 14.8977 | 0.16958 | 0.0052 | 0.00226 | 20.9519 | 15.0879 | 0.16843 | 0.00516 | 0.00225 | 20.2461 | 17.6695 | 0.14734 | 0.00448 | 0.00205 | 20.0211 | 18.5801 | 0.14248 | 0.0043 | 0.00209 | 20.8533 | 18.2297 | 0.15989 | 0.00504 | 0.00221 | 21.5271 | 18.5899 | 0.15791 | 0.00497 | 0.00222 | 21.7611 | 19.5102 | 0.14854 | 0.00471 | 0.00204 | 21.0467 | 24.1931 | 0.14039 | 0.00458 | 0.00202 | 20.6602 | 24.3934 | 0.13987 | 0.00455 | 0.00202 | 21.6699 | 29.4461 | 0.14532 | 0.00471 | 0.00211 | 22.1942 | 30.1864 | 0.14124 | 0.00458 | 0.00192 | 21.3335 | 30.697 | 0.14032 | 0.00453 | 0.00193 | 22.0739 | 30.2565 | 0.15396 | 0.00493 | 0.00202 | 23.0647 | 33.4188 | 0.15852 | 0.00489 | 0.00231 | 22.5832 | 36.081 | 0.15123 | 0.00462 | 0.00229 | 22.023 | 38.0735 | 0.15329 | 0.00466 | 0.00217 | 22.7369 | 41.8143 | 0.15129 | 0.00448 | 0.00205 | 22.198 | 41.8262 | 0.15331 | 0.00455 | 0.00216 | 24.869 | 43.6364 | 0.17431 | 0.00534 | 0.00229 | 22.7309 | 49.3624 | 0.15912 | 0.0048 | 0.00216 | 22.8465 | 49.3331 | 0.15834 | 0.00479 | 0.00227 | 24.0411 | 51.1739 | 0.16834 | 0.00518 | 0.0022 | 23.9257 | 52.0249 | 0.16632 | 0.00511 | 0.00218 | 23.703 | 57.821 | 0.16761 | 0.0051 | 0.00225 | 23.3999 | 63.8632 | 0.152 | 0.00459 | 0.00211 | 23.1043 | 64.0837 | 0.15194 | 0.00458 | 0.00212
24.8016 | 0.012575 | 2.07 | 0.10209 | 0.14985 | 27.3088 | 0.011695 | 4.92 | 0.21999 | 0.25979 | 26.5252 | 0.011956 | 7.02 | 0.31538 | 0.31 | 26.5252 | 0.048051 | 1.74 | 0.07841 | 0.07359 | 27.4794 | 0.046791 | 2.46 | 0.10925 | 0.09121 | 25.6556 | 0.11135 | 1.7 | 0.06313 | 0.0477 | 24.9675 | 0.30574 | 0.8752 | 0.03657 | 0.02075 | 24.9796 | 0.30554 | 0.96317 | 0.04003 | 0.02185 | 22.9167 | 0.46992 | 0.63324 | 0.0261 | 0.01386 | 23.2093 | 0.64689 | 0.54927 | 0.02172 | 0.01107 | 23.3333 | 0.64449 | 0.59367 | 0.02299 | 0.01158 | 23.4448 | 0.85177 | 0.49259 | 0.01844 | 0.00937 | 23.5308 | 0.84958 | 0.52668 | 0.01928 | 0.00973 | 25.0014 | 0.81336 | 0.61556 | 0.02411 | 0.01097 | 26.3186 | 0.97293 | 0.5709 | 0.02289 | 0.00985 | 25.01 | 1.2255 | 0.45174 | 0.01803 | 0.00769 | 26.198 | 1.1885 | 0.51196 | 0.02042 | 0.00845 | 25.0102 | 1.2256 | 0.49697 | 0.01978 | 0.00809 | 25.0156 | 1.7698 | 0.39099 | 0.01505 | 0.00627 | 24.0901 | 2.144 | 0.35577 | 0.01333 | 0.00548 | 25.0206 | 2.3871 | 0.34493 | 0.01267 | 0.00522 | 24.1579 | 2.4391 | 0.33843 | 0.01241 | 0.00508 | 25.0219 | 3.1034 | 0.30821 | 0.01214 | 0.00444 | 25.7371 | 3.4205 | 0.31673 | 0.01266 | 0.0044 | 27.0519 | 3.3175 | 0.36106 | 0.01442 | 0.00482 | 27.8025 | 3.7016 | 0.32668 | 0.01298 | 0.00441 | 27.5261 | 3.7226 | 0.35759 | 0.01398 | 0.00461 | 27.5255 | 4.435 | 0.30137 | 0.01176 | 0.00395 | 27.3006 | 4.458 | 0.32747 | 0.01252 | 0.00412 | 27.1099 | 4.478 | 0.35357 | 0.01321 | 0.00428 | 27.1127 | 5.3124 | 0.30103 | 0.01118 | 0.00373 | 26.0286 | 5.4445 | 0.29528 | 0.01093 | 0.00364 | 27.4812 | 5.7466 | 0.30167 | 0.01091 | 0.00364 | 26.9537 | 6.3159 | 0.27785 | 0.00997 | 0.0034 | 26.8168 | 7.2574 | 0.26161 | 0.00912 | 0.0032 | 25.8911 | 8.497 | 0.22878 | 0.00788 | 0.00301 | 25.0282 | 8.6561 | 0.24079 | 0.00808 | 0.00309 | 25.4251 | 9.1774 | 0.2277 | 0.00764 | 0.00283 | 24.6427 | 9.3375 | 0.22496 | 0.00753 | 0.00279 | 25.0278 | 9.8677 | 0.2131 | 0.00711 | 0.00264 | 24.3118 | 10.0249 | 0.22396 | 0.00729 | 0.0027 | 24.3121 | 11.2155 | 0.2026 | 0.00657 | 0.00256 | 25.0271 | 11.0354 | 0.2168 | 0.0069 | 0.00266 | 24.415 | 12.4662 | 0.21648 | 0.00712 | 0.00258 | 22.8085 | 13.6269 | 0.18142 | 0.00566 | 0.00235 | 24.717 | 13.0765 | 0.20705 | 0.0068 | 0.00253 | 23.1006 | 14.3172 | 0.17346 | 0.00537 | 0.00228 | 23.8348 | 14.0771 | 0.1947 | 0.00632 | 0.00242 | 23.2799 | 14.2572 | 0.19323 | 0.00625 | 0.00242 | 22.4957 | 16.7887 | 0.16845 | 0.0054 | 0.00219 | 22.2457 | 17.6792 | 0.16255 | 0.00517 | 0.00221 | 23.46 | 17.2288 | 0.18554 | 0.00622 | 0.00237 | 24.218 | 17.5389 | 0.18308 | 0.00613 | 0.00237 | 24.4813 | 18.4292 | 0.17252 | 0.00582 | 0.00219 | 23.3852 | 23.052 | 0.15964 | 0.00534 | 0.00213 | 22.9558 | 23.2522 | 0.15896 | 0.0053 | 0.00213 | 23.6399 | 28.335 | 0.16106 | 0.00522 | 0.00218 | 24.2119 | 29.0451 | 0.1566 | 0.00508 | 0.002 | 23.273 | 29.5657 | 0.15541 | 0.00501 | 0.00201 | 23.9134 | 29.2054 | 0.16925 | 0.00539 | 0.00209 | 24.8389 | 32.3776 | 0.17234 | 0.00527 | 0.00237 | 24.3204 | 35.0897 | 0.164 | 0.00497 | 0.00235 | 23.596 | 37.2122 | 0.16537 | 0.00497 | 0.00222 | 24.2527 | 40.9329 | 0.16228 | 0.00475 | 0.0021 | 23.6779 | 41.0448 | 0.16428 | 0.00481 | 0.00222 | 27.6322 | 42.1241 | 0.19551 | 0.00614 | 0.00238 | 25.2566 | 48.0196 | 0.17779 | 0.00549 | 0.00224 | 25.385 | 47.7201 | 0.17708 | 0.00549 | 0.00236 | 26.4452 | 49.8012 | 0.18635 | 0.00578 | 0.00228 | 26.3183 | 50.7121 | 0.18402 | 0.00569 | 0.00226 | 25.8578 | 56.498 | 0.18352 | 0.00558 | 0.00231 | 25.5271 | 62.3501 | 0.1664 | 0.00503 | 0.00217 | 25.2047 | 62.5705 | 0.1663 | 0.00502 | 0.00217
27.2817 | 0.011705 | 2.44 | 0.11959 | 0.17526 | 29.7915 | 0.010965 | 5.72 | 0.2528 | 0.29971 | 29.8408 | 0.010945 | 8.6 | 0.39372 | 0.376 | 29.8408 | 0.043979 | 2.14 | 0.09793 | 0.08935 | 29.9775 | 0.043819 | 2.86 | 0.12452 | 0.10526 | 28.5063 | 0.10285 | 2.04 | 0.08017 | 0.05669 | 27.4643 | 0.28583 | 1.03 | 0.04283 | 0.02417 | 27.2504 | 0.28743 | 1.12 | 0.0458 | 0.02511 | 25 | 0.4426 | 0.73285 | 0.02984 | 0.01588 | 24.9946 | 0.61427 | 0.62134 | 0.02411 | 0.0124 | 25 | 0.61427 | 0.66588 | 0.02527 | 0.01287 | 25.0078 | 0.81315 | 0.54719 | 0.02008 | 0.0103 | 26.4721 | 0.77904 | 0.63841 | 0.02508 | 0.01158 | 27.7793 | 0.74973 | 0.73196 | 0.02934 | 0.01283 | 28.9504 | 0.91239 | 0.66738 | 0.02677 | 0.01136 | 27.511 | 1.1515 | 0.52827 | 0.02112 | 0.00885 | 28.5796 | 1.1245 | 0.59061 | 0.02335 | 0.00962 | 27.2839 | 1.1575 | 0.5733 | 0.02262 | 0.0092 | 27.1003 | 1.6747 | 0.44379 | 0.01686 | 0.007 | 25.9432 | 2.0489 | 0.39914 | 0.01472 | 0.00605 | 28.5949 | 2.1979 | 0.42432 | 0.017 | 0.00623 | 27.6091 | 2.246 | 0.41612 | 0.01664 | 0.00605 | 28.1496 | 2.8872 | 0.36896 | 0.01493 | 0.00516 | 28.5968 | 3.2044 | 0.37166 | 0.0149 | 0.00502 | 29.7571 | 3.1243 | 0.41754 | 0.01653 | 0.00544 | 30.5827 | 3.5005 | 0.37719 | 0.01485 | 0.00496 | 30.0285 | 3.5445 | 0.40765 | 0.01571 | 0.00513 | 30.0278 | 4.1898 | 0.34356 | 0.01322 | 0.00439 | 29.5757 | 4.2329 | 0.36933 | 0.01388 | 0.00454 | 29.1953 | 4.2689 | 0.39515 | 0.01449 | 0.00468 | 29.1983 | 5.0713 | 0.33607 | 0.01225 | 0.00407 | 28.0308 | 5.2033 | 0.32944 | 0.01198 | 0.00396 | 29.4441 | 5.5004 | 0.33401 | 0.01185 | 0.00394 | 28.8789 | 6.0507 | 0.30727 | 0.01083 | 0.00367 | 28.6046 | 6.9862 | 0.28714 | 0.00983 | 0.00342 | 27.6172 | 8.1978 | 0.25056 | 0.00848 | 0.00319 | 26.5924 | 8.3719 | 0.26215 | 0.00864 | 0.00326 | 27.0141 | 8.8621 | 0.24786 | 0.00817 | 0.00299 | 26.1828 | 9.0253 | 0.24477 | 0.00805 | 0.00295 | 26.592 | 9.5395 | 0.23184 | 0.0076 | 0.00279 | 25.7419 | 9.7156 | 0.24239 | 0.00775 | 0.00285 | 25.7422 | 10.8652 | 0.21907 | 0.00698 | 0.00268 | 27.8079 | 10.4049 | 0.25074 | 0.00842 | 0.00291 | 27.4668 | 11.6956 | 0.25412 | 0.00891 | 0.00285 | 25.3428 | 12.9063 | 0.20884 | 0.00688 | 0.00254 | 27.8066 | 12.2658 | 0.24296 | 0.00851 | 0.00278 | 25.6674 | 13.5266 | 0.19959 | 0.00653 | 0.00246 | 26.8141 | 13.2164 | 0.22803 | 0.0079 | 0.00265 | 26.1899 | 13.3865 | 0.22615 | 0.00781 | 0.00263 | 25.3076 | 15.8078 | 0.19635 | 0.0067 | 0.00237 | 25.0264 | 16.6783 | 0.18902 | 0.00639 | 0.00238 | 26.0666 | 16.328 | 0.21265 | 0.00732 | 0.00253 | 26.9089 | 16.6181 | 0.20971 | 0.00721 | 0.00254 | 27.2014 | 17.4484 | 0.19788 | 0.00684 | 0.00234 | 25.7238 | 22.021 | 0.17982 | 0.00606 | 0.00224 | 25.2514 | 22.2212 | 0.17896 | 0.00602 | 0.00224 | 25.6099 | 27.3039 | 0.17741 | 0.00571 | 0.00226 | 26.2296 | 27.9841 | 0.17254 | 0.00556 | 0.00208 | 25.2124 | 28.5146 | 0.17107 | 0.00549 | 0.00209 | 25.7529 | 28.2244 | 0.18508 | 0.00584 | 0.00217 | 26.6131 | 31.3865 | 0.1866 | 0.00565 | 0.00244 | 26.0576 | 34.1385 | 0.17714 | 0.00531 | 0.00241 | 25.1691 | 36.3509 | 0.17773 | 0.00527 | 0.00228 | 27.2843 | 39.1907 | 0.18498 | 0.00574 | 0.0022 | 26.6376 | 39.4123 | 0.18689 | 0.00579 | 0.00232 | 30.3955 | 40.5221 | 0.21752 | 0.00689 | 0.00248 | 27.7823 | 46.6372 | 0.19701 | 0.00613 | 0.00232 | 27.9235 | 46.0577 | 0.19647 | 0.00614 | 0.00244 | 28.8493 | 48.3989 | 0.20487 | 0.00635 | 0.00236 | 28.7109 | 49.3697 | 0.20219 | 0.00625 | 0.00234 | 28.0127 | 55.1454 | 0.19981 | 0.00604 | 0.00238 | 27.6544 | 60.9474 | 0.18115 | 0.00545 | 0.00222 | 27.3051 | 61.1678 | 0.181 | 0.00543 | 0.00223
29.7619 | 0.010965 | 2.84 | 0.13725 | 0.2023 | 32.2741 | 0.010325 | 6.57 | 0.28583 | 0.34195 | 33.1565 | 0.010115 | 10.32 | 0.47036 | 0.44716 | 33.1565 | 0.040617 | 2.57 | 0.11702 | 0.10635 | 32.4756 | 0.041258 | 3.29 | 0.13993 | 0.12012 | 32.0696 | 0.094071 | 2.5 | 0.10445 | 0.06883 | 29.9611 | 0.26902 | 1.19 | 0.04901 | 0.02778 | 29.5213 | 0.27172 | 1.28 | 0.05154 | 0.02855 | 27.0833 | 0.41869 | 0.83838 | 0.03355 | 0.01801 | 26.78 | 0.58526 | 0.69712 | 0.02651 | 0.01379 | 26.6667 | 0.58696 | 0.74155 | 0.02756 | 0.01421 | 28.1338 | 0.74192 | 0.66421 | 0.02618 | 0.01229 | 29.4135 | 0.71441 | 0.76026 | 0.03058 | 0.01358 | 30.5573 | 0.6923 | 0.85814 | 0.0345 | 0.01484 | 31.5823 | 0.85576 | 0.77025 | 0.03059 | 0.01296 | 30.012 | 1.0915 | 0.60936 | 0.02413 | 0.01008 | 30.9612 | 1.0665 | 0.67364 | 0.02623 | 0.01084 | 29.5575 | 1.1015 | 0.65381 | 0.02542 | 0.01036 | 29.1849 | 1.5897 | 0.4995 | 0.01868 | 0.00776 | 29.6494 | 1.8928 | 0.49147 | 0.01976 | 0.00723 | 32.1693 | 2.0319 | 0.51036 | 0.02098 | 0.00731 | 31.0602 | 2.0829 | 0.5002 | 0.02053 | 0.0071 | 31.2774 | 2.6981 | 0.43411 | 0.0176 | 0.00592 | 31.4564 | 3.0083 | 0.43023 | 0.01709 | 0.00567 | 32.4623 | 2.9432 | 0.47751 | 0.01862 | 0.00609 | 33.363 | 3.2993 | 0.43069 | 0.01671 | 0.00554 | 32.5309 | 3.3574 | 0.46036 | 0.01743 | 0.00567 | 32.5301 | 3.9667 | 0.38817 | 0.01468 | 0.00486 | 31.8508 | 4.0247 | 0.41339 | 0.01525 | 0.00497 | 31.2806 | 4.0748 | 0.43875 | 0.01578 | 0.00509 | 31.2839 | 4.8431 | 0.37276 | 0.01333 | 0.00441 | 30.033 | 4.9792 | 0.36516 | 0.01303 | 0.0043 | 31.407 | 5.2683 | 0.36779 | 0.0128 | 0.00425 | 30.8042 | 5.7995 | 0.33797 | 0.01169 | 0.00395 | 30.3924 | 6.73 | 0.31366 | 0.01054 | 0.00365 | 29.3432 | 7.9196 | 0.27313 | 0.00908 | 0.00337 | 28.1567 | 8.1087 | 0.28422 | 0.0092 | 0.00343 | 28.6032 | 8.5599 | 0.26874 | 0.0087 | 0.00316 | 27.723 | 8.7261 | 0.26526 | 0.00857 | 0.00312 | 28.1562 | 9.2283 | 0.25122 | 0.0081 | 0.00295 | 28.6021 | 9.1422 | 0.28098 | 0.0095 | 0.00314 | 28.6025 | 10.2248 | 0.25356 | 0.00854 | 0.00294 | 31.2839 | 9.6764 | 0.29606 | 0.01061 | 0.00325 | 30.5187 | 10.9951 | 0.29421 | 0.01058 | 0.00313 | 28.5106 | 12.0857 | 0.24525 | 0.00861 | 0.0028 | 30.8962 | 11.5253 | 0.28121 | 0.0101 | 0.00304 | 28.8758 | 12.7359 | 0.23424 | 0.00818 | 0.0027 | 29.7935 | 12.5458 | 0.26334 | 0.00936 | 0.00289 | 29.0999 | 12.6859 | 0.26104 | 0.00926 | 0.00287 | 28.1196 | 14.9171 | 0.22596 | 0.00792 | 0.00256 | 27.8071 | 15.7775 | 0.21705 | 0.00754 | 0.00255 | 28.6733 | 15.5074 | 0.24122 | 0.00838 | 0.00271 | 29.5998 | 15.7975 | 0.23777 | 0.00824 | 0.00271 | 29.9216 | 16.5577 | 0.22463 | 0.00783 | 0.00251 | 28.0623 | 21.0702 | 0.20093 | 0.00677 | 0.00236 | 27.5469 | 21.2704 | 0.19987 | 0.00672 | 0.00235 | 27.5799 | 26.3431 | 0.19436 | 0.0062 | 0.00235 | 28.2472 | 26.9832 | 0.18909 | 0.00604 | 0.00217 | 27.1518 | 27.5237 | 0.1873 | 0.00595 | 0.00217 | 27.5924 | 27.3036 | 0.20146 | 0.00629 | 0.00225 | 28.3873 | 30.4256 | 0.20131 | 0.00603 | 0.00251 | 27.7948 | 33.2175 | 0.19064 | 0.00565 | 0.00247 | 28.3152 | 34.6589 | 0.20335 | 0.00641 | 0.0024 | 30.3159 | 37.4788 | 0.20871 | 0.00666 | 0.00231 | 29.5974 | 37.7103 | 0.21048 | 0.00669 | 0.00243 | 33.1587 | 38.8705 | 0.24043 | 0.00762 | 0.00258 | 30.3079 | 45.1852 | 0.21681 | 0.00675 | 0.00241 | 30.462 | 44.4057 | 0.21658 | 0.00677 | 0.00252 | 31.2535 | 46.897 | 0.22396 | 0.0069 | 0.00244 | 31.1035 | 47.9477 | 0.22088 | 0.00679 | 0.00242 | 30.1675 | 53.7632 | 0.2165 | 0.00649 | 0.00245 | 29.7817 | 59.665 | 0.19623 | 0.00585 | 0.00228 | 29.4055 | 59.8854 | 0.19602 | 0.00584 | 0.00229
32.2421 | 0.010324 | 3.26 | 0.15519 | 0.23093 | 34.7567 | 0.0097633 | 7.47 | 0.31921 | 0.38645 | 36.4721 | 0.0094162 | 12.18 | 0.5467 | 0.5233 | 36.4721 | 0.037806 | 3.03 | 0.13604 | 0.12455 | 34.9738 | 0.039017 | 3.74 | 0.15553 | 0.13579 | 35.6328 | 0.086878 | 3 | 0.12741 | 0.08193 | 32.4578 | 0.25311 | 1.37 | 0.05517 | 0.0316 | 31.7922 | 0.25711 | 1.45 | 0.05729 | 0.03215 | 29.1667 | 0.39737 | 0.94975 | 0.03726 | 0.02024 | 28.5653 | 0.55904 | 0.77655 | 0.02893 | 0.01524 | 30 | 0.53993 | 0.903 | 0.03602 | 0.01706 | 31.2598 | 0.68059 | 0.79213 | 0.03199 | 0.01444 | 32.3548 | 0.66308 | 0.89233 | 0.036 | 0.01573 | 33.3352 | 0.64838 | 0.99381 | 0.03964 | 0.01698 | 34.2141 | 0.80554 | 0.87972 | 0.03441 | 0.01464 | 32.513 | 1.0274 | 0.6952 | 0.02711 | 0.01137 | 33.3429 | 1.0084 | 0.76132 | 0.02911 | 0.01212 | 31.8312 | 1.0444 | 0.73858 | 0.0282 | 0.01158 | 33.3542 | 1.4396 | 0.61973 | 0.02537 | 0.0094 | 33.3556 | 1.7447 | 0.59152 | 0.02439 | 0.0085 | 35.7436 | 1.8848 | 0.60328 | 0.02484 | 0.00846 | 34.5113 | 1.9338 | 0.5908 | 0.02427 | 0.00821 | 34.4051 | 2.53 | 0.5037 | 0.02022 | 0.00673 | 34.3161 | 2.8312 | 0.49254 | 0.01928 | 0.00636 | 35.1675 | 2.7832 | 0.54104 | 0.02072 | 0.00677 | 36.1432 | 3.1243 | 0.48732 | 0.01857 | 0.00615 | 35.0333 | 3.1913 | 0.51592 | 0.01916 | 0.00624 | 35.0324 | 3.7696 | 0.43519 | 0.01615 | 0.00534 | 34.1258 | 3.8376 | 0.45966 | 0.01662 | 0.00543 | 33.366 | 3.8977 | 0.48438 | 0.01708 | 0.00553 | 33.3695 | 4.636 | 0.41113 | 0.01442 | 0.00478 | 32.0352 | 4.7661 | 0.40249 | 0.01408 | 0.00464 | 33.37 | 5.0572 | 0.40302 | 0.01376 | 0.00457 | 32.7294 | 5.5684 | 0.36997 | 0.01255 | 0.00423 | 32.1802 | 6.4809 | 0.34119 | 0.01126 | 0.00389 | 31.0693 | 7.6434 | 0.2965 | 0.00968 | 0.00356 | 31.2852 | 7.6094 | 0.33053 | 0.01132 | 0.00379 | 31.7813 | 8.0006 | 0.31269 | 0.01072 | 0.00351 | 30.8034 | 8.1637 | 0.30836 | 0.01054 | 0.00346 | 31.2847 | 8.6439 | 0.29195 | 0.00996 | 0.00328 | 32.1773 | 8.4888 | 0.33259 | 0.01201 | 0.00354 | 32.1778 | 9.5043 | 0.29967 | 0.01077 | 0.00329 | 34.7599 | 9.046 | 0.34466 | 0.01266 | 0.00361 | 33.5706 | 10.3547 | 0.33682 | 0.0122 | 0.00342 | 31.6785 | 11.3452 | 0.28407 | 0.01023 | 0.00307 | 33.9859 | 10.8549 | 0.32186 | 0.01164 | 0.00333 | 32.0842 | 11.9954 | 0.27102 | 0.00972 | 0.00296 | 32.7728 | 11.8453 | 0.30064 | 0.01076 | 0.00314 | 32.0099 | 12.0154 | 0.29786 | 0.01064 | 0.00311 | 30.9315 | 14.1065 | 0.2573 | 0.00909 | 0.00276 | 30.5878 | 14.9369 | 0.24667 | 0.00864 | 0.00274 | 31.28 | 14.7368 | 0.27129 | 0.00941 | 0.00289 | 32.2907 | 15.0169 | 0.26729 | 0.00925 | 0.0029 | 32.6417 | 15.7272 | 0.2528 | 0.0088 | 0.00269 | 30.4008 | 20.1895 | 0.22296 | 0.00746 | 0.00248 | 29.8425 | 20.4097 | 0.22169 | 0.0074 | 0.00247 | 29.5499 | 25.4423 | 0.21192 | 0.00669 | 0.00243 | 30.2649 | 26.0525 | 0.20623 | 0.00652 | 0.00226 | 29.0912 | 26.5929 | 0.20411 | 0.00642 | 0.00225 | 29.4319 | 26.4328 | 0.21838 | 0.00674 | 0.00234 | 31.9357 | 28.6141 | 0.23213 | 0.00745 | 0.00265 | 31.2691 | 31.4158 | 0.21879 | 0.00692 | 0.0026 | 31.4614 | 32.9472 | 0.23026 | 0.00746 | 0.00253 | 33.3475 | 35.6973 | 0.23357 | 0.00754 | 0.00242 | 32.5571 | 35.9687 | 0.23517 | 0.00755 | 0.00254 | 35.9219 | 37.3691 | 0.26429 | 0.00834 | 0.00269 | 32.8336 | 43.6335 | 0.23729 | 0.00735 | 0.0025 | 33.0005 | 43.0239 | 0.23738 | 0.00739 | 0.00261 | 33.6576 | 45.4053 | 0.24366 | 0.00745 | 0.00253 | 33.496 | 46.5159 | 0.24013 | 0.00732 | 0.0025 | 34.4771 | 50.8795 | 0.25128 | 0.00815 | 0.0026 | 34.0362 | 56.3611 | 0.22759 | 0.00735 | 0.0024 | 33.6062 | 56.6815 | 0.22723 | 0.00733 | 0.00241
34.7222 | 0.00977 | 3.71 | 0.17345 | 0.2611 | 39.7219 | 0.0088318 | 9.42 | 0.43303 | 0.48204 | 39.7878 | 0.0088209 | 14.17 | 0.6234 | 0.60428 | 39.7878 | 0.035415 | 3.53 | 0.15515 | 0.14392 | 37.4719 | 0.037046 | 4.22 | 0.17133 | 0.15223 | 39.1961 | 0.080854 | 3.55 | 0.14984 | 0.09597 | 34.9546 | 0.2392 | 1.55 | 0.06139 | 0.03561 | 34.063 | 0.24391 | 1.63 | 0.06311 | 0.03593 | 31.25 | 0.37766 | 1.07 | 0.04099 | 0.02257 | 32.136 | 0.51242 | 0.94635 | 0.03784 | 0.01832 | 33.3333 | 0.49841 | 1.08 | 0.04395 | 0.02012 | 34.3857 | 0.63337 | 0.93058 | 0.03768 | 0.01675 | 35.2962 | 0.62096 | 1.03 | 0.04137 | 0.01802 | 36.1131 | 0.61036 | 1.14 | 0.04477 | 0.01925 | 36.846 | 0.76162 | 0.99576 | 0.03826 | 0.01641 | 35.014 | 0.97171 | 0.78617 | 0.03011 | 0.01272 | 38.1061 | 0.91158 | 0.95099 | 0.03977 | 0.01487 | 36.3785 | 0.9441 | 0.92173 | 0.03847 | 0.01419 | 37.5235 | 1.3175 | 0.75176 | 0.03162 | 0.01117 | 37.0617 | 1.6166 | 0.69977 | 0.02889 | 0.00986 | 39.318 | 1.7557 | 0.70325 | 0.02866 | 0.00969 | 37.9625 | 1.8017 | 0.68821 | 0.02799 | 0.00939 | 37.5328 | 2.385 | 0.57772 | 0.02282 | 0.00758 | 37.1758 | 2.6771 | 0.55859 | 0.02147 | 0.00708 | 37.8726 | 2.6431 | 0.60809 | 0.02284 | 0.00748 | 38.9235 | 2.9692 | 0.54703 | 0.02045 | 0.00678 | 37.5357 | 3.0442 | 0.57426 | 0.0209 | 0.00683 | 37.5347 | 3.5935 | 0.4846 | 0.01764 | 0.00585 | 36.4009 | 3.6705 | 0.5081 | 0.01802 | 0.00591 | 35.4514 | 3.7386 | 0.53201 | 0.01839 | 0.00597 | 35.4551 | 4.4469 | 0.45118 | 0.01553 | 0.00515 | 34.0374 | 4.573 | 0.44144 | 0.01515 | 0.005 | 35.3329 | 4.8651 | 0.43968 | 0.01473 | 0.00491 | 34.6547 | 5.3583 | 0.40326 | 0.01343 | 0.00453 | 35.7558 | 6.0406 | 0.39933 | 0.01398 | 0.00439 | 34.5214 | 7.1331 | 0.34576 | 0.01195 | 0.00397 | 35.1958 | 7.0431 | 0.39264 | 0.01437 | 0.00427 | 35.754 | 7.4102 | 0.37175 | 0.01362 | 0.00399 | 34.6538 | 7.5633 | 0.36622 | 0.01338 | 0.00392 | 35.1953 | 8.0075 | 0.3466 | 0.01264 | 0.00371 | 35.7526 | 7.9255 | 0.38803 | 0.01437 | 0.00396 | 35.7531 | 8.8819 | 0.34916 | 0.01287 | 0.00367 | 38.2359 | 8.5027 | 0.39651 | 0.01466 | 0.004 | 36.6224 | 9.7973 | 0.38196 | 0.01379 | 0.00374 | 34.8463 | 10.6848 | 0.32537 | 0.0118 | 0.00336 | 37.0755 | 10.2645 | 0.36494 | 0.01316 | 0.00362 | 35.2926 | 11.305 | 0.31006 | 0.01119 | 0.00323 | 35.7522 | 11.2149 | 0.3401 | 0.01214 | 0.00341 | 34.9199 | 11.375 | 0.33675 | 0.01199 | 0.00337 | 33.7435 | 13.376 | 0.29041 | 0.01024 | 0.00298 | 33.3686 | 14.1764 | 0.27791 | 0.00972 | 0.00294 | 33.8866 | 14.0463 | 0.30289 | 0.01043 | 0.00309 | 34.9816 | 14.3064 | 0.29832 | 0.01025 | 0.00309 | 35.3618 | 14.9867 | 0.28241 | 0.00976 | 0.00288 | 32.7393 | 19.3489 | 0.24597 | 0.00815 | 0.00261 | 32.1381 | 19.559 | 0.24445 | 0.00808 | 0.0026 | 31.5199 | 24.5616 | 0.2301 | 0.00717 | 0.00252 | 32.2825 | 25.1318 | 0.224 | 0.00699 | 0.00235 | 31.0306 | 25.6922 | 0.2215 | 0.00688 | 0.00234 | 33.1109 | 24.7815 | 0.25391 | 0.00842 | 0.00251 | 35.4841 | 27.0028 | 0.26484 | 0.00878 | 0.0028 | 34.7435 | 29.6844 | 0.24857 | 0.00811 | 0.00274 | 34.6075 | 31.3258 | 0.25856 | 0.00848 | 0.00267 | 36.3791 | 34.086 | 0.25964 | 0.0084 | 0.00254 | 35.5168 | 34.3973 | 0.26102 | 0.0084 | 0.00266 | 38.6851 | 35.9879 | 0.28909 | 0.00905 | 0.0028 | 35.3592 | 42.182 | 0.25849 | 0.00794 | 0.00259 | 35.5389 | 41.7224 | 0.25884 | 0.008 | 0.0027 | 38.4658 | 42.7225 | 0.28495 | 0.00948 | 0.00271 | 38.2812 | 43.9231 | 0.28037 | 0.00929 | 0.00267 | 38.7868 | 48.3266 | 0.28795 | 0.00967 | 0.00275 | 38.2907 | 53.3981 | 0.26074 | 0.00873 | 0.00253 | 37.807 | 53.7184 | 0.26019 | 0.00869 | 0.00253
37.2024 | 0.0092767 | 4.19 | 0.19207 | 0.29277 | 44.6872 | 0.0080854 | 11.56 | 0.54042 | 0.58611 | 43.1034 | 0.0083066 | 16.29 | 0.70084 | 0.68994 | 43.1034 | 0.033344 | 4.05 | 0.17445 | 0.16442 | 39.97 | 0.035295 | 4.72 | 0.18735 | 0.16945 | 42.7594 | 0.075722 | 4.13 | 0.17209 | 0.1109 | 37.4513 | 0.2269 | 1.75 | 0.06767 | 0.03983 | 36.3339 | 0.2322 | 1.82 | 0.06899 | 0.03989 | 33.3333 | 0.35956 | 1.19 | 0.04476 | 0.02501 | 35.7066 | 0.473 | 1.13 | 0.04622 | 0.02163 | 36.6667 | 0.46359 | 1.27 | 0.05169 | 0.0234 | 37.5117 | 0.59315 | 1.08 | 0.04331 | 0.01921 | 38.2375 | 0.58454 | 1.18 | 0.04674 | 0.02045 | 38.891 | 0.57714 | 1.29 | 0.04992 | 0.02165 | 42.1097 | 0.68848 | 1.25 | 0.05246 | 0.02021 | 40.016 | 0.87856 | 0.98296 | 0.0412 | 0.01563 | 42.8694 | 0.83404 | 1.16 | 0.04971 | 0.01786 | 40.9258 | 0.86376 | 1.12 | 0.04805 | 0.01702 | 41.6927 | 1.2175 | 0.8953 | 0.03771 | 0.01309 | 40.7679 | 1.5086 | 0.81619 | 0.03335 | 0.0113 | 42.8924 | 1.6457 | 0.81025 | 0.0325 | 0.011 | 41.4136 | 1.6887 | 0.79244 | 0.03172 | 0.01064 | 40.6606 | 2.2549 | 0.65613 | 0.02544 | 0.00847 | 40.0355 | 2.542 | 0.62829 | 0.02368 | 0.00784 | 40.5778 | 2.518 | 0.67859 | 0.02498 | 0.00823 | 41.7037 | 2.8311 | 0.60975 | 0.02234 | 0.00744 | 40.038 | 2.9122 | 0.63533 | 0.02266 | 0.00745 | 40.037 | 3.4364 | 0.53634 | 0.01913 | 0.00637 | 38.6759 | 3.5195 | 0.55869 | 0.01942 | 0.0064 | 37.5368 | 3.5935 | 0.58162 | 0.01972 | 0.00644 | 37.5407 | 4.2758 | 0.49287 | 0.01664 | 0.00554 | 36.0396 | 4.3979 | 0.48199 | 0.01623 | 0.00538 | 39.2588 | 4.5269 | 0.51719 | 0.01841 | 0.00561 | 38.5052 | 4.9881 | 0.47362 | 0.01676 | 0.00516 | 40.2253 | 5.5783 | 0.47766 | 0.01788 | 0.00506 | 38.8366 | 6.5958 | 0.41205 | 0.01523 | 0.00451 | 39.1065 | 6.5658 | 0.45951 | 0.01723 | 0.0048 | 39.7267 | 6.9109 | 0.43528 | 0.01635 | 0.00449 | 38.5042 | 7.056 | 0.42846 | 0.01605 | 0.00441 | 39.1059 | 7.4702 | 0.40538 | 0.01516 | 0.00418 | 39.3279 | 7.4422 | 0.44723 | 0.01666 | 0.00442 | 39.3284 | 8.3466 | 0.40196 | 0.01491 | 0.00406 | 41.7119 | 8.0294 | 0.45153 | 0.01662 | 0.00441 | 39.6743 | 9.303 | 0.42958 | 0.01537 | 0.00407 | 38.0141 | 10.1044 | 0.36914 | 0.01335 | 0.00367 | 40.1651 | 9.7482 | 0.41039 | 0.01466 | 0.00394 | 38.501 | 10.6946 | 0.35141 | 0.01265 | 0.00352 | 38.7315 | 10.6546 | 0.3817 | 0.01351 | 0.00369 | 37.8298 | 10.8147 | 0.37772 | 0.01334 | 0.00365 | 36.5555 | 12.7256 | 0.32526 | 0.01138 | 0.00321 | 36.1493 | 13.496 | 0.31077 | 0.01078 | 0.00315 | 36.4933 | 13.4159 | 0.336 | 0.01145 | 0.00329 | 37.6725 | 13.666 | 0.33084 | 0.01125 | 0.00329 | 38.082 | 14.3262 | 0.31344 | 0.01071 | 0.00307 | 35.0779 | 18.5684 | 0.26995 | 0.00884 | 0.00274 | 34.4337 | 18.7785 | 0.26818 | 0.00876 | 0.00273 | 35.4599 | 22.9705 | 0.26839 | 0.009 | 0.00271 | 36.3179 | 23.5106 | 0.26141 | 0.00878 | 0.00255 | 34.9094 | 24.051 | 0.25808 | 0.00862 | 0.00253 | 36.7899 | 23.3305 | 0.29173 | 0.00999 | 0.0027 | 39.0326 | 25.5918 | 0.29944 | 0.01006 | 0.00297 | 38.2178 | 28.1532 | 0.28003 | 0.00926 | 0.00289 | 37.7537 | 29.8846 | 0.28828 | 0.00947 | 0.00281 | 39.4107 | 32.6449 | 0.2869 | 0.00925 | 0.00266 | 38.4766 | 32.9761 | 0.28802 | 0.00923 | 0.00279 | 44.2116 | 33.5559 | 0.34142 | 0.01171 | 0.00303 | 40.4106 | 39.5996 | 0.30299 | 0.01014 | 0.00278 | 40.6159 | 39.3499 | 0.30373 | 0.01022 | 0.00289 | 43.274 | 40.3802 | 0.32874 | 0.01133 | 0.00289 | 43.0663 | 41.6308 | 0.3229 | 0.01107 | 0.00286 | 43.0964 | 46.0543 | 0.3265 | 0.01111 | 0.0029 | 42.5452 | 50.7856 | 0.29567 | 0.01003 | 0.00266 | 42.0078 | 51.0959 | 0.29491 | 0.00999 | 0.00266
39.6825 | 0.0088375 | 4.68 | 0.21107 | 0.32592 | 49.6524 | 0.0074731 | 13.89 | 0.64574 | 0.69831 | 46.4191 | 0.0078584 | 18.53 | 0.77922 | 0.78017 | 46.4191 | 0.031543 | 4.61 | 0.19398 | 0.18603 | 42.4681 | 0.033714 | 5.25 | 0.2036 | 0.18741 | 46.3227 | 0.0713 | 4.74 | 0.19435 | 0.1267 | 39.9481 | 0.21609 | 1.95 | 0.07403 | 0.04425 | 40.8756 | 0.21229 | 2.23 | 0.09071 | 0.04832 | 37.5 | 0.32874 | 1.45 | 0.05873 | 0.03019 | 39.2773 | 0.43998 | 1.33 | 0.0544 | 0.02518 | 40 | 0.43388 | 1.47 | 0.05937 | 0.02689 | 40.6377 | 0.55833 | 1.24 | 0.04893 | 0.02181 | 41.1789 | 0.55283 | 1.34 | 0.05212 | 0.02301 | 44.4469 | 0.52181 | 1.62 | 0.0688 | 0.0268 | 47.3734 | 0.62985 | 1.52 | 0.06566 | 0.02435 | 45.018 | 0.80382 | 1.2 | 0.05153 | 0.0188 | 47.6327 | 0.77031 | 1.39 | 0.05937 | 0.02109 | 45.4731 | 0.79772 | 1.34 | 0.05736 | 0.02008 | 45.862 | 1.1335 | 1.05 | 0.04373 | 0.01514 | 44.4741 | 1.4166 | 0.94058 | 0.03781 | 0.01283 | 46.4667 | 1.5496 | 0.92411 | 0.03637 | 0.01237 | 44.8647 | 1.5906 | 0.90337 | 0.03548 | 0.01196 | 43.7883 | 2.1378 | 0.73896 | 0.02807 | 0.0094 | 42.8951 | 2.421 | 0.70159 | 0.02591 | 0.00863 | 43.283 | 2.406 | 0.75246 | 0.02713 | 0.009 | 44.484 | 2.708 | 0.67543 | 0.02424 | 0.00813 | 42.5404 | 2.7921 | 0.6991 | 0.02444 | 0.00808 | 42.5393 | 3.2943 | 0.59039 | 0.02065 | 0.00692 | 40.951 | 3.3824 | 0.61139 | 0.02084 | 0.00691 | 41.7075 | 3.3394 | 0.68662 | 0.02475 | 0.00742 | 41.7119 | 3.9766 | 0.58108 | 0.02085 | 0.00636 | 40.044 | 4.0897 | 0.56775 | 0.02031 | 0.00616 | 44.1661 | 4.1747 | 0.62179 | 0.02368 | 0.00655 | 43.3184 | 4.6009 | 0.56853 | 0.02153 | 0.006 | 44.6947 | 5.1921 | 0.56214 | 0.02155 | 0.00578 | 43.1518 | 6.1455 | 0.48346 | 0.01831 | 0.00509 | 43.0171 | 6.1586 | 0.53101 | 0.02001 | 0.00535 | 43.6993 | 6.4847 | 0.5032 | 0.019 | 0.00503 | 42.3546 | 6.6218 | 0.49498 | 0.01863 | 0.00493 | 43.0165 | 7.0109 | 0.46821 | 0.0176 | 0.00468 | 42.9031 | 7.0229 | 0.51012 | 0.01891 | 0.00489 | 42.9037 | 7.8813 | 0.45802 | 0.01691 | 0.00448 | 45.1878 | 7.6152 | 0.50968 | 0.01857 | 0.00484 | 42.7262 | 8.8638 | 0.47965 | 0.01694 | 0.00442 | 41.182 | 9.5901 | 0.41534 | 0.01488 | 0.00399 | 43.2547 | 9.2869 | 0.45817 | 0.01617 | 0.00427 | 41.7094 | 10.1643 | 0.39502 | 0.01409 | 0.00382 | 41.7109 | 10.1643 | 0.42539 | 0.01487 | 0.00398 | 40.7398 | 10.3144 | 0.42076 | 0.01468 | 0.00393 | 39.3674 | 12.1453 | 0.36183 | 0.01251 | 0.00345 | 38.93 | 12.8856 | 0.34524 | 0.01185 | 0.00337 | 39.1 | 12.8556 | 0.37062 | 0.01246 | 0.0035 | 40.3634 | 13.0857 | 0.36483 | 0.01225 | 0.00351 | 40.8021 | 13.7259 | 0.34587 | 0.01167 | 0.00328 | 37.4164 | 17.8679 | 0.29491 | 0.00953 | 0.00289 | 36.7293 | 18.068 | 0.29286 | 0.00944 | 0.00287 | 39.3999 | 21.5895 | 0.30923 | 0.01071 | 0.00292 | 40.3532 | 22.0996 | 0.30131 | 0.01045 | 0.00275 | 38.7883 | 22.62 | 0.29707 | 0.01025 | 0.00273 | 40.4689 | 22.0597 | 0.33181 | 0.01149 | 0.0029 | 42.581 | 24.3309 | 0.33588 | 0.01132 | 0.00314 | 41.6921 | 26.8022 | 0.31313 | 0.01039 | 0.00305 | 40.8998 | 28.5836 | 0.31939 | 0.01045 | 0.00295 | 42.4422 | 31.334 | 0.31533 | 0.01009 | 0.00279 | 41.4363 | 31.6751 | 0.31615 | 0.01006 | 0.00291 | 49.738 | 31.4843 | 0.39738 | 0.01414 | 0.00328 | 45.4619 | 37.3476 | 0.35028 | 0.01216 | 0.00299 | 45.6929 | 37.258 | 0.35122 | 0.01224 | 0.0031 | 48.0822 | 38.3184 | 0.37497 | 0.01309 | 0.00309 | 47.8515 | 39.6089 | 0.36769 | 0.01277 | 0.00305 | 47.406 | 44.0223 | 0.36689 | 0.0125 | 0.00307 | 46.7997 | 48.4435 | 0.33233 | 0.0113 | 0.0028 | 46.2086 | 48.7538 | 0.33135 | 0.01125 | 0.0028
44.6429 | 0.0080912 | 5.75 | 0.27151 | 0.39656 | 54.6177 | 0.0069608 | 16.4 | 0.75077 | 0.81833 | 49.7347 | 0.0074632 | 20.9 | 0.85865 | 0.87484 | 49.7347 | 0.029952 | 5.2 | 0.21378 | 0.20871 | 44.9663 | 0.032303 | 5.8 | 0.22008 | 0.2061 | 49.886 | 0.067438 | 5.4 | 0.21671 | 0.14336 | 44.9416 | 0.19758 | 2.39 | 0.09742 | 0.05365 | 45.4174 | 0.19598 | 2.68 | 0.11112 | 0.05742 | 41.6667 | 0.30343 | 1.74 | 0.07187 | 0.03579 | 42.848 | 0.41177 | 1.54 | 0.06251 | 0.02896 | 43.3333 | 0.40827 | 1.69 | 0.06704 | 0.03058 | 43.7637 | 0.52801 | 1.4 | 0.05457 | 0.02456 | 47.0616 | 0.4998 | 1.69 | 0.07184 | 0.02851 | 50.0028 | 0.47759 | 1.99 | 0.0863 | 0.03241 | 52.6371 | 0.58173 | 1.82 | 0.07849 | 0.02882 | 50.02 | 0.7424 | 1.43 | 0.06157 | 0.02221 | 52.3959 | 0.71698 | 1.63 | 0.06894 | 0.02454 | 50.0205 | 0.7424 | 1.58 | 0.06659 | 0.02335 | 50.0313 | 1.0624 | 1.22 | 0.04976 | 0.01732 | 48.1803 | 1.3365 | 1.07 | 0.04228 | 0.01444 | 50.0411 | 1.4666 | 1.04 | 0.04027 | 0.01382 | 48.3158 | 1.5056 | 1.02 | 0.03927 | 0.01336 | 46.9161 | 2.0338 | 0.82617 | 0.03073 | 0.01038 | 45.7548 | 2.3109 | 0.77847 | 0.02816 | 0.00946 | 45.9882 | 2.3019 | 0.82973 | 0.02931 | 0.00981 | 47.2642 | 2.596 | 0.74401 | 0.02616 | 0.00885 | 45.0428 | 2.684 | 0.76552 | 0.02623 | 0.00874 | 45.0417 | 3.1653 | 0.6467 | 0.02217 | 0.00749 | 45.5011 | 3.1433 | 0.72294 | 0.02621 | 0.00798 | 46.9209 | 3.0762 | 0.82847 | 0.03194 | 0.00872 | 46.9258 | 3.6645 | 0.7002 | 0.02688 | 0.00746 | 45.0496 | 3.7695 | 0.68355 | 0.02616 | 0.00721 | 49.0735 | 3.8806 | 0.73475 | 0.02862 | 0.00755 | 48.1315 | 4.2787 | 0.671 | 0.026 | 0.0069 | 49.1642 | 4.865 | 0.6526 | 0.0251 | 0.00654 | 47.467 | 5.7613 | 0.55987 | 0.0213 | 0.00572 | 46.9278 | 5.8064 | 0.60704 | 0.02276 | 0.00594 | 47.672 | 6.1165 | 0.57539 | 0.0216 | 0.00561 | 46.205 | 6.2466 | 0.56567 | 0.02118 | 0.00548 | 46.9271 | 6.6127 | 0.53498 | 0.02001 | 0.0052 | 46.4784 | 6.6557 | 0.57661 | 0.02115 | 0.00539 | 46.479 | 7.4731 | 0.51726 | 0.0189 | 0.00493 | 48.6638 | 7.247 | 0.57088 | 0.02052 | 0.00529 | 45.778 | 8.4705 | 0.53212 | 0.01852 | 0.00478 | 44.3498 | 9.1358 | 0.46391 | 0.01641 | 0.00433 | 46.3444 | 8.8757 | 0.50825 | 0.01767 | 0.00462 | 44.9179 | 9.683 | 0.44085 | 0.01553 | 0.00414 | 44.6902 | 9.716 | 0.47115 | 0.01624 | 0.00429 | 43.6498 | 9.8651 | 0.46583 | 0.01602 | 0.00423 | 42.1794 | 11.625 | 0.4001 | 0.01365 | 0.0037 | 41.7107 | 12.3453 | 0.38129 | 0.01291 | 0.0036 | 41.7066 | 12.3453 | 0.40671 | 0.01348 | 0.00373 | 43.0543 | 12.5654 | 0.40028 | 0.01325 | 0.00373 | 43.5223 | 13.1755 | 0.37968 | 0.01262 | 0.00349 | 42.0934 | 16.6271 | 0.34767 | 0.01212 | 0.00319 | 41.3204 | 16.8172 | 0.34503 | 0.012 | 0.00317 | 43.3398 | 20.3888 | 0.35258 | 0.01235 | 0.00314 | 44.3885 | 20.8789 | 0.34364 | 0.01206 | 0.00298 | 42.6671 | 21.3792 | 0.33842 | 0.01181 | 0.00294 | 44.1478 | 20.9489 | 0.37411 | 0.01297 | 0.00312 | 46.1294 | 23.2102 | 0.37414 | 0.01255 | 0.00333 | 45.1665 | 25.5914 | 0.34785 | 0.0115 | 0.00321 | 44.0459 | 27.4128 | 0.35187 | 0.01142 | 0.00311 | 48.5054 | 29.0424 | 0.37562 | 0.01323 | 0.00306 | 47.3558 | 29.4134 | 0.37574 | 0.01314 | 0.00319 | 55.2645 | 29.683 | 0.45688 | 0.01647 | 0.00354 | 50.5132 | 35.386 | 0.40032 | 0.01408 | 0.0032 | 50.7699 | 35.3964 | 0.4013 | 0.01415 | 0.00331 | 52.8905 | 36.4969 | 0.42361 | 0.0148 | 0.00329 | 52.6366 | 37.7974 | 0.4147 | 0.0144 | 0.00324 | 51.7157 | 42.1806 | 0.4091 | 0.01386 | 0.00324 | 51.0543 | 46.3618 | 0.37071 | 0.01254 | 0.00294 | 50.4094 | 46.662 | 0.36948 | 0.01248 | 0.00294
49.6032 | 0.0074779 | 6.91 | 0.32994 | 0.47274 | 59.5829 | 0.0065246 | 19.08 | 0.85641 | 0.94587 | 53.0504 | 0.007113 | 23.38 | 0.93921 | 0.97384 | 53.0504 | 0.028541 | 5.82 | 0.23385 | 0.23244 | 49.9625 | 0.029852 | 6.97 | 0.2792 | 0.24565 | 53.4493 | 0.064046 | 6.09 | 0.23925 | 0.16084 | 49.9351 | 0.18238 | 2.87 | 0.1194 | 0.06381 | 49.9591 | 0.18238 | 3.16 | 0.13099 | 0.06717 | 45.8333 | 0.28232 | 2.05 | 0.08468 | 0.04179 | 46.4186 | 0.38756 | 1.77 | 0.0706 | 0.03296 | 46.6667 | 0.38596 | 1.91 | 0.07475 | 0.03447 | 50.0156 | 0.47749 | 1.77 | 0.07523 | 0.03047 | 52.9443 | 0.45748 | 2.07 | 0.09012 | 0.03451 | 55.5586 | 0.44127 | 2.38 | 0.10327 | 0.03847 | 57.9008 | 0.54151 | 2.15 | 0.09118 | 0.0336 | 55.022 | 0.69117 | 1.69 | 0.0715 | 0.02587 | 57.1592 | 0.67166 | 1.89 | 0.0785 | 0.02822 | 54.5678 | 0.69548 | 1.83 | 0.07583 | 0.02683 | 54.2005 | 1.0004 | 1.39 | 0.05582 | 0.01962 | 51.8864 | 1.2655 | 1.21 | 0.04679 | 0.01614 | 53.6155 | 1.3935 | 1.17 | 0.04421 | 0.01534 | 51.767 | 1.4296 | 1.14 | 0.04311 | 0.01482 | 50.0438 | 1.9407 | 0.91768 | 0.03342 | 0.0114 | 48.6145 | 2.2099 | 0.85894 | 0.03043 | 0.01032 | 48.6934 | 2.2069 | 0.9104 | 0.03151 | 0.01065 | 50.0445 | 2.4889 | 0.81554 | 0.0281 | 0.00959 | 50.0475 | 2.4889 | 0.90623 | 0.03301 | 0.01013 | 50.0463 | 2.9412 | 0.76591 | 0.02793 | 0.00868 | 51.1887 | 2.8951 | 0.87367 | 0.03387 | 0.00942 | 52.1344 | 2.8581 | 0.98181 | 0.03869 | 0.01013 | 52.1398 | 3.4053 | 0.82892 | 0.03253 | 0.00863 | 50.0551 | 3.5034 | 0.80866 | 0.03165 | 0.00833 | 53.9808 | 3.6324 | 0.85584 | 0.03342 | 0.00862 | 52.9447 | 4.0066 | 0.78081 | 0.03035 | 0.00786 | 53.6337 | 4.5818 | 0.7489 | 0.02861 | 0.00735 | 51.7822 | 5.4302 | 0.64116 | 0.02425 | 0.00638 | 50.8384 | 5.4992 | 0.6875 | 0.02548 | 0.00657 | 51.6447 | 5.7943 | 0.65176 | 0.02419 | 0.00621 | 50.0554 | 5.9184 | 0.64044 | 0.02371 | 0.00606 | 50.8376 | 6.2655 | 0.60562 | 0.02239 | 0.00575 | 50.0536 | 6.3316 | 0.64665 | 0.02339 | 0.00592 | 50.0543 | 7.1119 | 0.57962 | 0.02088 | 0.00539 | 52.1398 | 6.9198 | 0.63508 | 0.02246 | 0.00576 | 48.8299 | 8.1163 | 0.58695 | 0.0201 | 0.00516 | 47.5177 | 8.7296 | 0.51481 | 0.01794 | 0.00469 | 49.434 | 8.5045 | 0.56058 | 0.01918 | 0.00498 | 48.1263 | 9.2558 | 0.48888 | 0.01697 | 0.00448 | 47.6696 | 9.3148 | 0.51894 | 0.01761 | 0.00461 | 46.5598 | 9.4589 | 0.51289 | 0.01737 | 0.00455 | 44.9913 | 11.1547 | 0.44003 | 0.01479 | 0.00396 | 44.4914 | 11.845 | 0.41889 | 0.01398 | 0.00384 | 46.92 | 11.4447 | 0.48322 | 0.01731 | 0.0042 | 48.4361 | 11.6548 | 0.47541 | 0.01701 | 0.0042 | 48.9625 | 12.225 | 0.45132 | 0.01621 | 0.00394 | 46.7705 | 15.5765 | 0.40419 | 0.01454 | 0.00351 | 45.9116 | 15.7566 | 0.4009 | 0.01438 | 0.00348 | 47.2798 | 19.3381 | 0.39837 | 0.01396 | 0.00337 | 48.4238 | 19.7982 | 0.38837 | 0.01363 | 0.00321 | 46.5459 | 20.2885 | 0.38209 | 0.01334 | 0.00317 | 47.8268 | 19.9483 | 0.4186 | 0.01443 | 0.00334 | 49.6778 | 22.2095 | 0.41419 | 0.01378 | 0.00352 | 48.6408 | 24.5007 | 0.38417 | 0.0126 | 0.00338 | 50.3382 | 25.3713 | 0.42084 | 0.01504 | 0.00343 | 54.5686 | 27.1212 | 0.44043 | 0.0161 | 0.00335 | 53.2752 | 27.5021 | 0.43969 | 0.01597 | 0.00348 | 60.7909 | 28.122 | 0.51983 | 0.01873 | 0.00382 | 55.5645 | 33.6447 | 0.45303 | 0.01594 | 0.00342 | 55.8469 | 33.735 | 0.45393 | 0.016 | 0.00353 | 57.6987 | 34.8657 | 0.4746 | 0.01647 | 0.00351 | 57.4218 | 36.1761 | 0.46388 | 0.016 | 0.00345 | 56.0253 | 40.5292 | 0.45308 | 0.0152 | 0.00341 | 55.3088 | 44.4703 | 0.41077 | 0.01377 | 0.00309 | 54.6101 | 44.7705 | 0.40927 | 0.0137 | 0.00309
54.5635 | 0.0069657 | 8.15 | 0.3879 | 0.55427 | 64.5482 | 0.0061504 | 21.94 | 0.96311 | 1.08 | 56.366 | 0.0067989 | 25.99 | 1.02 | 1.08 | 56.366 | 0.027281 | 6.47 | 0.25422 | 0.25719 | 56.2078 | 0.027341 | 8.55 | 0.36318 | 0.29896 | 57.0125 | 0.061035 | 6.82 | 0.26198 | 0.17912 | 54.9286 | 0.16977 | 3.39 | 0.14078 | 0.07468 | 54.5009 | 0.17077 | 3.67 | 0.15065 | 0.07754 | 50 | 0.26431 | 2.39 | 0.09735 | 0.04817 | 49.9893 | 0.36645 | 2.01 | 0.07873 | 0.03717 | 53.3333 | 0.34894 | 2.41 | 0.10299 | 0.04284 | 56.2676 | 0.43707 | 2.16 | 0.09436 | 0.03691 | 58.827 | 0.42277 | 2.48 | 0.10782 | 0.04099 | 61.1145 | 0.41086 | 2.81 | 0.12003 | 0.04496 | 63.1645 | 0.5074 | 2.49 | 0.10386 | 0.03869 | 60.024 | 0.64755 | 1.96 | 0.08143 | 0.02976 | 61.9225 | 0.63264 | 2.17 | 0.08811 | 0.03211 | 59.1151 | 0.65496 | 2.1 | 0.0851 | 0.03052 | 58.3698 | 0.94667 | 1.58 | 0.06192 | 0.02205 | 55.5926 | 1.2035 | 1.36 | 0.05134 | 0.01791 | 57.1898 | 1.3275 | 1.31 | 0.04819 | 0.01693 | 55.2181 | 1.3625 | 1.28 | 0.04698 | 0.01634 | 53.1715 | 1.8577 | 1.01 | 0.03613 | 0.01246 | 51.4742 | 2.1178 | 0.943 | 0.03274 | 0.01121 | 54.1038 | 2.0418 | 1.08 | 0.03987 | 0.01242 | 55.605 | 2.3039 | 0.96742 | 0.03548 | 0.01115 | 56.3035 | 2.2828 | 1.1 | 0.04275 | 0.012 | 56.3021 | 2.702 | 0.92722 | 0.03616 | 0.01028 | 56.8764 | 2.682 | 1.04 | 0.04108 | 0.01097 | 57.3478 | 2.665 | 1.15 | 0.04525 | 0.01162 | 57.3538 | 3.1852 | 0.96696 | 0.03801 | 0.00988 | 55.0606 | 3.2783 | 0.94282 | 0.03697 | 0.00953 | 58.8882 | 3.4203 | 0.98483 | 0.03814 | 0.00975 | 57.7578 | 3.7725 | 0.89777 | 0.03462 | 0.00887 | 58.1032 | 4.3367 | 0.85089 | 0.03209 | 0.0082 | 56.0974 | 5.142 | 0.7272 | 0.02717 | 0.00708 | 54.7491 | 5.2281 | 0.7723 | 0.0282 | 0.00722 | 55.6174 | 5.5102 | 0.73222 | 0.02677 | 0.00684 | 53.9059 | 5.6282 | 0.71922 | 0.02623 | 0.00667 | 54.7482 | 5.9584 | 0.68003 | 0.02478 | 0.00633 | 53.6289 | 6.0424 | 0.72015 | 0.02563 | 0.00647 | 53.6297 | 6.7897 | 0.64505 | 0.02287 | 0.00588 | 55.6158 | 6.6256 | 0.70222 | 0.02442 | 0.00625 | 54.9337 | 7.504 | 0.70348 | 0.02604 | 0.00596 | 50.6855 | 8.3644 | 0.56802 | 0.01948 | 0.00506 | 55.6132 | 7.8621 | 0.6718 | 0.02485 | 0.00574 | 51.3347 | 8.8716 | 0.53905 | 0.01842 | 0.00483 | 53.6282 | 8.6184 | 0.62044 | 0.02276 | 0.00529 | 52.3798 | 8.7545 | 0.61283 | 0.02243 | 0.00521 | 50.6153 | 10.3342 | 0.52476 | 0.01906 | 0.00451 | 50.0528 | 10.9845 | 0.49863 | 0.01799 | 0.00435 | 52.1333 | 10.6943 | 0.5654 | 0.02088 | 0.00471 | 53.8178 | 10.8944 | 0.55612 | 0.02051 | 0.00471 | 54.4028 | 11.4245 | 0.52826 | 0.01955 | 0.00443 | 51.4475 | 14.666 | 0.46437 | 0.01686 | 0.00386 | 50.5027 | 14.8361 | 0.46038 | 0.01668 | 0.00382 | 51.2198 | 18.4075 | 0.44658 | 0.01555 | 0.00362 | 52.4591 | 18.8476 | 0.43545 | 0.01518 | 0.00346 | 50.4247 | 19.3079 | 0.42803 | 0.01485 | 0.00341 | 51.5058 | 19.0578 | 0.46523 | 0.01587 | 0.00358 | 56.7746 | 20.4785 | 0.49949 | 0.01834 | 0.00393 | 55.5895 | 22.6195 | 0.46144 | 0.0167 | 0.00375 | 56.6305 | 23.6602 | 0.49508 | 0.01836 | 0.00379 | 60.6318 | 25.4802 | 0.50962 | 0.01886 | 0.00366 | 59.1947 | 25.861 | 0.5079 | 0.01867 | 0.00379 | 66.3174 | 26.7511 | 0.58614 | 0.02096 | 0.00411 | 60.6159 | 32.1036 | 0.50837 | 0.01777 | 0.00366 | 60.9239 | 32.2539 | 0.50906 | 0.01781 | 0.00376 | 62.5069 | 33.4046 | 0.52789 | 0.01812 | 0.00373 | 62.2069 | 34.725 | 0.51519 | 0.01758 | 0.00367 | 60.3349 | 39.018 | 0.49881 | 0.01653 | 0.0036 | 59.5633 | 42.769 | 0.45247 | 0.01499 | 0.00325 | 58.8109 | 43.0592 | 0.45069 | 0.0149 | 0.00325
59.5238 | 0.0065295 | 9.49 | 0.44611 | 0.64095 | 69.5134 | 0.0058243 | 24.96 | 1.07 | 1.22 | 59.6817 | 0.0065167 | 28.71 | 1.1 | 1.18 | 59.6817 | 0.02614 | 7.15 | 0.27487 | 0.28294 | 62.4532 | 0.02528 | 10.28 | 0.44267 | 0.35641 | 64.1391 | 0.055922 | 8.37 | 0.34499 | 0.21804 | 59.9221 | 0.15896 | 3.94 | 0.16192 | 0.08626 | 59.0426 | 0.16077 | 4.22 | 0.17027 | 0.08852 | 54.1667 | 0.2488 | 2.74 | 0.11 | 0.05492 | 57.1306 | 0.33133 | 2.53 | 0.1085 | 0.04624 | 60 | 0.31932 | 2.95 | 0.12918 | 0.05196 | 62.5195 | 0.40396 | 2.6 | 0.1129 | 0.04386 | 64.7097 | 0.39375 | 2.93 | 0.12532 | 0.04792 | 66.6704 | 0.38515 | 3.27 | 0.13676 | 0.05186 | 68.4283 | 0.47808 | 2.86 | 0.11659 | 0.04407 | 65.026 | 0.61003 | 2.25 | 0.0914 | 0.03387 | 66.6857 | 0.59873 | 2.47 | 0.09779 | 0.0362 | 63.6624 | 0.61974 | 2.39 | 0.09444 | 0.0344 | 62.5391 | 0.89935 | 1.78 | 0.06808 | 0.0246 | 59.2988 | 1.1484 | 1.51 | 0.05593 | 0.01976 | 60.7642 | 1.2695 | 1.45 | 0.05222 | 0.01859 | 58.6692 | 1.3025 | 1.41 | 0.05091 | 0.01794 | 56.2993 | 1.7827 | 1.11 | 0.03888 | 0.01356 | 57.1935 | 1.9597 | 1.12 | 0.04147 | 0.0131 | 60.8667 | 1.8717 | 1.31 | 0.05183 | 0.0148 | 62.5556 | 2.1128 | 1.17 | 0.04604 | 0.01325 | 62.5594 | 2.1128 | 1.3 | 0.05193 | 0.014 | 62.5579 | 2.5009 | 1.1 | 0.04392 | 0.012 | 62.564 | 2.5009 | 1.21 | 0.04809 | 0.01261 | 62.5613 | 2.501 | 1.32 | 0.05174 | 0.0132 | 62.5678 | 2.9901 | 1.11 | 0.04342 | 0.01121 | 60.0661 | 3.0802 | 1.09 | 0.04222 | 0.01079 | 63.7955 | 3.2302 | 1.12 | 0.04283 | 0.01094 | 62.571 | 3.5694 | 1.02 | 0.03886 | 0.00993 | 62.5726 | 4.1216 | 0.95843 | 0.03556 | 0.00909 | 60.4125 | 4.8879 | 0.81789 | 0.03009 | 0.00781 | 58.6597 | 4.9869 | 0.86134 | 0.03093 | 0.00791 | 59.59 | 5.258 | 0.81669 | 0.02935 | 0.0075 | 57.7563 | 5.3701 | 0.80191 | 0.02876 | 0.00731 | 58.6588 | 5.6862 | 0.75813 | 0.02717 | 0.00694 | 57.2041 | 5.7833 | 0.79706 | 0.02787 | 0.00704 | 57.205 | 6.5016 | 0.71348 | 0.02487 | 0.00639 | 62.5678 | 6.1194 | 0.84504 | 0.03175 | 0.00729 | 61.0374 | 6.9927 | 0.82903 | 0.03156 | 0.00682 | 57.0212 | 7.7321 | 0.68111 | 0.02525 | 0.00584 | 61.7925 | 7.3269 | 0.79162 | 0.03012 | 0.00656 | 57.7515 | 8.2052 | 0.64564 | 0.02384 | 0.00557 | 59.5869 | 8.0361 | 0.72972 | 0.02755 | 0.00602 | 58.1998 | 8.1632 | 0.72041 | 0.02714 | 0.00592 | 56.2392 | 9.6428 | 0.61587 | 0.02304 | 0.0051 | 55.6143 | 10.2541 | 0.58433 | 0.02172 | 0.0049 | 57.3466 | 10.054 | 0.65311 | 0.02432 | 0.00525 | 59.1996 | 10.234 | 0.64226 | 0.02389 | 0.00525 | 59.8431 | 10.7442 | 0.61035 | 0.02277 | 0.00495 | 56.1246 | 13.8755 | 0.52813 | 0.01914 | 0.00422 | 55.0939 | 14.0356 | 0.52339 | 0.01893 | 0.00418 | 55.1598 | 17.5671 | 0.49715 | 0.01713 | 0.00388 | 56.4944 | 17.9972 | 0.48483 | 0.01672 | 0.00373 | 54.3036 | 18.4474 | 0.47621 | 0.01635 | 0.00366 | 58.8638 | 17.5369 | 0.56472 | 0.02124 | 0.00408 | 63.8715 | 19.0376 | 0.5916 | 0.02251 | 0.00439 | 62.5382 | 21.0485 | 0.5448 | 0.02046 | 0.00415 | 62.9228 | 22.2093 | 0.57443 | 0.02153 | 0.00417 | 66.695 | 24.0594 | 0.58308 | 0.02154 | 0.004 | 65.1142 | 24.4401 | 0.58025 | 0.0213 | 0.00412 | 71.8438 | 25.5303 | 0.65574 | 0.02317 | 0.00442 | 65.6672 | 30.7227 | 0.56627 | 0.01957 | 0.0039 | 66.0009 | 30.9129 | 0.56665 | 0.01959 | 0.00401 | 67.3151 | 32.0837 | 0.58345 | 0.01976 | 0.00397 | 66.9921 | 33.404 | 0.5686 | 0.01914 | 0.00389 | 64.6446 | 37.6469 | 0.54626 | 0.01785 | 0.00379 | 63.8178 | 41.2179 | 0.49578 | 0.0162 | 0.00342 | 63.0117 | 41.4981 | 0.49371 | 0.0161 | 0.00341
64.4841 | 0.0061543 | 10.91 | 0.50492 | 0.7326 | 74.4786 | 0.0055371 | 28.15 | 1.18 | 1.37 | 66.313 | 0.0060295 | 34.5 | 1.4 | 1.41 | 66.313 | 0.024179 | 8.59 | 0.34808 | 0.33736 | 68.6985 | 0.023559 | 12.14 | 0.52029 | 0.41781 | 71.2657 | 0.05174 | 10.06 | 0.42269 | 0.25995 | 64.9156 | 0.14976 | 4.53 | 0.183 | 0.0985 | 63.5843 | 0.15206 | 4.8 | 0.18995 | 0.10009 | 58.3333 | 0.23529 | 3.12 | 0.1227 | 0.06204 | 64.2719 | 0.30332 | 3.11 | 0.13608 | 0.05612 | 66.6667 | 0.29511 | 3.55 | 0.15456 | 0.0618 | 68.7715 | 0.37634 | 3.06 | 0.13121 | 0.05129 | 70.5924 | 0.36914 | 3.41 | 0.14278 | 0.05529 | 72.2262 | 0.36304 | 3.75 | 0.15354 | 0.05916 | 73.692 | 0.45257 | 3.25 | 0.12941 | 0.04974 | 70.028 | 0.57732 | 2.56 | 0.10143 | 0.03821 | 71.449 | 0.56882 | 2.78 | 0.10754 | 0.0405 | 68.2097 | 0.58873 | 2.69 | 0.10387 | 0.03847 | 66.7084 | 0.85733 | 1.98 | 0.07429 | 0.02727 | 63.005 | 1.0994 | 1.68 | 0.06057 | 0.02169 | 64.3386 | 1.2165 | 1.59 | 0.0563 | 0.02031 | 62.1204 | 1.2485 | 1.55 | 0.05487 | 0.01959 | 62.5547 | 1.6526 | 1.33 | 0.04924 | 0.01588 | 64.3427 | 1.7967 | 1.36 | 0.05395 | 0.01564 | 67.6297 | 1.7326 | 1.57 | 0.06309 | 0.01737 | 69.5062 | 1.9567 | 1.4 | 0.05598 | 0.01551 | 68.8154 | 1.9707 | 1.53 | 0.06086 | 0.01614 | 68.8137 | 2.3329 | 1.29 | 0.05146 | 0.01383 | 68.2516 | 2.3469 | 1.4 | 0.05503 | 0.01436 | 67.7747 | 2.3589 | 1.51 | 0.05821 | 0.01487 | 67.7818 | 2.8211 | 1.27 | 0.04882 | 0.01261 | 65.0716 | 2.9061 | 1.24 | 0.04745 | 0.01213 | 68.7029 | 3.0611 | 1.27 | 0.04753 | 0.01218 | 67.3841 | 3.3843 | 1.15 | 0.04311 | 0.01105 | 67.0421 | 3.9305 | 1.07 | 0.03904 | 0.01003 | 64.7277 | 4.6628 | 0.91312 | 0.03301 | 0.00857 | 62.5704 | 4.7718 | 0.95453 | 0.03366 | 0.00863 | 63.5627 | 5.0319 | 0.90508 | 0.03195 | 0.00819 | 61.6067 | 5.14 | 0.88845 | 0.03129 | 0.00798 | 62.5694 | 5.4421 | 0.83987 | 0.02956 | 0.00757 | 64.3547 | 5.339 | 0.96072 | 0.0363 | 0.00825 | 64.3556 | 6.0043 | 0.85904 | 0.03234 | 0.00746 | 69.5198 | 5.6992 | 0.99904 | 0.03856 | 0.00841 | 67.1411 | 6.5585 | 0.96331 | 0.03688 | 0.00773 | 63.3569 | 7.2048 | 0.80295 | 0.03061 | 0.00669 | 67.9717 | 6.8726 | 0.91977 | 0.03519 | 0.00743 | 64.1684 | 7.6489 | 0.76043 | 0.02888 | 0.00636 | 65.5456 | 7.5419 | 0.84653 | 0.03216 | 0.0068 | 64.0197 | 7.6609 | 0.8354 | 0.03168 | 0.00668 | 61.8631 | 9.0555 | 0.71319 | 0.02687 | 0.00573 | 61.1757 | 9.6337 | 0.67583 | 0.02532 | 0.00548 | 62.56 | 9.4927 | 0.74621 | 0.02768 | 0.00583 | 64.5814 | 9.6677 | 0.73368 | 0.02719 | 0.00583 | 65.2834 | 10.1439 | 0.69745 | 0.02591 | 0.0055 | 60.8016 | 13.1751 | 0.59538 | 0.02139 | 0.00461 | 59.685 | 13.3352 | 0.58985 | 0.02116 | 0.00456 | 63.0398 | 16.1563 | 0.60512 | 0.02297 | 0.00444 | 64.5651 | 16.5464 | 0.59026 | 0.02243 | 0.00429 | 62.0612 | 16.9566 | 0.57906 | 0.02191 | 0.0042 | 66.2218 | 16.2762 | 0.67238 | 0.02615 | 0.00463 | 70.9683 | 17.8369 | 0.69031 | 0.02651 | 0.00487 | 69.4869 | 19.7278 | 0.63406 | 0.02406 | 0.00459 | 69.215 | 20.9585 | 0.65874 | 0.02463 | 0.00457 | 72.7581 | 22.8287 | 0.66069 | 0.02419 | 0.00435 | 71.0337 | 23.1994 | 0.65662 | 0.0239 | 0.00448 | 77.3703 | 24.4397 | 0.72856 | 0.02537 | 0.00474 | 70.7185 | 29.4819 | 0.62669 | 0.02137 | 0.00416 | 71.0779 | 29.7021 | 0.62667 | 0.02136 | 0.00426 | 72.1234 | 30.8929 | 0.64122 | 0.02139 | 0.00421 | 71.7772 | 32.2032 | 0.62405 | 0.0207 | 0.00412 | 68.9542 | 36.386 | 0.59539 | 0.01916 | 0.00399 | 68.0724 | 39.7969 | 0.54068 | 0.01741 | 0.00359 | 67.2125 | 40.0771 | 0.53831 | 0.0173 | 0.00358
69.4444 | 0.0058281 | 12.42 | 0.56455 | 0.82906 | 79.4439 | 0.005283 | 31.5 | 1.29 | 1.53 | 74.6021 | 0.0055302 | 42.35 | 1.81 | 1.72 | 74.6021 | 0.022178 | 10.55 | 0.45184 | 0.41061 | 74.9438 | 0.022108 | 14.13 | 0.59721 | 0.483 | 78.3922 | 0.048248 | 11.88 | 0.49802 | 0.30472 | 69.9091 | 0.14176 | 5.15 | 0.20414 | 0.1114 | 72.6678 | 0.13775 | 6.06 | 0.26166 | 0.12494 | 66.6667 | 0.21298 | 3.93 | 0.16904 | 0.07734 | 71.4133 | 0.28041 | 3.73 | 0.16279 | 0.06676 | 73.3333 | 0.275 | 4.19 | 0.17963 | 0.07232 | 75.0234 | 0.35293 | 3.56 | 0.14947 | 0.0592 | 76.4751 | 0.34803 | 3.91 | 0.16028 | 0.06308 | 77.7821 | 0.34373 | 4.27 | 0.17042 | 0.06684 | 78.9557 | 0.43006 | 3.67 | 0.14232 | 0.05569 | 75.03 | 0.54871 | 2.88 | 0.11155 | 0.04275 | 76.2123 | 0.5424 | 3.11 | 0.11739 | 0.04499 | 72.757 | 0.56121 | 3 | 0.11338 | 0.04273 | 70.8776 | 0.81971 | 2.2 | 0.08057 | 0.03005 | 66.7111 | 1.0544 | 1.85 | 0.06525 | 0.02369 | 71.4873 | 1.1264 | 1.9 | 0.07165 | 0.02396 | 69.0226 | 1.1554 | 1.86 | 0.06983 | 0.02309 | 70.3741 | 1.5185 | 1.61 | 0.06399 | 0.01899 | 71.4919 | 1.6636 | 1.63 | 0.06569 | 0.01838 | 74.3927 | 1.6156 | 1.84 | 0.07403 | 0.02011 | 76.4569 | 1.8256 | 1.64 | 0.06564 | 0.01792 | 75.0713 | 1.8497 | 1.76 | 0.06968 | 0.01841 | 75.0694 | 2.1898 | 1.49 | 0.05891 | 0.01578 | 73.9393 | 2.2148 | 1.6 | 0.06194 | 0.01621 | 72.9881 | 2.2358 | 1.71 | 0.06469 | 0.01663 | 72.9957 | 2.674 | 1.44 | 0.05423 | 0.01408 | 70.0771 | 2.754 | 1.4 | 0.05269 | 0.01353 | 73.6102 | 2.9131 | 1.42 | 0.05226 | 0.01349 | 72.1973 | 3.2202 | 1.29 | 0.04737 | 0.01222 | 71.5116 | 3.7564 | 1.19 | 0.04254 | 0.011 | 69.0429 | 4.4617 | 1.01 | 0.03594 | 0.00937 | 70.3917 | 4.4026 | 1.15 | 0.0439 | 0.01014 | 71.508 | 4.6447 | 1.09 | 0.04165 | 0.00964 | 69.3075 | 4.7438 | 1.07 | 0.04079 | 0.00938 | 70.3906 | 5.0229 | 1.01 | 0.03853 | 0.0089 | 71.5052 | 4.9699 | 1.14 | 0.04412 | 0.00954 | 71.5062 | 5.5911 | 1.02 | 0.03928 | 0.00861 | 76.4717 | 5.344 | 1.16 | 0.04511 | 0.00959 | 73.2449 | 6.1863 | 1.11 | 0.04209 | 0.0087 | 69.6926 | 6.7586 | 0.93326 | 0.03578 | 0.00758 | 74.151 | 6.4834 | 1.06 | 0.04017 | 0.00836 | 70.5852 | 7.1777 | 0.88316 | 0.03374 | 0.0072 | 71.5043 | 7.1157 | 0.97067 | 0.03668 | 0.00762 | 69.8397 | 7.2287 | 0.9576 | 0.03612 | 0.00748 | 67.487 | 8.5493 | 0.81654 | 0.03062 | 0.0064 | 66.7371 | 9.0975 | 0.77296 | 0.02883 | 0.0061 | 67.7733 | 9.0054 | 0.84457 | 0.03101 | 0.00644 | 69.9632 | 9.1725 | 0.83025 | 0.03046 | 0.00643 | 70.7237 | 9.6296 | 0.78944 | 0.02902 | 0.00607 | 65.4787 | 12.5648 | 0.66606 | 0.02363 | 0.00502 | 64.2762 | 12.7149 | 0.65968 | 0.02337 | 0.00496 | 70.9198 | 14.9856 | 0.72204 | 0.02833 | 0.00505 | 72.6357 | 15.3457 | 0.70442 | 0.02766 | 0.00489 | 69.8189 | 15.7359 | 0.69038 | 0.027 | 0.00478 | 73.5797 | 15.2157 | 0.78794 | 0.03086 | 0.00522 | 78.0651 | 16.7964 | 0.7954 | 0.03041 | 0.00539 | 76.4356 | 18.5971 | 0.72902 | 0.02757 | 0.00505 | 75.5073 | 19.8679 | 0.74789 | 0.02769 | 0.005 | 78.8213 | 21.7381 | 0.74234 | 0.02682 | 0.00472 | 76.9531 | 22.1087 | 0.73693 | 0.02647 | 0.00484 | 82.8967 | 23.4591 | 0.80451 | 0.02756 | 0.00508 | 75.7698 | 28.3612 | 0.68958 | 0.02316 | 0.00442 | 76.1549 | 28.6014 | 0.68906 | 0.02312 | 0.00452 | 76.9316 | 29.8021 | 0.70115 | 0.02302 | 0.00446 | 76.5624 | 31.1025 | 0.68152 | 0.02225 | 0.00436 | 73.2639 | 35.2351 | 0.64618 | 0.02047 | 0.00419 | 72.3269 | 38.496 | 0.58714 | 0.01861 | 0.00377 | 71.4133 | 38.7662 | 0.58444 | 0.0185 | 0.00376
79.3651 | 0.0052869 | 15.67 | 0.75809 | 1.04 | 84.4091 | 0.0050559 | 35 | 1.4 | 1.69 | 82.8912 | 0.005123 | 50.86 | 2.21 | 2.04 | 82.8912 | 0.020548 | 12.68 | 0.55003 | 0.48939 | 81.1891 | 0.020858 | 16.24 | 0.67402 | 0.55182 | 85.5188 | 0.045297 | 13.82 | 0.5723 | 0.3522 | 79.8961 | 0.12845 | 6.5 | 0.28104 | 0.13908 | 81.7513 | 0.12625 | 7.44 | 0.32798 | 0.15195 | 75 | 0.19517 | 4.82 | 0.21193 | 0.09398 | 78.5546 | 0.2614 | 4.4 | 0.18917 | 0.07815 | 80 | 0.2579 | 4.87 | 0.20463 | 0.08351 | 81.2754 | 0.33282 | 4.09 | 0.16777 | 0.06755 | 82.3578 | 0.32962 | 4.45 | 0.17788 | 0.07128 | 83.338 | 0.32682 | 4.81 | 0.18742 | 0.07489 | 84.2194 | 0.41025 | 4.1 | 0.15535 | 0.0619 | 80.032 | 0.52329 | 3.22 | 0.12176 | 0.04751 | 80.9755 | 0.51879 | 3.45 | 0.12733 | 0.04968 | 77.3044 | 0.5367 | 3.33 | 0.12298 | 0.04718 | 75.0469 | 0.78599 | 2.43 | 0.08691 | 0.03295 | 74.1235 | 0.97765 | 2.2 | 0.08287 | 0.02792 | 80.4232 | 1.0334 | 2.32 | 0.0935 | 0.02887 | 77.6505 | 1.0594 | 2.27 | 0.09112 | 0.02781 | 78.1934 | 1.4085 | 1.92 | 0.07783 | 0.02234 | 78.6411 | 1.5516 | 1.91 | 0.07709 | 0.0213 | 81.1557 | 1.5165 | 2.13 | 0.08483 | 0.02302 | 83.4075 | 1.7146 | 1.89 | 0.07518 | 0.02048 | 81.3273 | 1.7456 | 2.02 | 0.07846 | 0.02081 | 81.3252 | 2.0667 | 1.71 | 0.06632 | 0.01784 | 79.6269 | 2.0988 | 1.81 | 0.06886 | 0.01815 | 78.2016 | 2.1268 | 1.92 | 0.0712 | 0.01847 | 78.2097 | 2.5439 | 1.61 | 0.05966 | 0.01562 | 75.0826 | 2.62 | 1.57 | 0.05796 | 0.015 | 78.5176 | 2.78 | 1.58 | 0.05701 | 0.01485 | 77.0105 | 3.0741 | 1.43 | 0.05166 | 0.01344 | 80.4505 | 3.4523 | 1.44 | 0.05565 | 0.01306 | 77.6733 | 4.1155 | 1.23 | 0.04692 | 0.01106 | 78.213 | 4.0955 | 1.37 | 0.05342 | 0.01177 | 79.4534 | 4.3236 | 1.3 | 0.05066 | 0.0112 | 77.0084 | 4.4166 | 1.27 | 0.04961 | 0.01089 | 78.2118 | 4.6767 | 1.2 | 0.04686 | 0.01033 | 78.6557 | 4.6587 | 1.33 | 0.05165 | 0.01092 | 78.6568 | 5.2429 | 1.18 | 0.04597 | 0.00983 | 83.4237 | 5.0398 | 1.34 | 0.05153 | 0.01084 | 79.3486 | 5.8632 | 1.26 | 0.04724 | 0.00971 | 76.0283 | 6.3754 | 1.07 | 0.04084 | 0.00853 | 80.3302 | 6.1443 | 1.2 | 0.04509 | 0.00933 | 77.0021 | 6.7725 | 1.01 | 0.0385 | 0.00809 | 77.463 | 6.7455 | 1.1 | 0.04115 | 0.00848 | 75.6597 | 6.8515 | 1.09 | 0.04052 | 0.00832 | 73.1109 | 8.107 | 0.92577 | 0.03433 | 0.0071 | 72.2985 | 8.6302 | 0.87559 | 0.03231 | 0.00675 | 72.9866 | 8.5762 | 0.94804 | 0.03432 | 0.00707 | 75.345 | 8.7352 | 0.93184 | 0.03371 | 0.00706 | 76.1639 | 9.1734 | 0.88619 | 0.03212 | 0.00668 | 74.8328 | 11.5243 | 0.81726 | 0.03191 | 0.00589 | 73.4585 | 11.6643 | 0.80908 | 0.03154 | 0.00581 | 78.7997 | 14.0051 | 0.84759 | 0.03346 | 0.0057 | 80.7063 | 14.3452 | 0.827 | 0.03267 | 0.00554 | 77.5765 | 14.7154 | 0.80991 | 0.03188 | 0.0054 | 80.9377 | 14.3152 | 0.91114 | 0.03546 | 0.00584 | 85.1619 | 15.9059 | 0.90668 | 0.03427 | 0.00594 | 83.3843 | 17.6166 | 0.82953 | 0.03104 | 0.00554 | 81.7996 | 18.9074 | 0.84173 | 0.03072 | 0.00544 | 84.8845 | 20.7675 | 0.82794 | 0.02944 | 0.00511 | 82.8726 | 21.1382 | 0.82107 | 0.02904 | 0.00523 | 88.4232 | 22.5786 | 0.88352 | 0.02975 | 0.00543 | 80.8211 | 27.3506 | 0.75487 | 0.02494 | 0.0047 | 81.2319 | 27.6008 | 0.75378 | 0.02488 | 0.0048 | 81.7398 | 28.8115 | 0.76322 | 0.02465 | 0.00472 | 81.3475 | 30.1018 | 0.74096 | 0.02379 | 0.00461 | 77.5735 | 34.1644 | 0.69859 | 0.02178 | 0.0044 | 76.5814 | 37.3052 | 0.63513 | 0.01982 | 0.00395 | 75.614 | 37.5654 | 0.6321 | 0.0197 | 0.00394
89.2857 | 0.0048557 | 19.22 | 0.94209 | 1.26 | 89.3744 | 0.0048528 | 38.66 | 1.52 | 1.86 | 91.1804 | 0.0047838 | 60.02 | 2.59 | 2.39 | 91.1804 | 0.019177 | 14.96 | 0.64581 | 0.57341 | 87.4344 | 0.019767 | 18.47 | 0.75107 | 0.62415 | 92.6454 | 0.042756 | 15.88 | 0.64617 | 0.4023 | 89.8832 | 0.11784 | 7.98 | 0.35209 | 0.16914 | 90.8348 | 0.11694 | 8.93 | 0.39207 | 0.181 | 83.3333 | 0.18067 | 5.79 | 0.25342 | 0.1119 | 85.6959 | 0.24519 | 5.12 | 0.21547 | 0.09025 | 86.6667 | 0.24319 | 5.59 | 0.22969 | 0.09532 | 87.5274 | 0.31531 | 4.65 | 0.18616 | 0.07634 | 88.2405 | 0.31351 | 5.02 | 0.1956 | 0.07987 | 88.8938 | 0.31181 | 5.38 | 0.20456 | 0.0833 | 89.4831 | 0.39254 | 4.55 | 0.16849 | 0.06837 | 85.034 | 0.50058 | 3.57 | 0.13206 | 0.05246 | 85.7388 | 0.49758 | 3.81 | 0.13736 | 0.05455 | 81.8517 | 0.51469 | 3.68 | 0.13268 | 0.0518 | 83.3854 | 0.72767 | 2.91 | 0.11075 | 0.03906 | 83.3889 | 0.89861 | 2.69 | 0.1079 | 0.03359 | 89.3591 | 0.95704 | 2.78 | 0.11398 | 0.03414 | 86.2783 | 0.98165 | 2.71 | 0.11108 | 0.03288 | 86.0128 | 1.3165 | 2.26 | 0.09123 | 0.0259 | 85.7903 | 1.4565 | 2.21 | 0.08833 | 0.0244 | 87.9186 | 1.4315 | 2.44 | 0.09557 | 0.0261 | 90.3581 | 1.6186 | 2.17 | 0.08466 | 0.02318 | 87.5832 | 1.6556 | 2.29 | 0.08724 | 0.02333 | 87.581 | 1.9597 | 1.93 | 0.07374 | 0.02 | 85.3145 | 1.9967 | 2.03 | 0.0758 | 0.02018 | 83.415 | 2.0297 | 2.14 | 0.07775 | 0.02039 | 83.4237 | 2.4289 | 1.79 | 0.06512 | 0.01722 | 80.0881 | 2.5009 | 1.75 | 0.06326 | 0.01654 | 88.3323 | 2.5559 | 1.92 | 0.07484 | 0.01775 | 86.6368 | 2.826 | 1.74 | 0.06776 | 0.01602 | 89.3895 | 3.2041 | 1.72 | 0.06788 | 0.01527 | 86.3036 | 3.8204 | 1.45 | 0.05713 | 0.01287 | 86.0343 | 3.8284 | 1.6 | 0.0626 | 0.0135 | 87.3987 | 4.0464 | 1.51 | 0.05934 | 0.01285 | 84.7092 | 4.1365 | 1.48 | 0.0581 | 0.01249 | 86.0329 | 4.3776 | 1.4 | 0.05488 | 0.01185 | 85.8062 | 4.3856 | 1.53 | 0.05904 | 0.01237 | 85.8074 | 4.9458 | 1.36 | 0.05251 | 0.01112 | 90.3757 | 4.7747 | 1.52 | 0.05788 | 0.01216 | 85.4523 | 5.579 | 1.42 | 0.05237 | 0.01077 | 82.364 | 6.0422 | 1.22 | 0.04584 | 0.00953 | 86.5095 | 5.8471 | 1.35 | 0.04998 | 0.01034 | 83.4189 | 6.4193 | 1.15 | 0.0432 | 0.00902 | 83.4217 | 6.4193 | 1.24 | 0.0456 | 0.00938 | 81.4797 | 6.5214 | 1.22 | 0.0449 | 0.0092 | 78.7348 | 7.7188 | 1.04 | 0.03802 | 0.00783 | 77.86 | 8.218 | 0.98357 | 0.03577 | 0.00743 | 83.4133 | 7.8528 | 1.17 | 0.04654 | 0.00843 | 86.1085 | 8.0009 | 1.15 | 0.0457 | 0.00841 | 87.0445 | 8.404 | 1.09 | 0.04353 | 0.00796 | 84.1869 | 10.6738 | 0.98131 | 0.03949 | 0.00682 | 82.6408 | 10.8039 | 0.97117 | 0.03903 | 0.00673 | 86.6797 | 13.1747 | 0.98147 | 0.03847 | 0.0064 | 88.777 | 13.4948 | 0.95772 | 0.03757 | 0.00623 | 85.3342 | 13.845 | 0.93735 | 0.03665 | 0.00606 | 88.2957 | 13.5448 | 1.04 | 0.04001 | 0.0065 | 92.2588 | 15.1255 | 1.02 | 0.03809 | 0.00652 | 90.333 | 16.7561 | 0.93541 | 0.03449 | 0.00605 | 88.0919 | 18.0569 | 0.94015 | 0.03375 | 0.00591 | 90.9477 | 19.9071 | 0.91737 | 0.03206 | 0.00551 | 88.7921 | 20.2677 | 0.90894 | 0.0316 | 0.00563 | 93.9496 | 21.7781 | 0.96553 | 0.03195 | 0.00579 | 85.8725 | 26.42 | 0.82253 | 0.02672 | 0.00498 | 86.3089 | 26.6802 | 0.82079 | 0.02664 | 0.00508 | 86.548 | 27.8909 | 0.82737 | 0.02628 | 0.00499 | 86.1326 | 29.1712 | 0.80233 | 0.02533 | 0.00486 | 86.1928 | 32.2631 | 0.80815 | 0.02674 | 0.00484 | 85.0905 | 35.1738 | 0.73556 | 0.0244 | 0.00434 | 84.0156 | 35.424 | 0.73182 | 0.02424 | 0.00432
99.2063 | 0.0045045 | 23.08 | 1.12 | 1.5 | 99.3049 | 0.0045017 | 46.41 | 1.91 | 2.21 | 99.4695 | 0.0044957 | 69.79 | 2.97 | 2.76 | 99.4695 | 0.018026 | 17.4 | 0.7406 | 0.66242 | 93.6797 | 0.018807 | 20.83 | 0.82854 | 0.69984 | 99.7719 | 0.040555 | 18.07 | 0.72 | 0.45489 | 99.8702 | 0.10924 | 9.58 | 0.42069 | 0.20145 | 99.9182 | 0.10914 | 10.54 | 0.4552 | 0.21199 | 91.6667 | 0.16856 | 6.83 | 0.29432 | 0.13103 | 92.8372 | 0.23138 | 5.88 | 0.2418 | 0.10302 | 93.3333 | 0.23048 | 6.36 | 0.25486 | 0.10775 | 93.7793 | 0.30001 | 5.24 | 0.20467 | 0.08554 | 94.1232 | 0.29921 | 5.61 | 0.21345 | 0.08885 | 94.4497 | 0.29851 | 5.98 | 0.22183 | 0.09206 | 94.7468 | 0.37664 | 5.02 | 0.18174 | 0.0751 | 90.036 | 0.48017 | 3.94 | 0.14245 | 0.05761 | 95.2653 | 0.46107 | 4.57 | 0.17499 | 0.06483 | 90.9463 | 0.47677 | 4.41 | 0.16909 | 0.06155 | 93.8086 | 0.66824 | 3.56 | 0.14458 | 0.04728 | 92.6544 | 0.83378 | 3.21 | 0.13133 | 0.03967 | 98.295 | 0.89381 | 3.27 | 0.13382 | 0.03977 | 94.9061 | 0.91652 | 3.19 | 0.13043 | 0.03829 | 93.8321 | 1.2384 | 2.61 | 0.10442 | 0.02966 | 92.9395 | 1.3755 | 2.53 | 0.09951 | 0.02767 | 94.6816 | 1.3575 | 2.76 | 0.1063 | 0.02932 | 97.3087 | 1.5355 | 2.46 | 0.09413 | 0.02602 | 93.8391 | 1.5755 | 2.57 | 0.09605 | 0.02597 | 93.8368 | 1.8657 | 2.17 | 0.08117 | 0.02226 | 91.0022 | 1.9067 | 2.27 | 0.08277 | 0.0223 | 93.8419 | 1.8657 | 2.6 | 0.10226 | 0.02447 | 93.8517 | 2.2328 | 2.18 | 0.08557 | 0.02063 | 90.0991 | 2.2988 | 2.12 | 0.08311 | 0.01979 | 98.147 | 2.3718 | 2.29 | 0.09142 | 0.02085 | 96.2631 | 2.6229 | 2.08 | 0.08275 | 0.0188 | 98.3284 | 2.9961 | 2.01 | 0.07968 | 0.01762 | 94.934 | 3.5723 | 1.7 | 0.067 | 0.0148 | 93.8556 | 3.6013 | 1.84 | 0.07163 | 0.01533 | 95.344 | 3.8073 | 1.75 | 0.06787 | 0.0146 | 92.4101 | 3.8914 | 1.71 | 0.06644 | 0.01418 | 93.8541 | 4.1185 | 1.62 | 0.06276 | 0.01345 | 92.9567 | 4.1465 | 1.74 | 0.06637 | 0.0139 | 92.9581 | 4.6817 | 1.55 | 0.05899 | 0.01248 | 97.3277 | 4.5346 | 1.72 | 0.06421 | 0.01354 | 97.6598 | 5.1008 | 1.76 | 0.07129 | 0.01303 | 88.6997 | 5.7511 | 1.37 | 0.05082 | 0.01057 | 98.868 | 5.3479 | 1.68 | 0.06802 | 0.01251 | 89.8357 | 6.1112 | 1.3 | 0.04788 | 0.01 | 95.3391 | 5.874 | 1.54 | 0.062 | 0.01131 | 93.1196 | 5.9671 | 1.51 | 0.06105 | 0.01108 | 89.9827 | 7.0665 | 1.29 | 0.05163 | 0.0094 | 88.9828 | 7.5257 | 1.21 | 0.04854 | 0.00888 | 93.8399 | 7.2686 | 1.41 | 0.05772 | 0.00989 | 96.8721 | 7.4066 | 1.39 | 0.05667 | 0.00987 | 97.9251 | 7.7827 | 1.32 | 0.05397 | 0.00935 | 93.541 | 9.9665 | 1.16 | 0.04675 | 0.00783 | 91.8231 | 10.0835 | 1.15 | 0.0462 | 0.00772 | 94.5597 | 12.4644 | 1.12 | 0.04342 | 0.00713 | 96.8476 | 12.7644 | 1.1 | 0.0424 | 0.00695 | 93.0918 | 13.0946 | 1.07 | 0.04136 | 0.00675 | 95.6536 | 12.8645 | 1.18 | 0.04453 | 0.00719 | 99.3556 | 14.4351 | 1.15 | 0.04191 | 0.00712 | 97.2817 | 15.9957 | 1.05 | 0.03792 | 0.00659 | 94.3841 | 17.3065 | 1.04 | 0.03677 | 0.0064 | 97.0109 | 19.1367 | 1.01 | 0.03468 | 0.00593 | 94.7115 | 19.4872 | 1 | 0.03417 | 0.00605 | 99.4761 | 21.0477 | 1.05 | 0.03415 | 0.00616 | 90.9238 | 25.5695 | 0.8925 | 0.02851 | 0.00528 | 91.3859 | 25.8397 | 0.89004 | 0.02839 | 0.00537 | 96.1645 | 26.2799 | 0.96174 | 0.03245 | 0.00555 | 95.7029 | 27.5302 | 0.9307 | 0.03119 | 0.00539 | 96.9669 | 30.2418 | 0.95373 | 0.03377 | 0.00542 | 95.7268 | 32.9124 | 0.8692 | 0.03088 | 0.00485 | 94.5176 | 33.1526 | 0.86451 | 0.03067 | 0.00483
109.127 | 0.0042114 | 27.22 | 1.3 | 1.76 | 111.718 | 0.0041435 | 56.89 | 2.47 | 2.68 | 107.7586 | 0.0042496 | 80.17 | 3.35 | 3.15 | 107.7586 | 0.017036 | 19.99 | 0.83511 | 0.75617 | 99.9251 | 0.017967 | 23.3 | 0.90654 | 0.77877 | 114.0251 | 0.036913 | 22.76 | 0.98665 | 0.56718 | 109.8572 | 0.10204 | 11.3 | 0.4882 | 0.23586 | 109.0017 | 0.10264 | 12.26 | 0.51798 | 0.24482 | 100 | 0.15836 | 7.94 | 0.33503 | 0.15132 | 99.9786 | 0.21938 | 6.69 | 0.26824 | 0.11644 | 100 | 0.21928 | 7.17 | 0.28019 | 0.12076 | 100.0313 | 0.2865 | 5.86 | 0.22332 | 0.09515 | 100.0059 | 0.2865 | 6.23 | 0.23145 | 0.09818 | 100.0056 | 0.2865 | 6.6 | 0.23925 | 0.10116 | 105.2742 | 0.34922 | 6.03 | 0.2314 | 0.08928 | 100.04 | 0.44516 | 4.73 | 0.18142 | 0.06847 | 107.1735 | 0.42385 | 5.59 | 0.22833 | 0.07863 | 102.3146 | 0.43806 | 5.41 | 0.22071 | 0.07465 | 104.2318 | 0.61972 | 4.27 | 0.17624 | 0.05611 | 101.9198 | 0.77976 | 3.78 | 0.154 | 0.04615 | 107.2309 | 0.84019 | 3.8 | 0.15334 | 0.04574 | 103.534 | 0.8614 | 3.7 | 0.14948 | 0.04403 | 101.6514 | 1.1704 | 2.99 | 0.11751 | 0.03363 | 100.0886 | 1.3044 | 2.87 | 0.11067 | 0.0311 | 101.4446 | 1.2924 | 3.11 | 0.11705 | 0.0327 | 104.2593 | 1.4625 | 2.76 | 0.10362 | 0.02898 | 100.0951 | 1.5045 | 2.86 | 0.10489 | 0.02872 | 100.0926 | 1.7826 | 2.42 | 0.08864 | 0.02461 | 102.3774 | 1.7536 | 2.76 | 0.10885 | 0.0268 | 104.2688 | 1.7316 | 3.11 | 0.12502 | 0.02885 | 104.2796 | 2.0727 | 2.61 | 0.10457 | 0.02429 | 100.1101 | 2.1327 | 2.54 | 0.10157 | 0.02329 | 107.9617 | 2.2188 | 2.69 | 0.1074 | 0.02416 | 105.8894 | 2.4528 | 2.44 | 0.09719 | 0.02176 | 107.2674 | 2.819 | 2.32 | 0.09127 | 0.02011 | 103.5643 | 3.3622 | 1.96 | 0.07669 | 0.01684 | 101.6769 | 3.4052 | 2.1 | 0.08059 | 0.01726 | 103.2894 | 3.6012 | 1.99 | 0.07633 | 0.01644 | 100.1109 | 3.6803 | 1.95 | 0.07471 | 0.01595 | 101.6753 | 3.8953 | 1.84 | 0.07058 | 0.01513 | 100.1073 | 3.9384 | 1.97 | 0.07368 | 0.01551 | 100.1087 | 4.4476 | 1.75 | 0.06544 | 0.01389 | 111.2316 | 4.1364 | 2.14 | 0.0876 | 0.01647 | 109.8673 | 4.7046 | 2.13 | 0.08864 | 0.01547 | 101.371 | 5.2568 | 1.7 | 0.06917 | 0.01279 | 111.2265 | 4.9337 | 2.03 | 0.08457 | 0.01483 | 102.6694 | 5.5939 | 1.61 | 0.06512 | 0.01208 | 107.2565 | 5.4328 | 1.86 | 0.07701 | 0.01338 | 104.7596 | 5.5189 | 1.83 | 0.07582 | 0.01309 | 101.2305 | 6.5403 | 1.55 | 0.06408 | 0.01108 | 100.1057 | 6.9674 | 1.47 | 0.06021 | 0.01044 | 104.2666 | 6.7843 | 1.67 | 0.06843 | 0.01144 | 107.6357 | 6.9164 | 1.64 | 0.06717 | 0.01142 | 108.8056 | 7.2684 | 1.56 | 0.06395 | 0.01082 | 102.8951 | 9.3712 | 1.35 | 0.05384 | 0.00889 | 101.0055 | 9.4843 | 1.33 | 0.0532 | 0.00876 | 102.4396 | 11.8441 | 1.27 | 0.04834 | 0.0079 | 104.9182 | 12.1241 | 1.24 | 0.0472 | 0.00772 | 100.8495 | 12.4343 | 1.21 | 0.04604 | 0.00749 | 103.0116 | 12.2742 | 1.32 | 0.04904 | 0.00792 | 106.4524 | 13.8248 | 1.28 | 0.04572 | 0.00776 | 104.2304 | 15.3254 | 1.16 | 0.04135 | 0.00715 | 100.6764 | 16.6261 | 1.15 | 0.03979 | 0.00691 | 103.074 | 18.4363 | 1.11 | 0.0373 | 0.00636 | 100.631 | 18.7769 | 1.1 | 0.03673 | 0.00648 | 110.529 | 19.767 | 1.23 | 0.04248 | 0.00694 | 101.0264 | 24.0687 | 1.04 | 0.03528 | 0.00589 | 101.5399 | 24.3488 | 1.04 | 0.03505 | 0.00598 | 108.185 | 24.569 | 1.14 | 0.04118 | 0.00629 | 107.6658 | 25.7892 | 1.1 | 0.03946 | 0.00609 | 107.741 | 28.5207 | 1.11 | 0.04027 | 0.00603 | 106.3631 | 31.0113 | 1.01 | 0.03688 | 0.0054 | 105.0195 | 31.2315 | 1.01 | 0.03662 | 0.00536
119.0476 | 0.0039643 | 31.64 | 1.49 | 2.03 | 124.1311 | 0.0038523 | 68.22 | 3 | 3.19 | 116.0477 | 0.0040355 | 91.11 | 3.73 | 3.56 | 116.0477 | 0.016176 | 22.72 | 0.92975 | 0.85444 | 112.4157 | 0.016536 | 28.56 | 1.19 | 0.94595 | 128.2782 | 0.034032 | 27.89 | 1.23 | 0.68833 | 119.8442 | 0.096024 | 13.14 | 0.55525 | 0.27228 | 118.0852 | 0.097015 | 14.08 | 0.58071 | 0.27939 | 108.3333 | 0.14955 | 9.12 | 0.37574 | 0.17271 | 107.1199 | 0.20887 | 7.54 | 0.29483 | 0.13049 | 106.6667 | 0.20947 | 8.02 | 0.30569 | 0.13433 | 106.2832 | 0.2744 | 6.51 | 0.2421 | 0.10514 | 105.8886 | 0.2751 | 6.88 | 0.24958 | 0.10788 | 111.1173 | 0.26589 | 7.91 | 0.30443 | 0.12033 | 118.4335 | 0.32141 | 7.38 | 0.30169 | 0.1083 | 112.545 | 0.40944 | 5.8 | 0.23661 | 0.08304 | 119.0816 | 0.39354 | 6.71 | 0.27815 | 0.09343 | 113.6829 | 0.40654 | 6.49 | 0.26896 | 0.08872 | 114.655 | 0.5795 | 5.02 | 0.20684 | 0.06552 | 111.1852 | 0.73404 | 4.38 | 0.17626 | 0.053 | 116.1669 | 0.79427 | 4.35 | 0.1727 | 0.05202 | 112.1618 | 0.81408 | 4.25 | 0.16838 | 0.05007 | 109.4708 | 1.1124 | 3.39 | 0.13055 | 0.03779 | 107.2378 | 1.2424 | 3.23 | 0.12185 | 0.0347 | 108.2075 | 1.2344 | 3.47 | 0.12784 | 0.03623 | 111.21 | 1.3975 | 3.08 | 0.11314 | 0.03208 | 112.607 | 1.3855 | 3.49 | 0.1379 | 0.03455 | 112.6042 | 1.6406 | 2.95 | 0.11651 | 0.02961 | 113.7527 | 1.6296 | 3.3 | 0.13304 | 0.03162 | 114.6956 | 1.6196 | 3.65 | 0.14695 | 0.03351 | 114.7076 | 1.9397 | 3.06 | 0.12287 | 0.02818 | 110.1211 | 1.9947 | 2.98 | 0.11936 | 0.02701 | 117.7764 | 2.0887 | 3.11 | 0.12307 | 0.02766 | 115.5157 | 2.3088 | 2.82 | 0.11136 | 0.02488 | 116.2063 | 2.6669 | 2.65 | 0.10274 | 0.02273 | 112.1947 | 3.1811 | 2.24 | 0.08629 | 0.01899 | 109.4982 | 3.2351 | 2.38 | 0.08952 | 0.01928 | 111.2347 | 3.4212 | 2.25 | 0.08476 | 0.01837 | 107.8117 | 3.4962 | 2.2 | 0.08296 | 0.01782 | 109.4965 | 3.7013 | 2.08 | 0.07837 | 0.0169 | 114.4083 | 3.5912 | 2.45 | 0.10069 | 0.01892 | 114.4099 | 4.0574 | 2.18 | 0.0893 | 0.01692 | 125.1356 | 3.8183 | 2.6 | 0.10904 | 0.01963 | 122.0748 | 4.3805 | 2.53 | 0.10531 | 0.01807 | 114.0424 | 4.8506 | 2.06 | 0.08601 | 0.01519 | 123.585 | 4.5945 | 2.41 | 0.10045 | 0.01732 | 115.5031 | 5.1687 | 1.95 | 0.08089 | 0.01432 | 119.1739 | 5.0627 | 2.21 | 0.09139 | 0.01558 | 116.3995 | 5.1427 | 2.17 | 0.08997 | 0.01525 | 112.4783 | 6.1061 | 1.84 | 0.07599 | 0.01287 | 111.2285 | 6.5062 | 1.74 | 0.07138 | 0.01211 | 114.6932 | 6.3781 | 1.95 | 0.07887 | 0.01309 | 118.3992 | 6.5032 | 1.91 | 0.07741 | 0.01306 | 119.6862 | 6.8362 | 1.82 | 0.07369 | 0.01238 | 112.2492 | 8.862 | 1.55 | 0.06083 | 0.01001 | 110.1878 | 8.968 | 1.53 | 0.06011 | 0.00986 | 110.3196 | 11.2938 | 1.43 | 0.05324 | 0.00871 | 112.9889 | 11.5738 | 1.4 | 0.05198 | 0.00851 | 108.6071 | 11.864 | 1.36 | 0.0507 | 0.00825 | 110.3696 | 11.7439 | 1.48 | 0.05354 | 0.00867 | 113.5493 | 13.2745 | 1.41 | 0.04953 | 0.00841 | 111.1791 | 14.7151 | 1.28 | 0.04478 | 0.00774 | 106.9687 | 16.0158 | 1.26 | 0.04282 | 0.00743 | 109.1372 | 17.796 | 1.21 | 0.03993 | 0.00681 | 106.5505 | 18.1365 | 1.19 | 0.03931 | 0.00693 | 124.3451 | 18.4263 | 1.47 | 0.05426 | 0.00798 | 113.6547 | 22.4878 | 1.23 | 0.04485 | 0.0067 | 114.2323 | 22.7679 | 1.23 | 0.04446 | 0.00678 | 120.2056 | 23.1381 | 1.33 | 0.04925 | 0.00708 | 119.6287 | 24.3184 | 1.28 | 0.0471 | 0.00682 | 118.5151 | 27.0499 | 1.27 | 0.04647 | 0.00668 | 116.9994 | 29.3804 | 1.16 | 0.04261 | 0.00597 | 115.5215 | 29.5905 | 1.16 | 0.04231 | 0.00593
128.9683 | 0.0037532 | 36.31 | 1.67 | 2.31 | 136.5442 | 0.0036102 | 80.36 | 3.51 | 3.73 | 124.3369 | 0.0038484 | 102.62 | 4.11 | 3.99 | 124.3369 | 0.015425 | 25.59 | 1.02 | 0.95703 | 124.9063 | 0.015375 | 34.25 | 1.45 | 1.12 | 142.5314 | 0.031691 | 33.42 | 1.47 | 0.81764 | 129.8312 | 0.090842 | 15.08 | 0.62217 | 0.31059 | 127.1687 | 0.092153 | 16 | 0.64355 | 0.31563 | 116.6667 | 0.14195 | 10.37 | 0.41656 | 0.19515 | 114.2612 | 0.19947 | 8.43 | 0.32159 | 0.14513 | 113.3333 | 0.20067 | 8.9 | 0.33137 | 0.14845 | 112.5352 | 0.26349 | 7.19 | 0.26102 | 0.11551 | 117.654 | 0.25539 | 8.25 | 0.31737 | 0.12829 | 125.0069 | 0.24488 | 9.7 | 0.3966 | 0.146 | 131.5928 | 0.2988 | 8.85 | 0.36725 | 0.12867 | 125.05 | 0.38043 | 6.95 | 0.28813 | 0.09866 | 130.9898 | 0.36842 | 7.9 | 0.32624 | 0.10917 | 125.0512 | 0.38043 | 7.64 | 0.31556 | 0.10368 | 125.0782 | 0.54539 | 5.83 | 0.2369 | 0.07547 | 120.4507 | 0.69472 | 5.01 | 0.19832 | 0.0602 | 125.1028 | 0.75445 | 4.94 | 0.192 | 0.05861 | 120.7896 | 0.77306 | 4.82 | 0.18722 | 0.05641 | 117.2901 | 1.0603 | 3.81 | 0.14359 | 0.04213 | 114.387 | 1.1874 | 3.6 | 0.13306 | 0.03845 | 121.7335 | 1.1374 | 4.23 | 0.16808 | 0.04369 | 125.1112 | 1.2874 | 3.76 | 0.14862 | 0.03862 | 125.1189 | 1.2874 | 4.17 | 0.16849 | 0.0408 | 125.1157 | 1.5255 | 3.52 | 0.14233 | 0.03496 | 125.128 | 1.5255 | 3.88 | 0.15631 | 0.03674 | 125.1225 | 1.5255 | 4.23 | 0.16842 | 0.03844 | 125.1356 | 1.8266 | 3.54 | 0.14079 | 0.03229 | 120.1321 | 1.8786 | 3.45 | 0.13679 | 0.03094 | 127.5911 | 1.9767 | 3.56 | 0.13857 | 0.03133 | 125.142 | 2.1857 | 3.22 | 0.12537 | 0.02817 | 125.1453 | 2.5358 | 3 | 0.11415 | 0.02547 | 120.8251 | 3.023 | 2.53 | 0.09584 | 0.02125 | 125.1408 | 2.952 | 2.96 | 0.12243 | 0.0236 | 127.1254 | 3.124 | 2.81 | 0.11583 | 0.02247 | 123.2134 | 3.1911 | 2.75 | 0.11337 | 0.02179 | 125.1388 | 3.3791 | 2.6 | 0.10709 | 0.02067 | 128.7093 | 3.3151 | 2.98 | 0.12543 | 0.02261 | 128.7112 | 3.7472 | 2.65 | 0.11116 | 0.02018 | 139.0395 | 3.5592 | 3.09 | 0.12959 | 0.02301 | 134.2823 | 4.1093 | 2.96 | 0.12162 | 0.02082 | 126.7138 | 4.5175 | 2.45 | 0.10217 | 0.01774 | 135.9434 | 4.3114 | 2.82 | 0.116 | 0.01996 | 128.3368 | 4.8196 | 2.31 | 0.09601 | 0.0167 | 131.0913 | 4.7525 | 2.58 | 0.10546 | 0.01792 | 128.0395 | 4.8276 | 2.54 | 0.10382 | 0.01753 | 123.7262 | 5.7279 | 2.15 | 0.08763 | 0.01477 | 122.3514 | 6.11 | 2.02 | 0.08228 | 0.01387 | 125.1199 | 6.02 | 2.24 | 0.08919 | 0.01483 | 129.1628 | 6.139 | 2.2 | 0.08753 | 0.01478 | 130.5668 | 6.4581 | 2.09 | 0.0833 | 0.01402 | 121.6033 | 8.4218 | 1.76 | 0.06777 | 0.01119 | 119.3701 | 8.5218 | 1.74 | 0.06697 | 0.01101 | 118.1996 | 10.8136 | 1.59 | 0.05813 | 0.00955 | 121.0595 | 11.0736 | 1.56 | 0.05676 | 0.00934 | 116.3648 | 11.3538 | 1.52 | 0.05536 | 0.00905 | 117.7276 | 11.2737 | 1.63 | 0.05805 | 0.00945 | 120.6461 | 12.7843 | 1.55 | 0.05334 | 0.00909 | 118.1277 | 14.1748 | 1.41 | 0.04821 | 0.00835 | 113.261 | 15.4555 | 1.38 | 0.04585 | 0.00798 | 121.2636 | 16.6855 | 1.42 | 0.04989 | 0.00776 | 118.3894 | 17.0059 | 1.4 | 0.04905 | 0.00787 | 138.1612 | 17.3157 | 1.72 | 0.06515 | 0.00908 | 126.283 | 21.1571 | 1.44 | 0.0537 | 0.00756 | 126.9248 | 21.4372 | 1.43 | 0.05317 | 0.00763 | 132.2262 | 21.9075 | 1.53 | 0.05695 | 0.0079 | 131.5915 | 23.0577 | 1.48 | 0.0544 | 0.0076 | 129.2892 | 25.7791 | 1.44 | 0.05248 | 0.00735 | 127.6357 | 27.9596 | 1.32 | 0.04817 | 0.00658 | 126.0234 | 28.1597 | 1.31 | 0.04783 | 0.00653
138.8889 | 0.0035691 | 41.24 | 1.85 | 2.61 | 148.9573 | 0.0034061 | 93.28 | 4.01 | 4.29 | 132.626 | 0.0036823 | 114.66 | 4.49 | 4.43 | 132.626 | 0.014755 | 28.59 | 1.12 | 1.06 | 137.397 | 0.014405 | 40.35 | 1.7 | 1.31 | 156.7845 | 0.02974 | 39.34 | 1.7 | 0.95451 | 139.8182 | 0.08636 | 17.13 | 0.68914 | 0.35069 | 136.2522 | 0.087891 | 18.02 | 0.70658 | 0.35344 | 125 | 0.13535 | 11.68 | 0.45754 | 0.21859 | 121.4026 | 0.19127 | 9.36 | 0.34852 | 0.16036 | 120 | 0.19277 | 9.83 | 0.35723 | 0.16309 | 125.0391 | 0.24488 | 8.62 | 0.33168 | 0.13732 | 132.3607 | 0.23548 | 10.1 | 0.41317 | 0.15561 | 138.8966 | 0.22788 | 11.62 | 0.48249 | 0.17346 | 144.7521 | 0.27999 | 10.42 | 0.43045 | 0.15029 | 137.555 | 0.35632 | 8.18 | 0.33782 | 0.11525 | 142.898 | 0.34721 | 9.17 | 0.37339 | 0.12579 | 136.4194 | 0.35832 | 8.87 | 0.36128 | 0.11949 | 135.5014 | 0.51627 | 6.69 | 0.26666 | 0.08593 | 129.7161 | 0.66051 | 5.69 | 0.22027 | 0.06773 | 134.0387 | 0.71954 | 5.56 | 0.21129 | 0.06549 | 129.4174 | 0.73704 | 5.42 | 0.20606 | 0.06303 | 125.1095 | 1.0153 | 4.25 | 0.15665 | 0.04664 | 128.6854 | 1.0944 | 4.4 | 0.17484 | 0.04638 | 135.2594 | 1.0583 | 5.06 | 0.20531 | 0.05167 | 139.0125 | 1.1984 | 4.49 | 0.18145 | 0.04563 | 137.6307 | 1.2064 | 4.9 | 0.19788 | 0.04743 | 137.6273 | 1.4295 | 4.14 | 0.16714 | 0.04065 | 136.5032 | 1.4375 | 4.49 | 0.17908 | 0.04216 | 135.5494 | 1.4445 | 4.84 | 0.18965 | 0.04362 | 135.5635 | 1.7296 | 4.06 | 0.1585 | 0.03662 | 130.1432 | 1.7786 | 3.94 | 0.15403 | 0.03508 | 137.4058 | 1.8806 | 4.03 | 0.15397 | 0.03518 | 134.7683 | 2.0787 | 3.65 | 0.1393 | 0.03162 | 143.0232 | 2.3178 | 3.75 | 0.15612 | 0.03131 | 138.0858 | 2.7629 | 3.16 | 0.13101 | 0.02604 | 140.7834 | 2.7279 | 3.6 | 0.15253 | 0.02824 | 143.016 | 2.8869 | 3.41 | 0.14424 | 0.02689 | 138.6151 | 2.948 | 3.34 | 0.1412 | 0.02606 | 140.7812 | 3.123 | 3.16 | 0.13335 | 0.02472 | 143.0104 | 3.09 | 3.54 | 0.14912 | 0.02654 | 143.0124 | 3.4931 | 3.15 | 0.13209 | 0.02366 | 152.9435 | 3.3431 | 3.62 | 0.14966 | 0.02658 | 146.4897 | 3.8802 | 3.41 | 0.13773 | 0.02372 | 139.3852 | 4.2404 | 2.87 | 0.11797 | 0.02044 | 148.3019 | 4.0713 | 3.26 | 0.13135 | 0.02273 | 141.1704 | 4.5284 | 2.7 | 0.11078 | 0.01923 | 143.0087 | 4.4904 | 2.97 | 0.11935 | 0.02038 | 139.6794 | 4.5595 | 2.93 | 0.1175 | 0.01993 | 134.974 | 5.4077 | 2.48 | 0.09914 | 0.01677 | 133.4742 | 5.7679 | 2.33 | 0.09306 | 0.01573 | 135.5466 | 5.7098 | 2.55 | 0.09947 | 0.01665 | 139.9264 | 5.8249 | 2.5 | 0.0976 | 0.01659 | 141.4473 | 6.1289 | 2.38 | 0.09286 | 0.01574 | 130.9574 | 8.0366 | 1.98 | 0.07468 | 0.01241 | 128.5524 | 8.1306 | 1.96 | 0.0738 | 0.01221 | 126.0796 | 10.3834 | 1.77 | 0.06303 | 0.01042 | 129.1301 | 10.6334 | 1.72 | 0.06155 | 0.0102 | 124.1224 | 10.9035 | 1.68 | 0.06002 | 0.00987 | 125.0855 | 10.8535 | 1.8 | 0.06256 | 0.01026 | 127.7429 | 12.3341 | 1.69 | 0.05717 | 0.0098 | 125.0764 | 13.6846 | 1.54 | 0.05165 | 0.00897 | 125.8455 | 14.495 | 1.62 | 0.05734 | 0.00912 | 136.4215 | 15.5349 | 1.7 | 0.06394 | 0.00901 | 133.1881 | 15.8453 | 1.68 | 0.06282 | 0.00912 | 151.9774 | 16.3753 | 1.99 | 0.07555 | 0.01024 | 138.9113 | 20.0365 | 1.66 | 0.06215 | 0.00846 | 139.6173 | 20.2966 | 1.65 | 0.06149 | 0.00853 | 144.2467 | 20.8569 | 1.75 | 0.06443 | 0.00876 | 143.5544 | 21.9671 | 1.68 | 0.06147 | 0.0084 | 140.0633 | 24.6585 | 1.62 | 0.05837 | 0.00805 | 138.272 | 26.729 | 1.49 | 0.05362 | 0.00721 | 136.5254 | 26.9191 | 1.48 | 0.05325 | 0.00715
148.8095 | 0.0034081 | 46.42 | 2.04 | 2.92 | 161.3704 | 0.0032321 | 106.92 | 4.51 | 4.88 | 149.2042 | 0.0034022 | 140.28 | 5.85 | 5.36 | 149.2042 | 0.013634 | 34.99 | 1.46 | 1.29 | 149.8876 | 0.013595 | 46.83 | 1.95 | 1.51 | 171.0376 | 0.028109 | 45.62 | 1.93 | 1.1 | 149.8053 | 0.082438 | 19.29 | 0.75624 | 0.39248 | 145.3356 | 0.084139 | 20.13 | 0.76986 | 0.39276 | 133.3333 | 0.12944 | 13.05 | 0.49872 | 0.24299 | 128.5439 | 0.18376 | 10.33 | 0.37562 | 0.17614 | 133.3333 | 0.17926 | 11.78 | 0.45372 | 0.19389 | 140.669 | 0.22587 | 10.55 | 0.43144 | 0.16649 | 147.0675 | 0.21917 | 12.1 | 0.50236 | 0.18479 | 152.7863 | 0.21367 | 13.68 | 0.56518 | 0.20256 | 157.9114 | 0.26419 | 12.09 | 0.49232 | 0.17308 | 150.06 | 0.33591 | 9.5 | 0.38651 | 0.13276 | 154.8061 | 0.32901 | 10.52 | 0.41999 | 0.14323 | 147.7877 | 0.33941 | 10.18 | 0.4065 | 0.13609 | 145.9245 | 0.49096 | 7.59 | 0.29628 | 0.09688 | 138.9815 | 0.6306 | 6.39 | 0.24218 | 0.07558 | 142.9746 | 0.68872 | 6.2 | 0.23059 | 0.07265 | 138.0453 | 0.70533 | 6.05 | 0.22492 | 0.06993 | 140.7482 | 0.93799 | 5.18 | 0.2052 | 0.05617 | 142.9838 | 1.0193 | 5.26 | 0.21348 | 0.05485 | 148.7854 | 0.99232 | 5.95 | 0.24104 | 0.06014 | 152.9137 | 1.1243 | 5.27 | 0.21294 | 0.05305 | 150.1426 | 1.1384 | 5.68 | 0.22658 | 0.05443 | 150.1389 | 1.3484 | 4.8 | 0.19138 | 0.04664 | 147.8785 | 1.3624 | 5.14 | 0.20155 | 0.04784 | 145.9763 | 1.3744 | 5.49 | 0.21073 | 0.04904 | 145.9915 | 1.6455 | 4.59 | 0.1761 | 0.04114 | 140.1542 | 1.6916 | 4.47 | 0.17116 | 0.03941 | 157.0352 | 1.7205 | 5.04 | 0.2105 | 0.04336 | 154.0209 | 1.9016 | 4.56 | 0.19045 | 0.03894 | 160.901 | 2.1447 | 4.57 | 0.19439 | 0.03758 | 155.3465 | 2.5558 | 3.85 | 0.1631 | 0.0312 | 156.426 | 2.5448 | 4.3 | 0.1813 | 0.0332 | 158.9067 | 2.6948 | 4.06 | 0.17139 | 0.0316 | 154.0168 | 2.7499 | 3.98 | 0.16781 | 0.03062 | 156.4235 | 2.9139 | 3.76 | 0.15846 | 0.02903 | 157.3114 | 2.9029 | 4.15 | 0.17224 | 0.0307 | 157.3137 | 3.282 | 3.69 | 0.15252 | 0.02733 | 166.8474 | 3.16 | 4.18 | 0.16944 | 0.03033 | 158.6972 | 3.6842 | 3.89 | 0.15373 | 0.02676 | 152.0566 | 4.0053 | 3.31 | 0.13357 | 0.02329 | 160.6604 | 3.8652 | 3.71 | 0.14659 | 0.02564 | 154.0041 | 4.2803 | 3.11 | 0.12534 | 0.02188 | 154.9261 | 4.2643 | 3.39 | 0.13314 | 0.02295 | 151.3194 | 4.3294 | 3.33 | 0.13108 | 0.02244 | 146.2219 | 5.1326 | 2.82 | 0.11059 | 0.01886 | 144.5971 | 5.4747 | 2.65 | 0.10378 | 0.01767 | 145.9732 | 5.4407 | 2.88 | 0.10972 | 0.01854 | 150.6899 | 5.5527 | 2.82 | 0.10764 | 0.01848 | 152.3279 | 5.8428 | 2.68 | 0.10239 | 0.01753 | 140.3115 | 7.6884 | 2.21 | 0.08158 | 0.01368 | 137.7347 | 7.7815 | 2.18 | 0.08062 | 0.01346 | 133.9595 | 9.9992 | 1.94 | 0.06793 | 0.01133 | 137.2008 | 10.2432 | 1.9 | 0.06633 | 0.01109 | 131.8801 | 10.4934 | 1.85 | 0.06469 | 0.01073 | 132.4435 | 10.4633 | 1.97 | 0.06709 | 0.0111 | 141.9366 | 11.5637 | 2 | 0.07163 | 0.01127 | 138.9738 | 12.8242 | 1.81 | 0.06467 | 0.01029 | 141.5762 | 13.4945 | 1.95 | 0.07356 | 0.01063 | 151.5795 | 14.5845 | 2 | 0.07694 | 0.01033 | 147.9868 | 14.8748 | 1.97 | 0.07554 | 0.01044 | 165.7935 | 15.5649 | 2.28 | 0.08565 | 0.01145 | 151.5396 | 19.066 | 1.9 | 0.07035 | 0.00941 | 152.3098 | 19.3261 | 1.88 | 0.06956 | 0.00946 | 156.2673 | 19.9364 | 1.97 | 0.07176 | 0.00965 | 155.5173 | 21.0166 | 1.89 | 0.06838 | 0.00924 | 150.8374 | 23.6679 | 1.81 | 0.06417 | 0.00878 | 148.9083 | 25.6384 | 1.66 | 0.059 | 0.00786 | 147.0273 | 25.8185 | 1.65 | 0.05858 | 0.00779
158.7302 | 0.003267 | 51.83 | 2.23 | 3.24 | 173.7835 | 0.003081 | 121.28 | 5.02 | 5.5 | 165.7825 | 0.0031761 | 167.87 | 7.11 | 6.36 | 165.7825 | 0.012724 | 41.88 | 1.77 | 1.53 | 162.3782 | 0.012894 | 53.69 | 2.19 | 1.72 | 185.2908 | 0.026708 | 52.25 | 2.15 | 1.25 | 159.7923 | 0.078986 | 21.54 | 0.82353 | 0.43589 | 154.4191 | 0.080787 | 22.34 | 0.83338 | 0.43352 | 141.6667 | 0.12414 | 14.49 | 0.5401 | 0.26831 | 142.8265 | 0.17106 | 12.38 | 0.4766 | 0.20929 | 150 | 0.16545 | 14.42 | 0.58982 | 0.23501 | 156.2988 | 0.21047 | 12.64 | 0.52423 | 0.19761 | 161.7742 | 0.20577 | 14.24 | 0.58815 | 0.2157 | 166.6759 | 0.20176 | 15.87 | 0.64605 | 0.2332 | 171.0706 | 0.25068 | 13.86 | 0.55338 | 0.19696 | 162.565 | 0.3186 | 10.89 | 0.43459 | 0.15111 | 166.7143 | 0.3134 | 11.93 | 0.46627 | 0.16144 | 159.156 | 0.3231 | 11.55 | 0.45144 | 0.15344 | 156.3477 | 0.46885 | 8.54 | 0.32581 | 0.10829 | 148.247 | 0.60419 | 7.13 | 0.26409 | 0.08374 | 160.8464 | 0.6368 | 7.58 | 0.30222 | 0.08775 | 155.3009 | 0.65171 | 7.39 | 0.29496 | 0.08447 | 156.3868 | 0.87517 | 6.18 | 0.25 | 0.06632 | 157.2822 | 0.9565 | 6.18 | 0.25051 | 0.06384 | 162.3113 | 0.93689 | 6.89 | 0.2759 | 0.06907 | 166.8149 | 1.0623 | 6.1 | 0.24365 | 0.06086 | 162.6545 | 1.0803 | 6.5 | 0.25489 | 0.06176 | 162.6505 | 1.2794 | 5.49 | 0.21527 | 0.05292 | 159.2538 | 1.2974 | 5.83 | 0.22385 | 0.05378 | 166.83 | 1.2584 | 6.87 | 0.28803 | 0.06054 | 166.8474 | 1.5075 | 5.75 | 0.24059 | 0.05074 | 160.1762 | 1.5475 | 5.59 | 0.23401 | 0.04861 | 176.6646 | 1.5945 | 6.14 | 0.26196 | 0.05213 | 173.2735 | 1.7615 | 5.56 | 0.23703 | 0.04679 | 178.7789 | 2.0036 | 5.45 | 0.23088 | 0.04425 | 172.6072 | 2.3877 | 4.58 | 0.19372 | 0.03668 | 172.0686 | 2.3927 | 5.03 | 0.20934 | 0.03843 | 174.7974 | 2.5348 | 4.76 | 0.19784 | 0.03657 | 169.4184 | 2.5858 | 4.66 | 0.19375 | 0.03543 | 172.0659 | 2.7398 | 4.4 | 0.18293 | 0.0336 | 171.6124 | 2.7448 | 4.8 | 0.19503 | 0.03507 | 171.6149 | 3.104 | 4.26 | 0.17265 | 0.0312 | 180.7514 | 3.0039 | 4.77 | 0.18904 | 0.03426 | 170.9047 | 3.5131 | 4.4 | 0.16966 | 0.02993 | 164.7279 | 3.8042 | 3.77 | 0.14905 | 0.02627 | 173.0189 | 3.6871 | 4.2 | 0.16177 | 0.02867 | 166.8378 | 4.0682 | 3.55 | 0.13978 | 0.02465 | 166.8434 | 4.0682 | 3.82 | 0.14686 | 0.02564 | 162.9593 | 4.1293 | 3.77 | 0.14461 | 0.02506 | 157.4697 | 4.8925 | 3.18 | 0.12201 | 0.02105 | 155.7199 | 5.2186 | 2.99 | 0.11447 | 0.0197 | 156.3999 | 5.2046 | 3.22 | 0.11997 | 0.02052 | 161.4535 | 5.3126 | 3.16 | 0.11767 | 0.02044 | 163.2085 | 5.5917 | 3 | 0.11192 | 0.01939 | 149.6656 | 7.3773 | 2.45 | 0.08849 | 0.015 | 146.917 | 7.4653 | 2.42 | 0.08744 | 0.01475 | 141.8395 | 9.651 | 2.13 | 0.07283 | 0.01226 | 145.2714 | 9.8821 | 2.08 | 0.07112 | 0.01201 | 139.6377 | 10.1232 | 2.03 | 0.06937 | 0.01161 | 147.1595 | 9.804 | 2.33 | 0.08421 | 0.01285 | 159.6787 | 10.7733 | 2.41 | 0.092 | 0.01322 | 156.3455 | 11.9437 | 2.18 | 0.083 | 0.01203 | 157.3069 | 12.6641 | 2.29 | 0.08854 | 0.01222 | 166.7374 | 13.7841 | 2.32 | 0.08934 | 0.01172 | 162.7855 | 14.0644 | 2.29 | 0.08769 | 0.01182 | 179.6096 | 14.8745 | 2.58 | 0.09554 | 0.0127 | 164.1679 | 18.2256 | 2.14 | 0.07838 | 0.01039 | 165.0023 | 18.4757 | 2.12 | 0.07747 | 0.01043 | 168.2878 | 19.126 | 2.2 | 0.07898 | 0.01058 | 167.4801 | 20.1862 | 2.11 | 0.0752 | 0.0101 | 161.6115 | 22.7875 | 2.01 | 0.06991 | 0.00953 | 159.5446 | 24.6679 | 1.84 | 0.06432 | 0.00853 | 157.5293 | 24.838 | 1.83 | 0.06387 | 0.00846
168.6508 | 0.003141 | 57.46 | 2.42 | 3.58 | 186.1966 | 0.0029489 | 136.3 | 5.52 | 6.14 | 182.3607 | 0.002988 | 197.32 | 8.33 | 7.41 | 182.3607 | 0.011974 | 49.23 | 2.08 | 1.78 | 174.8688 | 0.012294 | 60.9 | 2.44 | 1.94 | 199.5439 | 0.025498 | 59.22 | 2.38 | 1.41 | 169.7793 | 0.075915 | 23.89 | 0.89101 | 0.48083 | 163.5026 | 0.077806 | 24.63 | 0.89716 | 0.47564 | 150 | 0.11954 | 15.98 | 0.58168 | 0.29451 | 160.6799 | 0.15805 | 15.15 | 0.61889 | 0.2535 | 166.6667 | 0.15435 | 17.27 | 0.71628 | 0.27883 | 171.9287 | 0.19776 | 14.87 | 0.61338 | 0.23052 | 176.481 | 0.19446 | 16.52 | 0.67196 | 0.24819 | 180.5656 | 0.19166 | 18.18 | 0.72578 | 0.26527 | 184.2299 | 0.23897 | 15.72 | 0.61393 | 0.22186 | 175.07 | 0.3036 | 12.35 | 0.48231 | 0.17027 | 178.6225 | 0.29969 | 13.42 | 0.51235 | 0.18038 | 170.5243 | 0.3088 | 12.99 | 0.49621 | 0.1715 | 166.7709 | 0.44944 | 9.53 | 0.35531 | 0.12014 | 166.7779 | 0.55957 | 8.69 | 0.34533 | 0.10091 | 178.7182 | 0.59468 | 9.05 | 0.36821 | 0.10381 | 172.5566 | 0.60829 | 8.84 | 0.35952 | 0.09997 | 172.0255 | 0.82314 | 7.25 | 0.29284 | 0.07703 | 171.5805 | 0.90358 | 7.16 | 0.28661 | 0.07329 | 175.8373 | 0.88947 | 7.89 | 0.31023 | 0.07841 | 180.7162 | 1.0093 | 6.98 | 0.27387 | 0.06904 | 175.1664 | 1.0293 | 7.36 | 0.28293 | 0.06941 | 175.162 | 1.2194 | 6.22 | 0.23894 | 0.05948 | 182.0043 | 1.1904 | 7.29 | 0.30546 | 0.06637 | 187.6838 | 1.1674 | 8.37 | 0.35829 | 0.07287 | 187.7033 | 1.3984 | 7 | 0.29922 | 0.06103 | 180.1982 | 1.4344 | 6.81 | 0.29118 | 0.05848 | 196.294 | 1.4914 | 7.32 | 0.31092 | 0.06144 | 192.5261 | 1.6475 | 6.63 | 0.28137 | 0.05512 | 196.6568 | 1.8876 | 6.38 | 0.26634 | 0.05128 | 189.868 | 2.2487 | 5.37 | 0.2235 | 0.04246 | 187.7112 | 2.2647 | 5.81 | 0.23693 | 0.04393 | 190.6881 | 2.3997 | 5.5 | 0.22385 | 0.04179 | 184.8201 | 2.4467 | 5.39 | 0.21928 | 0.04049 | 187.7082 | 2.5938 | 5.09 | 0.207 | 0.03838 | 185.9135 | 2.6098 | 5.48 | 0.2176 | 0.03964 | 185.9161 | 2.9509 | 4.86 | 0.1926 | 0.03524 | 194.6553 | 2.8679 | 5.39 | 0.20853 | 0.03835 | 183.1122 | 3.364 | 4.93 | 0.18555 | 0.03322 | 177.3993 | 3.6291 | 4.26 | 0.16446 | 0.02938 | 185.3774 | 3.5311 | 4.7 | 0.1769 | 0.03181 | 179.6715 | 3.8842 | 4.01 | 0.15414 | 0.02754 | 178.7608 | 3.8962 | 4.28 | 0.16055 | 0.02842 | 174.5993 | 3.9542 | 4.22 | 0.1581 | 0.02778 | 168.7175 | 4.6824 | 3.56 | 0.1334 | 0.02332 | 166.8428 | 4.9945 | 3.35 | 0.12515 | 0.02181 | 166.8265 | 4.9955 | 3.57 | 0.13022 | 0.02256 | 172.2171 | 5.1005 | 3.51 | 0.1277 | 0.02248 | 174.089 | 5.3696 | 3.33 | 0.12143 | 0.02132 | 159.0197 | 7.0992 | 2.7 | 0.09541 | 0.01637 | 156.0994 | 7.1822 | 2.67 | 0.09429 | 0.01609 | 157.5994 | 9.0388 | 2.52 | 0.09138 | 0.0142 | 161.4127 | 9.2638 | 2.46 | 0.08923 | 0.01392 | 155.153 | 9.4909 | 2.4 | 0.08705 | 0.01345 | 165.5544 | 9.1207 | 2.81 | 0.10831 | 0.01516 | 177.4207 | 10.113 | 2.84 | 0.1108 | 0.01528 | 173.7173 | 11.2234 | 2.57 | 0.09992 | 0.01387 | 173.0376 | 11.9738 | 2.66 | 0.10284 | 0.0139 | 181.8953 | 13.1138 | 2.66 | 0.10138 | 0.01318 | 177.5841 | 13.3741 | 2.62 | 0.09948 | 0.01327 | 193.4257 | 14.2642 | 2.89 | 0.10528 | 0.014 | 176.7962 | 17.4852 | 2.4 | 0.08629 | 0.0114 | 177.6947 | 17.7253 | 2.37 | 0.08525 | 0.01143 | 180.3084 | 18.4157 | 2.44 | 0.08611 | 0.01153 | 179.443 | 19.4458 | 2.34 | 0.08193 | 0.01099 | 172.3856 | 22.007 | 2.21 | 0.07559 | 0.0103 | 170.1809 | 23.7974 | 2.03 | 0.0696 | 0.00923 | 168.0312 | 23.9675 | 2.02 | 0.06911 | 0.00915
178.5714 | 0.0030279 | 63.31 | 2.61 | 3.92 | 198.6097 | 0.0028329 | 151.97 | 6.02 | 6.81 | 198.939 | 0.0028299 | 228.51 | 9.51 | 8.5 | 198.939 | 0.011333 | 57.01 | 2.37 | 2.05 | 199.8501 | 0.011303 | 76.3 | 3.3 | 2.4 | 213.797 | 0.024447 | 66.49 | 2.6 | 1.57 | 179.7663 | 0.073164 | 26.32 | 0.95869 | 0.52722 | 181.6695 | 0.072674 | 29.47 | 1.13 | 0.56376 | 166.6667 | 0.11144 | 19.13 | 0.73606 | 0.3494 | 178.5332 | 0.14765 | 18.12 | 0.75094 | 0.30053 | 183.3333 | 0.14515 | 20.31 | 0.83767 | 0.32512 | 187.5586 | 0.18706 | 17.23 | 0.70039 | 0.26509 | 191.1877 | 0.18476 | 18.91 | 0.75452 | 0.28216 | 194.4552 | 0.18286 | 20.61 | 0.80476 | 0.29867 | 197.3892 | 0.22877 | 17.66 | 0.67413 | 0.24772 | 187.575 | 0.29049 | 13.88 | 0.52979 | 0.19018 | 190.5306 | 0.28759 | 14.96 | 0.5583 | 0.20001 | 181.8926 | 0.29619 | 14.49 | 0.54088 | 0.19023 | 187.6173 | 0.41663 | 11.63 | 0.46447 | 0.14506 | 185.3087 | 0.52325 | 10.37 | 0.42007 | 0.11914 | 196.5901 | 0.55987 | 10.63 | 0.4312 | 0.12076 | 189.8123 | 0.57237 | 10.38 | 0.4212 | 0.11632 | 187.6642 | 0.77923 | 8.39 | 0.3345 | 0.08827 | 185.8789 | 0.85846 | 8.19 | 0.32213 | 0.08318 | 189.3632 | 0.84845 | 8.94 | 0.3442 | 0.08815 | 194.6174 | 0.96277 | 7.9 | 0.30376 | 0.07755 | 200.1902 | 0.94607 | 9.2 | 0.38539 | 0.0856 | 200.1852 | 1.1213 | 7.77 | 0.32541 | 0.07335 | 204.7549 | 1.1053 | 8.88 | 0.37951 | 0.07982 | 208.5375 | 1.0933 | 9.98 | 0.42506 | 0.08593 | 208.5593 | 1.3094 | 8.35 | 0.35494 | 0.07192 | 200.2202 | 1.3424 | 8.12 | 0.34557 | 0.06894 | 215.9234 | 1.4074 | 8.57 | 0.35842 | 0.07123 | 211.7787 | 1.5534 | 7.76 | 0.32441 | 0.0639 | 214.5347 | 1.7895 | 7.37 | 0.30115 | 0.05864 | 207.1287 | 2.1306 | 6.2 | 0.25275 | 0.04852 | 203.3538 | 2.1546 | 6.64 | 0.26421 | 0.04967 | 206.5787 | 2.2837 | 6.27 | 0.24957 | 0.04723 | 200.2218 | 2.3287 | 6.15 | 0.24453 | 0.04577 | 203.3506 | 2.4687 | 5.8 | 0.2308 | 0.04338 | 200.2145 | 2.4927 | 6.19 | 0.24002 | 0.0444 | 200.2174 | 2.8188 | 5.49 | 0.2124 | 0.03944 | 208.5593 | 2.7498 | 6.04 | 0.22792 | 0.04259 | 195.3197 | 3.232 | 5.48 | 0.20142 | 0.03662 | 190.0707 | 3.477 | 4.78 | 0.17982 | 0.0326 | 197.7359 | 3.393 | 5.23 | 0.192 | 0.03507 | 192.5051 | 3.7231 | 4.48 | 0.16845 | 0.03053 | 190.6782 | 3.7441 | 4.75 | 0.17421 | 0.0313 | 186.2392 | 3.7991 | 4.68 | 0.17157 | 0.03059 | 179.9654 | 4.4963 | 3.96 | 0.14479 | 0.02567 | 177.9656 | 4.7964 | 3.72 | 0.13582 | 0.02399 | 177.2532 | 4.8084 | 3.95 | 0.14048 | 0.02468 | 182.9806 | 4.9125 | 3.87 | 0.13773 | 0.02458 | 184.9696 | 5.1715 | 3.68 | 0.13095 | 0.02331 | 168.3738 | 6.8491 | 2.96 | 0.10235 | 0.01777 | 165.2817 | 6.9281 | 2.93 | 0.10114 | 0.01747 | 177.2994 | 8.4045 | 3.04 | 0.11754 | 0.01678 | 181.5893 | 8.6225 | 2.97 | 0.11471 | 0.01646 | 174.5471 | 8.8316 | 2.9 | 0.11194 | 0.01589 | 183.9493 | 8.5565 | 3.32 | 0.13058 | 0.01761 | 195.1628 | 9.5498 | 3.31 | 0.12875 | 0.01744 | 191.089 | 10.6131 | 2.99 | 0.11607 | 0.0158 | 188.7683 | 11.3835 | 3.05 | 0.11671 | 0.01566 | 197.0533 | 12.5235 | 3.02 | 0.11317 | 0.01469 | 192.3828 | 12.7738 | 2.97 | 0.11103 | 0.01478 | 207.2419 | 13.734 | 3.21 | 0.11491 | 0.01535 | 189.4246 | 16.8249 | 2.66 | 0.09411 | 0.01245 | 190.3872 | 17.065 | 2.63 | 0.09295 | 0.01247 | 192.329 | 17.7753 | 2.7 | 0.09318 | 0.01252 | 191.4059 | 18.7755 | 2.58 | 0.08859 | 0.01191 | 193.9338 | 20.6563 | 2.64 | 0.09676 | 0.0119 | 191.4535 | 22.3167 | 2.42 | 0.08925 | 0.01068 | 189.0351 | 22.4768 | 2.41 | 0.08862 | 0.01058
198.4127 | 0.0028338 | 75.64 | 3.24 | 4.64 | 223.4359 | 0.0026368 | 185.12 | 7.76 | 8.19 | 215.5172 | 0.0026948 | 261.35 | 10.68 | 9.65 | 215.5172 | 0.010793 | 65.21 | 2.67 | 2.32 | 224.8314 | 0.010523 | 92.94 | 4.09 | 2.89 | 228.0502 | 0.023517 | 74.07 | 2.82 | 1.73 | 199.7403 | 0.068451 | 31.46 | 1.21 | 0.6241 | 204.3782 | 0.067481 | 35.96 | 1.46 | 0.68057 | 187.5 | 0.10333 | 23.36 | 0.95299 | 0.42233 | 196.3865 | 0.13894 | 21.29 | 0.87752 | 0.35014 | 200 | 0.13734 | 23.52 | 0.956 | 0.37369 | 203.1885 | 0.17785 | 19.72 | 0.786 | 0.30119 | 205.8945 | 0.17645 | 21.43 | 0.83621 | 0.31751 | 208.3449 | 0.17515 | 23.15 | 0.88319 | 0.3333 | 210.5485 | 0.21977 | 19.69 | 0.73407 | 0.27447 | 200.08 | 0.27888 | 15.47 | 0.57709 | 0.2108 | 214.347 | 0.26728 | 18.24 | 0.72785 | 0.24119 | 204.6292 | 0.27498 | 17.68 | 0.7059 | 0.22956 | 208.4636 | 0.39012 | 13.89 | 0.56474 | 0.17147 | 203.8396 | 0.49334 | 12.16 | 0.49132 | 0.13833 | 214.4619 | 0.53055 | 12.3 | 0.49237 | 0.13851 | 207.0679 | 0.54216 | 12.01 | 0.48112 | 0.13347 | 203.3029 | 0.74171 | 9.58 | 0.37539 | 0.1 | 200.1773 | 0.81944 | 9.28 | 0.35724 | 0.09348 | 216.4151 | 0.78122 | 11.17 | 0.46809 | 0.10871 | 222.4199 | 0.88704 | 9.87 | 0.41275 | 0.09553 | 225.214 | 0.88044 | 11.2 | 0.47813 | 0.10286 | 225.2083 | 1.0433 | 9.45 | 0.40367 | 0.08813 | 227.5054 | 1.0373 | 10.57 | 0.44972 | 0.09405 | 229.3913 | 1.0323 | 11.69 | 0.48975 | 0.09965 | 229.4152 | 1.2364 | 9.78 | 0.40891 | 0.08338 | 220.2423 | 1.2674 | 9.52 | 0.39831 | 0.07995 | 235.5528 | 1.3364 | 9.9 | 0.40495 | 0.08147 | 231.0314 | 1.4744 | 8.96 | 0.36657 | 0.07307 | 232.4126 | 1.7065 | 8.41 | 0.33549 | 0.0663 | 224.3894 | 2.0306 | 7.07 | 0.28162 | 0.05484 | 218.9964 | 2.0606 | 7.5 | 0.29128 | 0.05563 | 222.4694 | 2.1846 | 7.09 | 0.27508 | 0.05288 | 215.6235 | 2.2256 | 6.95 | 0.26959 | 0.05125 | 218.9929 | 2.3607 | 6.56 | 0.25442 | 0.04857 | 214.5156 | 2.3897 | 6.93 | 0.26233 | 0.04933 | 214.5186 | 2.7038 | 6.15 | 0.23211 | 0.04379 | 222.4632 | 2.6458 | 6.71 | 0.24724 | 0.04696 | 207.5271 | 3.1149 | 6.05 | 0.21725 | 0.04013 | 202.7421 | 3.342 | 5.31 | 0.19515 | 0.03594 | 210.0944 | 3.2699 | 5.77 | 0.20707 | 0.03842 | 205.3388 | 3.58 | 4.98 | 0.18271 | 0.03363 | 202.5956 | 3.609 | 5.25 | 0.18785 | 0.03427 | 197.8792 | 3.6611 | 5.17 | 0.18503 | 0.0335 | 191.2132 | 4.3313 | 4.37 | 0.15618 | 0.02809 | 189.0885 | 4.6204 | 4.11 | 0.14648 | 0.02624 | 187.6799 | 4.6414 | 4.33 | 0.15074 | 0.02686 | 193.7442 | 4.7424 | 4.25 | 0.14777 | 0.02674 | 195.8502 | 4.9944 | 4.04 | 0.14047 | 0.02536 | 187.082 | 6.4179 | 3.51 | 0.12855 | 0.02071 | 183.6463 | 6.4909 | 3.47 | 0.12705 | 0.02036 | 196.9993 | 7.8863 | 3.6 | 0.1417 | 0.0195 | 201.7659 | 8.0993 | 3.51 | 0.13821 | 0.01913 | 193.9413 | 8.2904 | 3.43 | 0.1349 | 0.01846 | 202.3443 | 8.0853 | 3.87 | 0.15182 | 0.02018 | 212.9049 | 9.0766 | 3.79 | 0.14617 | 0.0197 | 208.4607 | 10.0829 | 3.43 | 0.13173 | 0.01782 | 204.499 | 10.8632 | 3.46 | 0.13029 | 0.01748 | 212.2112 | 12.0033 | 3.39 | 0.12477 | 0.01625 | 207.1815 | 12.2536 | 3.33 | 0.12239 | 0.01634 | 221.058 | 13.2538 | 3.55 | 0.12444 | 0.01673 | 202.0529 | 16.2446 | 2.94 | 0.10185 | 0.01352 | 203.0797 | 16.4747 | 2.91 | 0.10058 | 0.01354 | 216.3701 | 16.6848 | 3.22 | 0.11946 | 0.01456 | 215.3316 | 17.6449 | 3.08 | 0.11336 | 0.01381 | 215.4819 | 19.5458 | 3.09 | 0.11606 | 0.01358 | 212.7261 | 21.0961 | 2.84 | 0.10717 | 0.0122 | 210.039 | 21.2361 | 2.82 | 0.10643 | 0.01209
223.2143 | 0.0026387 | 92.15 | 4.12 | 5.58 | 248.2622 | 0.0024797 | 220.55 | 9.37 | 9.65 | 232.0955 | 0.0025788 | 295.76 | 11.84 | 10.83 | 232.0955 | 0.010333 | 73.8 | 2.95 | 2.61 | 249.8126 | 0.0098968 | 110.73 | 4.83 | 3.41 | 242.3033 | 0.022697 | 81.93 | 3.05 | 1.91 | 224.7079 | 0.063699 | 38.34 | 1.56 | 0.75218 | 227.0869 | 0.063299 | 42.91 | 1.77 | 0.804 | 208.3333 | 0.09676 | 27.91 | 1.15 | 0.49959 | 214.2398 | 0.13164 | 24.66 | 1 | 0.4021 | 216.6667 | 0.13074 | 26.92 | 1.07 | 0.42433 | 218.8184 | 0.17005 | 22.33 | 0.87063 | 0.3387 | 220.6012 | 0.16915 | 24.06 | 0.91727 | 0.35413 | 222.2346 | 0.16845 | 25.8 | 0.96121 | 0.3691 | 236.867 | 0.20476 | 23.98 | 0.95478 | 0.33045 | 225.09 | 0.25948 | 18.85 | 0.75148 | 0.25399 | 238.1633 | 0.25097 | 21.75 | 0.88314 | 0.28466 | 227.3657 | 0.25798 | 21.09 | 0.85718 | 0.27114 | 229.31 | 0.36821 | 16.29 | 0.66015 | 0.19923 | 222.3705 | 0.46803 | 14.05 | 0.5604 | 0.15839 | 232.3337 | 0.50564 | 14.05 | 0.55229 | 0.157 | 224.3236 | 0.51635 | 13.73 | 0.53987 | 0.15135 | 218.9416 | 0.7092 | 10.84 | 0.41573 | 0.11218 | 228.7741 | 0.75551 | 11.59 | 0.48515 | 0.11519 | 243.467 | 0.7283 | 13.58 | 0.58001 | 0.13057 | 250.2224 | 0.82762 | 11.99 | 0.51113 | 0.11462 | 250.2377 | 0.82752 | 13.33 | 0.56585 | 0.12105 | 250.2315 | 0.98067 | 11.25 | 0.4777 | 0.10371 | 250.2559 | 0.98057 | 12.38 | 0.51759 | 0.10896 | 250.245 | 0.98067 | 13.5 | 0.55303 | 0.11398 | 250.2711 | 1.1753 | 11.28 | 0.46171 | 0.09533 | 240.2643 | 1.2033 | 10.99 | 0.44995 | 0.09145 | 255.1822 | 1.2753 | 11.29 | 0.45076 | 0.09211 | 250.284 | 1.4074 | 10.23 | 0.40811 | 0.08261 | 250.2905 | 1.6345 | 9.5 | 0.36947 | 0.07425 | 241.6501 | 1.9445 | 7.99 | 0.3102 | 0.06139 | 234.639 | 1.9776 | 8.4 | 0.31817 | 0.0618 | 238.3601 | 2.0976 | 7.94 | 0.30041 | 0.05873 | 231.0251 | 2.1366 | 7.78 | 0.29449 | 0.05693 | 234.6353 | 2.2656 | 7.34 | 0.27787 | 0.05394 | 228.8166 | 2.2997 | 7.71 | 0.28455 | 0.05442 | 228.8199 | 2.6017 | 6.83 | 0.25174 | 0.04829 | 236.3672 | 2.5527 | 7.41 | 0.26649 | 0.05147 | 219.7346 | 3.0099 | 6.65 | 0.23307 | 0.04375 | 215.4135 | 3.2219 | 5.86 | 0.21044 | 0.03938 | 222.4529 | 3.1609 | 6.34 | 0.22213 | 0.04188 | 218.1725 | 3.454 | 5.5 | 0.19693 | 0.03682 | 214.513 | 3.488 | 5.76 | 0.20147 | 0.03733 | 209.5192 | 3.537 | 5.68 | 0.19847 | 0.03649 | 202.461 | 4.1832 | 4.8 | 0.16756 | 0.03059 | 200.2113 | 4.4623 | 4.51 | 0.15714 | 0.02857 | 208.5332 | 4.3542 | 5.14 | 0.18943 | 0.0314 | 215.2713 | 4.4513 | 5.04 | 0.18556 | 0.03125 | 217.6113 | 4.6893 | 4.79 | 0.17632 | 0.02963 | 210.4672 | 5.9797 | 4.24 | 0.16536 | 0.02458 | 206.6021 | 6.0457 | 4.2 | 0.16347 | 0.02417 | 216.6992 | 7.4561 | 4.19 | 0.16474 | 0.02236 | 221.9424 | 7.6641 | 4.09 | 0.1606 | 0.02193 | 213.3354 | 7.8402 | 3.99 | 0.1568 | 0.02116 | 220.7392 | 7.6881 | 4.45 | 0.17242 | 0.02286 | 230.6469 | 8.6714 | 4.31 | 0.16322 | 0.02205 | 225.8325 | 9.6327 | 3.89 | 0.14706 | 0.01992 | 220.2297 | 10.413 | 3.89 | 0.14368 | 0.01936 | 227.3692 | 11.5431 | 3.77 | 0.13624 | 0.01787 | 221.9802 | 11.7934 | 3.71 | 0.13362 | 0.01794 | 248.6902 | 12.4434 | 4.26 | 0.15979 | 0.01959 | 227.3095 | 15.2542 | 3.51 | 0.13063 | 0.01576 | 228.4647 | 15.4743 | 3.48 | 0.12892 | 0.01575 | 240.4112 | 15.7944 | 3.78 | 0.14339 | 0.01669 | 239.2573 | 16.7145 | 3.61 | 0.13591 | 0.01579 | 237.0301 | 18.6053 | 3.57 | 0.13427 | 0.01532 | 233.9987 | 20.0756 | 3.28 | 0.1241 | 0.01378 | 231.0429 | 20.2056 | 3.26 | 0.12325 | 0.01365
248.0159 | 0.0024807 | 109.79 | 4.95 | 6.58 | 273.0884 | 0.0023497 | 258.09 | 10.91 | 11.18 | 265.252 | 0.0023877 | 368.88 | 15.89 | 13.31 | 265.252 | 0.0095656 | 92.06 | 3.97 | 3.21 | 274.7939 | 0.0093796 | 129.57 | 5.55 | 3.95 | 256.5564 | 0.021956 | 90.07 | 3.27 | 2.08 | 249.6754 | 0.059867 | 45.7 | 1.88 | 0.88713 | 249.7956 | 0.059848 | 50.29 | 2.06 | 0.93334 | 229.1667 | 0.091337 | 32.74 | 1.35 | 0.58075 | 232.0931 | 0.12544 | 28.19 | 1.12 | 0.45622 | 233.3333 | 0.12504 | 30.47 | 1.19 | 0.4769 | 234.4483 | 0.16315 | 25.06 | 0.95451 | 0.37751 | 235.308 | 0.16275 | 26.8 | 0.99782 | 0.39193 | 250.0139 | 0.15714 | 31.38 | 1.25 | 0.44387 | 263.1856 | 0.19255 | 28.55 | 1.16 | 0.38937 | 250.1 | 0.24387 | 22.47 | 0.91101 | 0.29953 | 261.9796 | 0.23747 | 25.48 | 1.03 | 0.33018 | 250.1023 | 0.24387 | 24.72 | 1 | 0.31473 | 250.1563 | 0.3498 | 18.82 | 0.75248 | 0.2282 | 240.9013 | 0.44652 | 16.04 | 0.62799 | 0.17925 | 250.2055 | 0.48413 | 15.89 | 0.61129 | 0.17617 | 241.5792 | 0.49414 | 15.53 | 0.59776 | 0.16989 | 250.2189 | 0.65607 | 13.5 | 0.56233 | 0.13775 | 257.3708 | 0.70529 | 14.08 | 0.60053 | 0.13822 | 270.5189 | 0.68568 | 16.16 | 0.68564 | 0.15356 | 278.0249 | 0.7797 | 14.26 | 0.60391 | 0.13467 | 275.2615 | 0.784 | 15.58 | 0.65046 | 0.14006 | 275.2546 | 0.92905 | 13.16 | 0.5491 | 0.12 | 273.0065 | 0.93335 | 14.28 | 0.58386 | 0.12449 | 271.0988 | 0.93705 | 15.4 | 0.61526 | 0.12885 | 271.1271 | 1.1233 | 12.87 | 0.51363 | 0.10773 | 260.2863 | 1.1493 | 12.54 | 0.50077 | 0.1034 | 274.8116 | 1.2233 | 12.75 | 0.49601 | 0.10311 | 269.5366 | 1.3494 | 11.55 | 0.44915 | 0.09248 | 268.1684 | 1.5714 | 10.64 | 0.40314 | 0.08245 | 258.9108 | 1.8685 | 8.94 | 0.33855 | 0.06816 | 250.2816 | 1.9055 | 9.34 | 0.34491 | 0.06816 | 254.2508 | 2.0206 | 8.82 | 0.32559 | 0.06476 | 246.4268 | 2.0576 | 8.65 | 0.31926 | 0.06278 | 250.2777 | 2.1826 | 8.16 | 0.30119 | 0.05948 | 243.1176 | 2.2196 | 8.51 | 0.30668 | 0.05966 | 243.1211 | 2.5117 | 7.54 | 0.27128 | 0.05292 | 250.2711 | 2.4697 | 8.13 | 0.28569 | 0.0561 | 244.1496 | 2.8298 | 7.89 | 0.2925 | 0.05126 | 228.0848 | 3.1149 | 6.44 | 0.2257 | 0.04291 | 247.1699 | 2.9728 | 7.52 | 0.27867 | 0.04906 | 231.0062 | 3.3399 | 6.04 | 0.21112 | 0.04009 | 238.3478 | 3.2809 | 6.84 | 0.25266 | 0.04368 | 232.7991 | 3.3249 | 6.74 | 0.249 | 0.0427 | 224.9567 | 3.9281 | 5.7 | 0.21038 | 0.03579 | 222.457 | 4.1902 | 5.35 | 0.19728 | 0.0334 | 234.5998 | 4.0621 | 6.22 | 0.24364 | 0.03739 | 242.1803 | 4.1571 | 6.1 | 0.23849 | 0.03718 | 244.8127 | 4.3802 | 5.79 | 0.22651 | 0.03525 | 233.8525 | 5.6235 | 5.03 | 0.19923 | 0.02867 | 229.5579 | 5.6836 | 4.97 | 0.19699 | 0.02818 | 236.3992 | 7.0929 | 4.82 | 0.18706 | 0.02534 | 242.119 | 7.2969 | 4.7 | 0.18225 | 0.02484 | 232.7295 | 7.46 | 4.59 | 0.178 | 0.02397 | 239.1341 | 7.347 | 5.05 | 0.19256 | 0.02564 | 248.389 | 8.3202 | 4.84 | 0.17999 | 0.02447 | 243.2042 | 9.2415 | 4.37 | 0.16215 | 0.02209 | 235.9604 | 10.0228 | 4.33 | 0.15691 | 0.02131 | 242.5271 | 11.1429 | 4.17 | 0.14761 | 0.01953 | 236.7789 | 11.3732 | 4.1 | 0.14474 | 0.0196 | 276.3225 | 11.7831 | 5.01 | 0.19195 | 0.02258 | 252.5661 | 14.4438 | 4.13 | 0.1568 | 0.01809 | 253.8496 | 14.6539 | 4.08 | 0.15471 | 0.01806 | 264.4523 | 15.054 | 4.37 | 0.16594 | 0.01891 | 263.1831 | 15.9341 | 4.16 | 0.15714 | 0.01785 | 258.5783 | 17.8149 | 4.07 | 0.15176 | 0.01712 | 255.2714 | 19.2052 | 3.75 | 0.14036 | 0.01542 | 252.0468 | 19.3252 | 3.72 | 0.13941 | 0.01527
272.8175 | 0.0023506 | 128.49 | 5.74 | 7.62 | 297.9146 | 0.0022406 | 297.58 | 12.4 | 12.76 | 298.4085 | 0.0022396 | 447.34 | 19.56 | 15.93 | 298.4085 | 0.0089683 | 111.65 | 4.88 | 3.84 | 299.7752 | 0.0089464 | 149.39 | 6.26 | 4.51 | 285.0627 | 0.020706 | 107.11 | 4.08 | 2.45 | 274.643 | 0.056706 | 53.5 | 2.19 | 1.03 | 272.5043 | 0.056956 | 58.07 | 2.35 | 1.07 | 250 | 0.086785 | 37.85 | 1.53 | 0.66542 | 249.9464 | 0.12013 | 31.89 | 1.24 | 0.5123 | 250 | 0.12013 | 34.18 | 1.3 | 0.53123 | 250.0781 | 0.15704 | 27.9 | 1.04 | 0.41754 | 264.7215 | 0.15204 | 32.58 | 1.29 | 0.47079 | 277.7932 | 0.14804 | 37.35 | 1.51 | 0.52241 | 289.5042 | 0.18265 | 33.4 | 1.35 | 0.45088 | 275.11 | 0.23096 | 26.3 | 1.06 | 0.34714 | 285.7959 | 0.22616 | 29.4 | 1.17 | 0.37752 | 272.8389 | 0.23206 | 28.54 | 1.14 | 0.36012 | 271.0027 | 0.33419 | 21.48 | 0.84263 | 0.25827 | 259.4322 | 0.42801 | 18.12 | 0.69446 | 0.20084 | 285.9492 | 0.44902 | 19.79 | 0.82506 | 0.21631 | 276.0906 | 0.45782 | 19.35 | 0.80768 | 0.20877 | 281.4963 | 0.61436 | 16.37 | 0.69414 | 0.16475 | 285.9676 | 0.66487 | 16.74 | 0.70925 | 0.16241 | 297.5707 | 0.65067 | 18.88 | 0.7873 | 0.17754 | 305.8274 | 0.74028 | 16.65 | 0.69313 | 0.15558 | 300.2853 | 0.74759 | 17.96 | 0.73285 | 0.15982 | 300.2778 | 0.88593 | 15.16 | 0.61862 | 0.13691 | 295.757 | 0.89323 | 16.27 | 0.64888 | 0.14057 | 291.9525 | 0.89954 | 17.38 | 0.67664 | 0.1442 | 291.983 | 1.0783 | 14.52 | 0.56483 | 0.12054 | 280.3083 | 1.1023 | 14.15 | 0.55094 | 0.11575 | 294.441 | 1.1773 | 14.26 | 0.54076 | 0.11445 | 288.7892 | 1.2993 | 12.92 | 0.48977 | 0.10266 | 286.0463 | 1.5164 | 11.81 | 0.43654 | 0.09088 | 276.1716 | 1.8025 | 9.93 | 0.36669 | 0.07512 | 265.9242 | 1.8405 | 10.31 | 0.37151 | 0.0747 | 270.1414 | 1.9535 | 9.74 | 0.35063 | 0.07095 | 261.8285 | 1.9875 | 9.55 | 0.3439 | 0.0688 | 265.92 | 2.1096 | 9.01 | 0.32439 | 0.06517 | 257.4187 | 2.1486 | 9.35 | 0.32874 | 0.06504 | 257.4223 | 2.4307 | 8.28 | 0.29076 | 0.05767 | 278.079 | 2.3286 | 9.65 | 0.35761 | 0.0657 | 274.6683 | 2.6487 | 9.55 | 0.37547 | 0.06113 | 253.4276 | 2.9308 | 7.64 | 0.283 | 0.05026 | 278.0661 | 2.7827 | 9.1 | 0.35759 | 0.05848 | 256.6735 | 3.1458 | 7.16 | 0.26437 | 0.04689 | 268.1412 | 3.0708 | 8.27 | 0.32415 | 0.05202 | 261.8989 | 3.1108 | 8.15 | 0.31962 | 0.05087 | 253.0763 | 3.671 | 6.9 | 0.2703 | 0.04264 | 250.2642 | 3.915 | 6.47 | 0.25345 | 0.03976 | 260.6665 | 3.827 | 7.37 | 0.29339 | 0.04369 | 269.0892 | 3.918 | 7.22 | 0.28702 | 0.04341 | 272.0141 | 4.1301 | 6.86 | 0.27252 | 0.04115 | 257.2377 | 5.3294 | 5.86 | 0.23141 | 0.03294 | 252.5137 | 5.3844 | 5.79 | 0.22886 | 0.03238 | 256.0991 | 6.7818 | 5.47 | 0.20886 | 0.02843 | 262.2956 | 6.9828 | 5.33 | 0.20339 | 0.02786 | 252.1237 | 7.1349 | 5.21 | 0.19871 | 0.02689 | 257.529 | 7.0528 | 5.68 | 0.21235 | 0.02851 | 266.1311 | 8.0131 | 5.4 | 0.19654 | 0.02697 | 260.5759 | 8.9004 | 4.88 | 0.17703 | 0.02432 | 251.691 | 9.6747 | 4.79 | 0.17 | 0.02331 | 272.843 | 10.4626 | 5.02 | 0.18978 | 0.02298 | 266.3762 | 10.6729 | 4.93 | 0.18602 | 0.02303 | 303.9547 | 11.2228 | 5.8 | 0.22222 | 0.02568 | 277.8227 | 13.7735 | 4.77 | 0.18144 | 0.02051 | 279.2346 | 13.9635 | 4.72 | 0.179 | 0.02046 | 288.4934 | 14.4137 | 4.99 | 0.18755 | 0.02119 | 287.1088 | 15.2738 | 4.75 | 0.17749 | 0.01996 | 280.1265 | 17.1345 | 4.59 | 0.16871 | 0.01898 | 276.544 | 18.4548 | 4.23 | 0.15614 | 0.01711 | 273.0507 | 18.5649 | 4.2 | 0.1551 | 0.01694
297.619 | 0.0022426 | 148.16 | 6.52 | 8.71 | 322.7408 | 0.0021486 | 338.87 | 13.86 | 14.39 | 331.565 | 0.0021196 | 530.64 | 23.02 | 18.65 | 331.565 | 0.0084881 | 132.45 | 5.75 | 4.5 | 324.7564 | 0.0085792 | 170.12 | 6.95 | 5.08 | 320.6956 | 0.019455 | 129.75 | 5.22 | 2.93 | 299.6105 | 0.054075 | 61.71 | 2.49 | 1.17 | 295.213 | 0.054505 | 66.23 | 2.62 | 1.21 | 270.8333 | 0.082913 | 43.21 | 1.71 | 0.75326 | 267.7998 | 0.11543 | 35.75 | 1.36 | 0.57018 | 266.6667 | 0.11573 | 38.03 | 1.41 | 0.58719 | 281.3379 | 0.14694 | 33.89 | 1.34 | 0.50088 | 294.1349 | 0.14344 | 38.74 | 1.56 | 0.55345 | 305.5725 | 0.14054 | 43.65 | 1.76 | 0.60423 | 315.8227 | 0.17425 | 38.5 | 1.53 | 0.51465 | 300.12 | 0.22026 | 30.33 | 1.21 | 0.39658 | 309.6123 | 0.21656 | 33.51 | 1.31 | 0.42647 | 295.5755 | 0.22206 | 32.54 | 1.27 | 0.40711 | 291.8491 | 0.32079 | 24.25 | 0.93112 | 0.28932 | 296.494 | 0.3977 | 22.53 | 0.93504 | 0.24594 | 321.6928 | 0.42161 | 23.97 | 1.02 | 0.25855 | 310.6019 | 0.42941 | 23.45 | 0.99599 | 0.24973 | 312.7737 | 0.58074 | 19.41 | 0.81793 | 0.19298 | 314.5643 | 0.63166 | 19.54 | 0.81371 | 0.18759 | 324.6226 | 0.62135 | 21.74 | 0.88609 | 0.20239 | 333.6299 | 0.70737 | 19.16 | 0.77977 | 0.17722 | 325.309 | 0.71667 | 20.44 | 0.81351 | 0.18022 | 325.3009 | 0.84931 | 17.26 | 0.68668 | 0.15439 | 318.5076 | 0.85872 | 18.35 | 0.71289 | 0.15714 | 312.8063 | 0.86692 | 19.44 | 0.73728 | 0.16 | 312.8389 | 1.0393 | 16.24 | 0.61543 | 0.13372 | 300.3304 | 1.0613 | 15.83 | 0.60056 | 0.12846 | 314.0704 | 1.1383 | 15.83 | 0.58508 | 0.12608 | 308.0418 | 1.2543 | 14.34 | 0.53 | 0.1131 | 303.9242 | 1.4674 | 13.03 | 0.4697 | 0.09953 | 293.4323 | 1.7435 | 10.96 | 0.39463 | 0.08226 | 281.5668 | 1.7835 | 11.31 | 0.39797 | 0.0814 | 286.0321 | 1.8925 | 10.68 | 0.37554 | 0.0773 | 277.2302 | 1.9255 | 10.48 | 0.36842 | 0.07498 | 281.5624 | 2.0435 | 9.89 | 0.34748 | 0.071 | 286.0207 | 2.0265 | 11.09 | 0.41134 | 0.07618 | 286.0248 | 2.2926 | 9.82 | 0.36372 | 0.06751 | 312.8389 | 2.1866 | 11.67 | 0.45773 | 0.07825 | 305.187 | 2.5026 | 11.32 | 0.45129 | 0.07146 | 285.1061 | 2.7457 | 9.25 | 0.36294 | 0.0599 | 308.9624 | 2.6307 | 10.79 | 0.42969 | 0.06834 | 288.7577 | 2.9497 | 8.65 | 0.33862 | 0.0558 | 297.9347 | 2.9007 | 9.79 | 0.3895 | 0.06075 | 290.9988 | 2.9377 | 9.66 | 0.38422 | 0.05942 | 281.1959 | 3.4629 | 8.17 | 0.32517 | 0.04982 | 278.0713 | 3.693 | 7.67 | 0.30491 | 0.04643 | 286.7331 | 3.6319 | 8.59 | 0.34053 | 0.05025 | 295.9981 | 3.7219 | 8.41 | 0.33296 | 0.04991 | 299.2155 | 3.924 | 7.99 | 0.31607 | 0.04729 | 280.623 | 5.0813 | 6.73 | 0.26247 | 0.03738 | 275.4694 | 5.1323 | 6.66 | 0.25962 | 0.03675 | 275.799 | 6.5137 | 6.16 | 0.23027 | 0.03162 | 282.4722 | 6.7117 | 6 | 0.22412 | 0.03097 | 271.5178 | 6.8537 | 5.86 | 0.21903 | 0.02989 | 275.924 | 6.7957 | 6.34 | 0.23185 | 0.03146 | 283.8732 | 7.742 | 5.98 | 0.21289 | 0.02954 | 277.9476 | 8.5992 | 5.4 | 0.19175 | 0.02661 | 283.1524 | 9.0874 | 5.76 | 0.21855 | 0.02745 | 303.1589 | 9.9084 | 5.91 | 0.22806 | 0.02657 | 295.9736 | 10.1126 | 5.8 | 0.22352 | 0.02661 | 331.587 | 10.7626 | 6.63 | 0.2512 | 0.02888 | 303.0793 | 13.1932 | 5.45 | 0.20505 | 0.02301 | 304.6196 | 13.3833 | 5.38 | 0.20227 | 0.02292 | 312.5346 | 13.8734 | 5.63 | 0.20848 | 0.02353 | 311.0345 | 14.7135 | 5.35 | 0.19718 | 0.02214 | 301.6747 | 16.5343 | 5.13 | 0.18525 | 0.02087 | 297.8166 | 17.8045 | 4.73 | 0.17154 | 0.01884 | 294.0546 | 17.9145 | 4.7 | 0.17041 | 0.01866
322.4206 | 0.0021505 | 168.74 | 7.29 | 9.82 | 347.567 | 0.0020695 | 381.84 | 15.29 | 16.07 | 364.7215 | 0.0020215 | 618.3 | 26.34 | 21.47 | 364.7215 | 0.008096 | 154.35 | 6.58 | 5.18 | 349.7377 | 0.0082641 | 191.68 | 7.63 | 5.67 | 356.3284 | 0.018445 | 153.73 | 6.25 | 3.42 | 324.578 | 0.051834 | 70.29 | 2.77 | 1.33 | 317.9217 | 0.052394 | 74.73 | 2.89 | 1.35 | 291.6667 | 0.079592 | 48.8 | 1.89 | 0.84394 | 285.6531 | 0.11143 | 39.76 | 1.48 | 0.6297 | 300 | 0.10843 | 46.15 | 1.83 | 0.70351 | 312.5977 | 0.13884 | 40.25 | 1.62 | 0.58807 | 323.5484 | 0.13634 | 45.24 | 1.82 | 0.6394 | 333.3519 | 0.13423 | 50.27 | 1.99 | 0.68891 | 342.1413 | 0.16724 | 43.82 | 1.71 | 0.58041 | 325.1301 | 0.21105 | 34.55 | 1.35 | 0.44763 | 333.4286 | 0.20835 | 37.79 | 1.45 | 0.47685 | 318.312 | 0.21346 | 36.72 | 1.41 | 0.45554 | 333.5418 | 0.29898 | 30.13 | 1.25 | 0.35402 | 333.5557 | 0.37409 | 27.24 | 1.15 | 0.29326 | 357.4365 | 0.3996 | 28.4 | 1.2 | 0.30252 | 345.1132 | 0.4067 | 27.81 | 1.17 | 0.29244 | 344.051 | 0.55323 | 22.62 | 0.93647 | 0.22225 | 343.1611 | 0.60395 | 22.49 | 0.91507 | 0.21364 | 351.6745 | 0.59654 | 24.72 | 0.98261 | 0.22799 | 361.4324 | 0.67956 | 21.79 | 0.86436 | 0.1995 | 350.3328 | 0.69016 | 23.03 | 0.89274 | 0.20119 | 350.324 | 0.818 | 19.44 | 0.75353 | 0.17235 | 341.2581 | 0.8288 | 20.5 | 0.77601 | 0.17416 | 333.66 | 0.83831 | 21.57 | 0.79726 | 0.17619 | 333.6948 | 1.0043 | 18.02 | 0.66546 | 0.14723 | 320.3524 | 1.0263 | 17.58 | 0.64967 | 0.14151 | 333.6997 | 1.1033 | 17.46 | 0.62899 | 0.13799 | 327.2944 | 1.2153 | 15.82 | 0.56987 | 0.1238 | 321.8021 | 1.4244 | 14.29 | 0.50261 | 0.10837 | 310.693 | 1.6914 | 12.02 | 0.42238 | 0.08957 | 312.852 | 1.6854 | 13.41 | 0.49692 | 0.09527 | 317.8134 | 1.7894 | 12.66 | 0.46863 | 0.09042 | 308.0335 | 1.8195 | 12.42 | 0.46015 | 0.08774 | 312.8471 | 1.9315 | 11.72 | 0.43378 | 0.08307 | 321.7733 | 1.9035 | 13.41 | 0.52624 | 0.09075 | 321.7779 | 2.1545 | 11.87 | 0.4652 | 0.08038 | 347.5988 | 2.0715 | 13.8 | 0.54888 | 0.09134 | 335.7057 | 2.3826 | 13.18 | 0.52284 | 0.08218 | 316.7845 | 2.5967 | 10.95 | 0.43591 | 0.06998 | 339.8586 | 2.5046 | 12.56 | 0.49769 | 0.07858 | 320.8419 | 2.7917 | 10.23 | 0.40635 | 0.0651 | 327.7282 | 2.7617 | 11.4 | 0.45119 | 0.06981 | 320.0987 | 2.7947 | 11.24 | 0.44522 | 0.0683 | 309.3155 | 3.2918 | 9.52 | 0.37706 | 0.05729 | 305.8784 | 3.5099 | 8.93 | 0.35358 | 0.05337 | 312.7998 | 3.4689 | 9.87 | 0.38592 | 0.05705 | 322.907 | 3.5569 | 9.66 | 0.37715 | 0.05663 | 326.4169 | 3.7519 | 9.18 | 0.35793 | 0.05365 | 304.0082 | 4.8712 | 7.65 | 0.2927 | 0.04196 | 298.4252 | 4.9182 | 7.56 | 0.28958 | 0.04126 | 295.499 | 6.2806 | 6.87 | 0.25135 | 0.03489 | 302.6488 | 6.4746 | 6.69 | 0.24451 | 0.03417 | 290.9119 | 6.6086 | 6.54 | 0.23905 | 0.03299 | 294.3189 | 6.5686 | 7.02 | 0.25112 | 0.0345 | 319.3573 | 7.2888 | 7.19 | 0.27334 | 0.03485 | 312.6911 | 8.093 | 6.49 | 0.24617 | 0.03136 | 314.6138 | 8.6122 | 6.79 | 0.2626 | 0.03178 | 333.4748 | 9.4522 | 6.85 | 0.26404 | 0.03029 | 325.5709 | 9.6444 | 6.72 | 0.25878 | 0.03031 | 359.2192 | 10.3624 | 7.49 | 0.27922 | 0.03215 | 328.3359 | 12.703 | 6.15 | 0.2279 | 0.02557 | 330.0045 | 12.893 | 6.07 | 0.22477 | 0.02546 | 336.5757 | 13.4032 | 6.3 | 0.22885 | 0.02593 | 334.9603 | 14.2233 | 5.98 | 0.21634 | 0.02436 | 344.7711 | 15.5538 | 6.26 | 0.2451 | 0.02478 | 340.3618 | 16.734 | 5.79 | 0.22731 | 0.02241 | 336.0624 | 16.834 | 5.75 | 0.22588 | 0.02219
347.2222 | 0.0020705 | 190.14 | 8.04 | 10.97 | 397.2195 | 0.0019415 | 472.27 | 20.21 | 19.53 | 397.878 | 0.0019405 | 709.92 | 29.56 | 24.36 | 397.878 | 0.0077698 | 177.23 | 7.38 | 5.88 | 374.719 | 0.0079919 | 214.02 | 8.3 | 6.28 | 391.9612 | 0.017624 | 178.93 | 7.22 | 3.93 | 349.5456 | 0.049913 | 79.22 | 3.06 | 1.48 | 340.6304 | 0.050573 | 83.56 | 3.16 | 1.5 | 312.5 | 0.0767 | 54.62 | 2.07 | 0.93718 | 321.3597 | 0.10453 | 48.18 | 1.9 | 0.75318 | 333.3333 | 0.10263 | 54.76 | 2.2 | 0.82491 | 343.8575 | 0.13213 | 46.96 | 1.88 | 0.67854 | 352.9619 | 0.13043 | 52.05 | 2.06 | 0.72819 | 361.1312 | 0.12903 | 57.17 | 2.23 | 0.77605 | 368.4598 | 0.16114 | 49.36 | 1.88 | 0.64791 | 350.1401 | 0.20325 | 38.93 | 1.49 | 0.5001 | 381.0613 | 0.19505 | 46.81 | 1.93 | 0.5813 | 363.7852 | 0.19945 | 45.53 | 1.88 | 0.55613 | 375.2345 | 0.28197 | 36.39 | 1.54 | 0.42162 | 370.6174 | 0.35508 | 32.23 | 1.35 | 0.34242 | 393.1801 | 0.38169 | 33.06 | 1.37 | 0.34795 | 379.6245 | 0.38809 | 32.38 | 1.34 | 0.33662 | 375.3284 | 0.53022 | 25.98 | 1.05 | 0.2524 | 371.7578 | 0.58054 | 25.56 | 1.01 | 0.24044 | 378.7264 | 0.57533 | 27.83 | 1.08 | 0.25426 | 389.2349 | 0.65575 | 24.51 | 0.94722 | 0.22235 | 375.3566 | 0.66715 | 25.71 | 0.9707 | 0.22267 | 375.3472 | 0.79079 | 21.7 | 0.81931 | 0.19075 | 364.0086 | 0.80259 | 22.73 | 0.83833 | 0.19157 | 354.5138 | 0.8132 | 23.78 | 0.85661 | 0.19275 | 354.5508 | 0.97454 | 19.86 | 0.71498 | 0.16104 | 340.3744 | 0.99465 | 19.38 | 0.69831 | 0.15486 | 353.3291 | 1.0713 | 19.13 | 0.67251 | 0.15015 | 346.547 | 1.1813 | 17.33 | 0.6094 | 0.13472 | 357.5579 | 1.3503 | 16.91 | 0.62531 | 0.12659 | 345.2145 | 1.6024 | 14.23 | 0.52594 | 0.10465 | 351.9585 | 1.5874 | 16.19 | 0.63425 | 0.11333 | 357.5401 | 1.6864 | 15.28 | 0.59779 | 0.1075 | 346.5377 | 1.7124 | 15 | 0.5875 | 0.10439 | 351.9529 | 1.8194 | 14.14 | 0.55356 | 0.09878 | 357.5259 | 1.8054 | 15.86 | 0.63076 | 0.10592 | 357.531 | 2.0435 | 14.03 | 0.55752 | 0.09377 | 382.3587 | 1.9785 | 16.05 | 0.63457 | 0.10486 | 366.2243 | 2.2825 | 15.13 | 0.59144 | 0.09325 | 348.463 | 2.4736 | 12.74 | 0.5047 | 0.08042 | 370.7549 | 2.4006 | 14.41 | 0.56287 | 0.08913 | 352.9261 | 2.6626 | 11.9 | 0.47014 | 0.07474 | 357.5217 | 2.6456 | 13.08 | 0.51034 | 0.07916 | 349.1986 | 2.6756 | 12.91 | 0.50377 | 0.07748 | 337.435 | 3.1488 | 10.93 | 0.42691 | 0.06502 | 333.6856 | 3.3568 | 10.26 | 0.40036 | 0.06056 | 338.8664 | 3.3308 | 11.21 | 0.42999 | 0.06407 | 349.8159 | 3.4178 | 10.97 | 0.42003 | 0.06356 | 353.6183 | 3.6058 | 10.41 | 0.39854 | 0.06019 | 327.3935 | 4.6901 | 8.6 | 0.32227 | 0.04667 | 321.381 | 4.7341 | 8.51 | 0.31891 | 0.0459 | 315.1989 | 6.0745 | 7.6 | 0.27215 | 0.03825 | 322.8254 | 6.2665 | 7.4 | 0.26462 | 0.03744 | 310.306 | 6.3925 | 7.24 | 0.2588 | 0.03615 | 331.1088 | 6.1885 | 8.45 | 0.32227 | 0.04076 | 354.8415 | 6.9226 | 8.47 | 0.328 | 0.04037 | 347.4345 | 7.6848 | 7.64 | 0.29541 | 0.0363 | 346.0752 | 8.221 | 7.87 | 0.30394 | 0.03625 | 363.7907 | 9.071 | 7.83 | 0.29842 | 0.03412 | 355.1683 | 9.2522 | 7.69 | 0.29249 | 0.03413 | 386.8515 | 10.0223 | 8.38 | 0.30646 | 0.0355 | 353.5925 | 12.2728 | 6.88 | 0.25014 | 0.02818 | 355.3895 | 12.4528 | 6.79 | 0.24668 | 0.02805 | 384.6579 | 12.6329 | 7.7 | 0.30251 | 0.03086 | 382.8118 | 13.4129 | 7.3 | 0.28557 | 0.02892 | 387.8675 | 14.7834 | 7.46 | 0.29812 | 0.02882 | 382.907 | 15.8836 | 6.9 | 0.27676 | 0.02611 | 378.0702 | 15.9736 | 6.86 | 0.27508 | 0.02586
372.0238 | 0.0020025 | 212.33 | 8.79 | 12.14 | 446.8719 | 0.0018424 | 568.13 | 24.61 | 23.1 | 431.0345 | 0.0018714 | 805.15 | 32.69 | 27.32 | 431.0345 | 0.0074947 | 201.01 | 8.16 | 6.59 | 399.7002 | 0.0077538 | 237.09 | 8.97 | 6.89 | 427.5941 | 0.016944 | 205.22 | 8.15 | 4.46 | 374.5131 | 0.048252 | 88.48 | 3.33 | 1.64 | 363.3391 | 0.048972 | 92.69 | 3.42 | 1.65 | 333.3333 | 0.074169 | 60.64 | 2.24 | 1.03 | 357.0663 | 0.099125 | 57.11 | 2.29 | 0.8817 | 366.6667 | 0.097834 | 63.84 | 2.55 | 0.95059 | 375.1172 | 0.12663 | 53.99 | 2.13 | 0.7718 | 382.3754 | 0.12543 | 59.16 | 2.3 | 0.81941 | 388.9105 | 0.12443 | 64.35 | 2.45 | 0.86535 | 421.097 | 0.15133 | 61 | 2.51 | 0.7873 | 400.1601 | 0.19054 | 48.17 | 1.98 | 0.60869 | 428.6939 | 0.18474 | 56.39 | 2.36 | 0.68974 | 409.2583 | 0.18864 | 54.91 | 2.31 | 0.66079 | 416.9272 | 0.26836 | 43 | 1.8 | 0.49156 | 407.6792 | 0.33957 | 37.47 | 1.54 | 0.39308 | 428.9238 | 0.36678 | 37.92 | 1.53 | 0.39459 | 414.1358 | 0.37268 | 37.16 | 1.5 | 0.38203 | 406.6058 | 0.51091 | 29.47 | 1.16 | 0.28332 | 400.3546 | 0.56053 | 28.75 | 1.11 | 0.26788 | 405.7783 | 0.55703 | 31.04 | 1.17 | 0.2811 | 417.0374 | 0.63514 | 27.33 | 1.03 | 0.24568 | 400.3804 | 0.64714 | 28.48 | 1.05 | 0.2446 | 400.3703 | 0.76708 | 24.03 | 0.88411 | 0.20952 | 386.7592 | 0.77958 | 25.03 | 0.89988 | 0.20932 | 375.3675 | 0.79079 | 26.04 | 0.91537 | 0.20963 | 375.4067 | 0.94773 | 21.75 | 0.76399 | 0.17512 | 360.3964 | 0.96673 | 21.23 | 0.74649 | 0.16849 | 392.5879 | 1.0182 | 22.61 | 0.83443 | 0.17512 | 385.0523 | 1.1223 | 20.49 | 0.75655 | 0.15718 | 402.2526 | 1.2773 | 20.37 | 0.79501 | 0.15021 | 388.3663 | 1.5133 | 17.15 | 0.66931 | 0.12421 | 391.0649 | 1.5083 | 19.13 | 0.75885 | 0.13207 | 397.2668 | 1.6034 | 18.04 | 0.71492 | 0.1252 | 385.0419 | 1.6274 | 17.72 | 0.70309 | 0.12166 | 391.0588 | 1.7294 | 16.7 | 0.66222 | 0.11508 | 393.2785 | 1.7244 | 18.44 | 0.72893 | 0.12159 | 393.2841 | 1.9524 | 16.31 | 0.64423 | 0.1076 | 417.1185 | 1.9004 | 18.39 | 0.71642 | 0.11876 | 396.743 | 2.1975 | 17.16 | 0.65778 | 0.10461 | 380.1414 | 2.3716 | 14.62 | 0.57057 | 0.09119 | 401.6511 | 2.3115 | 16.34 | 0.62588 | 0.09996 | 385.0103 | 2.5536 | 13.65 | 0.53119 | 0.08466 | 387.3151 | 2.5466 | 14.83 | 0.56756 | 0.08876 | 378.2985 | 2.5756 | 14.64 | 0.56044 | 0.0869 | 365.5546 | 3.0277 | 12.4 | 0.47523 | 0.07296 | 361.4927 | 3.2267 | 11.64 | 0.4457 | 0.06795 | 364.9331 | 3.2127 | 12.6 | 0.473 | 0.07126 | 376.7249 | 3.2978 | 12.32 | 0.46184 | 0.07065 | 380.8197 | 3.4798 | 11.7 | 0.43813 | 0.0669 | 350.7787 | 4.5321 | 9.58 | 0.35129 | 0.05151 | 344.3368 | 4.5731 | 9.48 | 0.3477 | 0.05066 | 354.5988 | 5.7313 | 9.15 | 0.34886 | 0.04519 | 363.1785 | 5.9193 | 8.9 | 0.33873 | 0.04419 | 349.0943 | 6.0314 | 8.7 | 0.33165 | 0.0427 | 367.8986 | 5.8833 | 9.95 | 0.38653 | 0.04727 | 390.3256 | 6.6235 | 9.81 | 0.37915 | 0.04606 | 382.178 | 7.3497 | 8.85 | 0.34151 | 0.04139 | 377.5366 | 7.8939 | 9 | 0.34342 | 0.04084 | 394.1066 | 8.7479 | 8.85 | 0.33159 | 0.03804 | 384.7656 | 8.919 | 8.69 | 0.32504 | 0.03804 | 442.116 | 9.473 | 10.25 | 0.40459 | 0.04237 | 404.1057 | 11.5725 | 8.4 | 0.33047 | 0.03357 | 406.1594 | 11.7425 | 8.29 | 0.32579 | 0.03338 | 432.7402 | 12.0226 | 9.17 | 0.36761 | 0.03595 | 430.6632 | 12.7726 | 8.69 | 0.34673 | 0.03362 | 430.9639 | 14.1631 | 8.72 | 0.34714 | 0.03296 | 425.4523 | 15.2132 | 8.07 | 0.32251 | 0.0299 | 420.0781 | 15.2833 | 8.02 | 0.32062 | 0.02961
396.8254 | 0.0019424 | 235.24 | 9.53 | 13.33 | 496.5243 | 0.0017644 | 668.71 | 28.7 | 26.77 | 464.191 | 0.0018134 | 903.66 | 35.76 | 30.33 | 464.191 | 0.0072596 | 225.62 | 8.93 | 7.32 | 424.6815 | 0.0075437 | 260.83 | 9.62 | 7.52 | 463.2269 | 0.016364 | 232.5 | 9.05 | 4.99 | 399.4807 | 0.046801 | 98.04 | 3.61 | 1.8 | 408.7565 | 0.046311 | 111.78 | 4.37 | 1.96 | 375 | 0.069957 | 73.26 | 2.88 | 1.23 | 392.773 | 0.094662 | 66.49 | 2.65 | 1.01 | 400 | 0.093862 | 73.32 | 2.89 | 1.08 | 406.377 | 0.12193 | 61.3 | 2.38 | 0.86743 | 411.7889 | 0.12123 | 66.53 | 2.53 | 0.91272 | 444.4691 | 0.11713 | 79.41 | 3.25 | 1.05 | 473.7341 | 0.14383 | 73.33 | 3.06 | 0.93131 | 450.1801 | 0.18074 | 57.97 | 2.42 | 0.72116 | 476.3266 | 0.17654 | 66.46 | 2.76 | 0.80127 | 454.7315 | 0.18004 | 64.78 | 2.7 | 0.76866 | 458.62 | 0.25736 | 49.92 | 2.05 | 0.56338 | 444.7409 | 0.32677 | 42.93 | 1.73 | 0.44499 | 464.6674 | 0.35428 | 42.96 | 1.69 | 0.44222 | 448.6472 | 0.35968 | 42.13 | 1.66 | 0.42847 | 437.8831 | 0.4943 | 33.09 | 1.27 | 0.31488 | 428.9514 | 0.54322 | 32.04 | 1.21 | 0.29589 | 432.8302 | 0.54102 | 34.35 | 1.26 | 0.30845 | 444.8399 | 0.61713 | 30.23 | 1.11 | 0.26942 | 425.4041 | 0.62944 | 31.33 | 1.12 | 0.26692 | 425.3935 | 0.74617 | 26.44 | 0.94798 | 0.22864 | 409.5097 | 0.75907 | 27.39 | 0.96071 | 0.22739 | 417.0751 | 0.75277 | 30.76 | 1.13 | 0.24424 | 417.1185 | 0.9023 | 25.68 | 0.94612 | 0.20399 | 400.4405 | 0.91931 | 25.09 | 0.92569 | 0.19646 | 441.6614 | 0.96561 | 27.19 | 1.06 | 0.20737 | 433.1838 | 1.0632 | 24.66 | 0.95966 | 0.1862 | 446.9473 | 1.2183 | 24.02 | 0.94832 | 0.17457 | 431.5181 | 1.4423 | 20.22 | 0.79897 | 0.14443 | 430.1714 | 1.4443 | 22.21 | 0.87555 | 0.15136 | 436.9935 | 1.5363 | 20.94 | 0.82456 | 0.14342 | 423.5461 | 1.5573 | 20.58 | 0.81142 | 0.13946 | 430.1647 | 1.6564 | 19.39 | 0.764 | 0.13187 | 429.0311 | 1.6584 | 21.12 | 0.82263 | 0.13767 | 429.0372 | 1.8764 | 18.68 | 0.72697 | 0.12179 | 451.8784 | 1.8354 | 20.83 | 0.79528 | 0.13297 | 427.2617 | 2.1255 | 19.27 | 0.72228 | 0.11621 | 411.8199 | 2.2855 | 16.57 | 0.63421 | 0.10223 | 432.5473 | 2.2365 | 18.34 | 0.68713 | 0.11103 | 417.0945 | 2.4625 | 15.46 | 0.59013 | 0.09481 | 417.1086 | 2.4625 | 16.65 | 0.62322 | 0.09858 | 407.3984 | 2.4885 | 16.43 | 0.61559 | 0.09654 | 393.6742 | 2.9237 | 13.93 | 0.5223 | 0.0811 | 389.2998 | 3.1157 | 13.07 | 0.48989 | 0.07552 | 390.9997 | 3.1097 | 14.04 | 0.51511 | 0.07862 | 403.6338 | 3.1947 | 13.72 | 0.50275 | 0.07791 | 408.0212 | 3.3717 | 13.02 | 0.47685 | 0.07375 | 374.164 | 4.394 | 10.6 | 0.37983 | 0.05644 | 367.2926 | 4.433 | 10.49 | 0.37602 | 0.05552 | 393.9986 | 5.4552 | 10.77 | 0.41803 | 0.05238 | 403.5317 | 5.6402 | 10.47 | 0.40548 | 0.05117 | 387.8825 | 5.7413 | 10.25 | 0.39734 | 0.04947 | 404.6885 | 5.6332 | 11.53 | 0.44659 | 0.05396 | 425.8097 | 6.3734 | 11.21 | 0.42784 | 0.05188 | 416.9215 | 7.0705 | 10.11 | 0.38541 | 0.04661 | 408.998 | 7.6167 | 10.17 | 0.38148 | 0.04554 | 424.4225 | 8.4698 | 9.91 | 0.36378 | 0.04204 | 414.363 | 8.6339 | 9.72 | 0.35663 | 0.04203 | 497.3805 | 9.0448 | 12.21 | 0.49095 | 0.04942 | 454.6189 | 11.0322 | 10.01 | 0.40136 | 0.0391 | 456.9293 | 11.1923 | 9.88 | 0.39564 | 0.03885 | 480.8224 | 11.5423 | 10.72 | 0.42763 | 0.04114 | 478.5147 | 12.2624 | 10.14 | 0.40311 | 0.03842 | 474.0603 | 13.6628 | 10.03 | 0.39339 | 0.03718 | 467.9975 | 14.653 | 9.29 | 0.3657 | 0.03376 | 462.0859 | 14.723 | 9.24 | 0.36363 | 0.03345
446.4286 | 0.0018434 | 283.01 | 11.97 | 15.78 | 546.1768 | 0.0017003 | 773.41 | 32.59 | 30.5 | 497.3475 | 0.0017624 | 1010 | 38.76 | 33.38 | 497.3475 | 0.0070585 | 250.97 | 9.68 | 8.06 | 449.6628 | 0.0073586 | 285.2 | 10.27 | 8.16 | 498.8597 | 0.015873 | 260.68 | 9.92 | 5.54 | 449.4158 | 0.0444 | 117.98 | 4.59 | 2.13 | 454.1739 | 0.0442 | 131.86 | 5.23 | 2.28 | 416.6667 | 0.066596 | 86.57 | 3.45 | 1.43 | 428.4796 | 0.090971 | 76.29 | 3 | 1.15 | 433.3333 | 0.090511 | 83.18 | 3.22 | 1.21 | 437.6368 | 0.11793 | 68.88 | 2.61 | 0.96507 | 470.6159 | 0.11432 | 81.97 | 3.35 | 1.1 | 500.0278 | 0.11152 | 95.31 | 3.96 | 1.24 | 526.3712 | 0.13783 | 86.24 | 3.57 | 1.08 | 500.2001 | 0.17304 | 68.25 | 2.83 | 0.83657 | 523.9592 | 0.16984 | 76.96 | 3.14 | 0.91515 | 500.2046 | 0.17304 | 75.08 | 3.07 | 0.87902 | 500.3127 | 0.24825 | 57.11 | 2.29 | 0.63669 | 481.8027 | 0.31596 | 48.59 | 1.91 | 0.4979 | 500.4111 | 0.34357 | 48.17 | 1.85 | 0.49067 | 483.1585 | 0.34857 | 47.27 | 1.82 | 0.47575 | 469.1605 | 0.48 | 36.82 | 1.38 | 0.34698 | 457.5481 | 0.52811 | 35.44 | 1.3 | 0.32437 | 459.8821 | 0.52701 | 37.76 | 1.35 | 0.33623 | 472.6423 | 0.60142 | 33.22 | 1.19 | 0.29353 | 450.4279 | 0.61383 | 34.25 | 1.2 | 0.28958 | 450.4166 | 0.72766 | 28.91 | 1.01 | 0.24804 | 455.0108 | 0.72446 | 32.3 | 1.19 | 0.26435 | 469.2094 | 0.71515 | 36.95 | 1.43 | 0.2888 | 469.2584 | 0.85718 | 30.85 | 1.2 | 0.24117 | 450.4955 | 0.87219 | 30.17 | 1.17 | 0.23254 | 490.7349 | 0.92369 | 32.01 | 1.26 | 0.2405 | 481.3153 | 1.0162 | 29.03 | 1.14 | 0.21604 | 491.6421 | 1.1702 | 27.83 | 1.09 | 0.19953 | 474.6699 | 1.3853 | 23.44 | 0.92003 | 0.16517 | 469.2779 | 1.3913 | 25.41 | 0.98662 | 0.1711 | 476.7202 | 1.4803 | 23.95 | 0.92886 | 0.16205 | 462.0503 | 1.4993 | 23.55 | 0.91456 | 0.15768 | 469.2706 | 1.5953 | 22.19 | 0.86086 | 0.14904 | 464.7837 | 1.6013 | 23.91 | 0.91285 | 0.15409 | 464.7903 | 1.8134 | 21.15 | 0.80664 | 0.13629 | 486.6383 | 1.7794 | 23.34 | 0.8717 | 0.14743 | 457.7804 | 2.0624 | 21.44 | 0.7852 | 0.12803 | 443.4983 | 2.2125 | 18.59 | 0.69603 | 0.1135 | 463.4436 | 2.1715 | 20.4 | 0.74685 | 0.12229 | 449.1786 | 2.3845 | 17.33 | 0.64734 | 0.10517 | 446.9021 | 2.3895 | 18.52 | 0.67753 | 0.10857 | 436.4982 | 2.4145 | 18.29 | 0.66943 | 0.10637 | 421.7938 | 2.8336 | 15.51 | 0.56831 | 0.08941 | 417.1069 | 3.0197 | 14.55 | 0.53308 | 0.08325 | 417.0664 | 3.0197 | 15.52 | 0.55643 | 0.08612 | 430.5427 | 3.1037 | 15.17 | 0.54285 | 0.08529 | 435.2226 | 3.2767 | 14.39 | 0.5148 | 0.08072 | 420.9345 | 4.1649 | 12.73 | 0.48468 | 0.06658 | 413.2042 | 4.1989 | 12.6 | 0.48011 | 0.06552 | 433.3985 | 5.2311 | 12.47 | 0.48257 | 0.05976 | 443.8849 | 5.4131 | 12.11 | 0.4677 | 0.05832 | 426.6708 | 5.5042 | 11.86 | 0.45865 | 0.05642 | 441.4784 | 5.4251 | 13.18 | 0.5037 | 0.06081 | 461.2939 | 6.1633 | 12.66 | 0.47463 | 0.05783 | 451.6649 | 6.8354 | 11.42 | 0.42762 | 0.05193 | 440.4593 | 7.3796 | 11.39 | 0.41837 | 0.05033 | 485.0543 | 8.0206 | 12.12 | 0.47947 | 0.05023 | 473.5577 | 8.1717 | 11.89 | 0.47024 | 0.0502 | 552.645 | 8.7056 | 14.26 | 0.57026 | 0.05659 | 505.1321 | 10.602 | 11.69 | 0.46663 | 0.04475 | 507.6993 | 10.7521 | 11.54 | 0.45997 | 0.04445 | 528.9046 | 11.1521 | 12.32 | 0.4841 | 0.04641 | 526.3662 | 11.8522 | 11.65 | 0.45614 | 0.04329 | 517.1567 | 13.2326 | 11.38 | 0.4375 | 0.04145 | 510.5427 | 14.1928 | 10.55 | 0.40693 | 0.03769 | 504.0937 | 14.2528 | 10.49 | 0.40471 | 0.03734
496.0317 | 0.0017644 | 333.14 | 14.2 | 18.29 | 595.8292 | 0.0016483 | 881.73 | 36.3 | 34.27 | 530.504 | 0.0017194 | 1110 | 41.7 | 36.47 | 530.504 | 0.0068834 | 277.01 | 10.41 | 8.81 | 499.6253 | 0.0070455 | 335.64 | 12.59 | 9.45 | 534.4926 | 0.015453 | 289.68 | 10.76 | 6.09 | 499.3508 | 0.042499 | 138.9 | 5.48 | 2.47 | 499.5912 | 0.042489 | 152.84 | 6.03 | 2.6 | 458.3333 | 0.063864 | 100.51 | 3.98 | 1.64 | 464.1862 | 0.087859 | 86.46 | 3.33 | 1.29 | 466.6667 | 0.087659 | 93.39 | 3.53 | 1.35 | 500.1563 | 0.11152 | 84.73 | 3.45 | 1.17 | 529.4429 | 0.10902 | 98.25 | 4.07 | 1.3 | 555.5864 | 0.10712 | 111.95 | 4.62 | 1.43 | 579.0083 | 0.13303 | 99.67 | 4.05 | 1.23 | 550.2201 | 0.16673 | 78.96 | 3.22 | 0.95417 | 571.5919 | 0.16443 | 87.84 | 3.5 | 1.03 | 545.6778 | 0.16723 | 85.77 | 3.43 | 0.99128 | 542.0054 | 0.24065 | 64.55 | 2.53 | 0.71115 | 518.8644 | 0.30676 | 54.43 | 2.08 | 0.55163 | 536.1547 | 0.33447 | 53.54 | 2 | 0.53978 | 517.6698 | 0.33907 | 52.56 | 1.97 | 0.52372 | 500.4379 | 0.46759 | 40.66 | 1.48 | 0.37953 | 486.1449 | 0.51491 | 38.92 | 1.39 | 0.35326 | 486.9339 | 0.51451 | 41.25 | 1.44 | 0.36437 | 500.4448 | 0.58752 | 36.28 | 1.26 | 0.31794 | 500.4755 | 0.58742 | 40.31 | 1.47 | 0.33577 | 500.4629 | 0.69644 | 34.01 | 1.24 | 0.2876 | 511.8872 | 0.69024 | 38.73 | 1.5 | 0.31174 | 521.3438 | 0.68534 | 43.45 | 1.7 | 0.33447 | 521.3982 | 0.82147 | 36.27 | 1.42 | 0.27927 | 500.5506 | 0.83477 | 35.49 | 1.4 | 0.26959 | 539.8084 | 0.88988 | 37.02 | 1.45 | 0.27431 | 529.4469 | 0.97849 | 33.59 | 1.31 | 0.24651 | 536.3368 | 1.1312 | 31.78 | 1.23 | 0.22494 | 517.8217 | 1.3373 | 26.78 | 1.03 | 0.18631 | 508.3844 | 1.3473 | 28.73 | 1.09 | 0.19121 | 516.4468 | 1.4333 | 27.07 | 1.03 | 0.18101 | 500.5545 | 1.4513 | 26.63 | 1.01 | 0.17624 | 508.3765 | 1.5443 | 25.08 | 0.95388 | 0.16653 | 500.5363 | 1.5543 | 26.8 | 1 | 0.1708 | 500.5434 | 1.7594 | 23.69 | 0.88378 | 0.15104 | 521.3982 | 1.7313 | 25.93 | 0.94599 | 0.1621 | 488.2991 | 2.0084 | 23.67 | 0.84672 | 0.14003 | 475.1768 | 2.1485 | 20.68 | 0.75627 | 0.12496 | 494.3398 | 2.1144 | 22.53 | 0.80522 | 0.13372 | 481.2628 | 2.3175 | 19.27 | 0.70305 | 0.1157 | 476.6955 | 2.3265 | 20.45 | 0.73063 | 0.11872 | 465.5981 | 2.3495 | 20.2 | 0.72212 | 0.11635 | 449.9134 | 2.7556 | 17.14 | 0.61337 | 0.09785 | 444.9141 | 2.9356 | 16.08 | 0.5754 | 0.09111 | 469.1996 | 2.8706 | 18.61 | 0.70783 | 0.10147 | 484.3605 | 2.9536 | 18.17 | 0.68969 | 0.10039 | 489.6254 | 3.1196 | 17.24 | 0.65371 | 0.09497 | 467.705 | 3.9818 | 14.96 | 0.57874 | 0.07701 | 459.1157 | 4.0128 | 14.82 | 0.57355 | 0.07581 | 472.7983 | 5.044 | 14.24 | 0.54382 | 0.0673 | 484.2381 | 5.224 | 13.82 | 0.52669 | 0.06563 | 465.4591 | 5.3081 | 13.55 | 0.51685 | 0.06353 | 478.2682 | 5.25 | 14.88 | 0.55852 | 0.06779 | 496.778 | 5.9832 | 14.16 | 0.51986 | 0.06387 | 486.4084 | 6.6343 | 12.77 | 0.46845 | 0.05735 | 503.3821 | 6.9954 | 13.92 | 0.55085 | 0.06013 | 545.686 | 7.6754 | 14.43 | 0.58097 | 0.0586 | 532.7524 | 7.8145 | 14.17 | 0.57001 | 0.05856 | 607.9095 | 8.4315 | 16.38 | 0.64458 | 0.06385 | 555.6454 | 10.2519 | 13.44 | 0.52796 | 0.05048 | 558.4692 | 10.3919 | 13.26 | 0.52042 | 0.05012 | 576.9869 | 10.822 | 13.98 | 0.53782 | 0.05175 | 574.2176 | 11.512 | 13.21 | 0.50658 | 0.04821 | 560.2531 | 12.8824 | 12.77 | 0.47985 | 0.04577 | 553.0879 | 13.8026 | 11.85 | 0.44655 | 0.04165 | 546.1015 | 13.8626 | 11.78 | 0.44419 | 0.04128
545.6349 | 0.0017013 | 385.34 | 16.3 | 20.85 | 645.4816 | 0.0016053 | 993.23 | 39.88 | 38.08 | 563.6605 | 0.0016813 | 1220 | 44.58 | 39.58 | 563.6605 | 0.0067303 | 303.68 | 11.13 | 9.57 | 562.0784 | 0.0067373 | 401.55 | 15.76 | 11.1 | 570.1254 | 0.015093 | 319.42 | 11.58 | 6.65 | 549.2859 | 0.040958 | 160.68 | 6.3 | 2.82 | 545.0086 | 0.041079 | 174.59 | 6.78 | 2.94 | 500 | 0.061613 | 115 | 4.49 | 1.86 | 499.8929 | 0.085218 | 96.96 | 3.65 | 1.43 | 533.3333 | 0.083077 | 114.69 | 4.65 | 1.62 | 562.6758 | 0.10662 | 101.41 | 4.19 | 1.37 | 588.2699 | 0.10492 | 115.25 | 4.74 | 1.5 | 611.1451 | 0.10352 | 129.22 | 5.23 | 1.63 | 631.6454 | 0.12912 | 113.54 | 4.5 | 1.38 | 600.2401 | 0.16163 | 90.03 | 3.58 | 1.07 | 619.2245 | 0.15983 | 99.05 | 3.85 | 1.15 | 591.1509 | 0.16243 | 96.8 | 3.77 | 1.1 | 583.6981 | 0.23415 | 72.21 | 2.75 | 0.7865 | 555.9262 | 0.29896 | 60.43 | 2.25 | 0.606 | 571.8983 | 0.32656 | 59.04 | 2.15 | 0.58941 | 552.1811 | 0.33076 | 57.99 | 2.11 | 0.57226 | 531.7153 | 0.45669 | 44.6 | 1.58 | 0.41245 | 514.7416 | 0.5032 | 42.49 | 1.48 | 0.3825 | 541.0377 | 0.4936 | 48.47 | 1.77 | 0.4216 | 556.0498 | 0.56401 | 42.6 | 1.55 | 0.36752 | 563.0349 | 0.5615 | 48.23 | 1.85 | 0.39475 | 563.0208 | 0.66563 | 40.69 | 1.56 | 0.3381 | 568.7635 | 0.66323 | 45.45 | 1.77 | 0.3601 | 573.4782 | 0.66123 | 50.2 | 1.96 | 0.38094 | 573.538 | 0.79265 | 41.9 | 1.63 | 0.31803 | 550.6057 | 0.80456 | 41.04 | 1.6 | 0.30735 | 588.8819 | 0.86196 | 42.21 | 1.62 | 0.3086 | 577.5784 | 0.94748 | 38.31 | 1.47 | 0.27744 | 581.0316 | 1.0982 | 35.86 | 1.36 | 0.25069 | 560.9735 | 1.2972 | 30.23 | 1.14 | 0.20776 | 547.4909 | 1.3093 | 32.16 | 1.2 | 0.2116 | 556.1735 | 1.3933 | 30.29 | 1.13 | 0.20023 | 539.0586 | 1.4103 | 29.81 | 1.11 | 0.19508 | 547.4824 | 1.5013 | 28.07 | 1.04 | 0.18426 | 536.2889 | 1.5133 | 29.76 | 1.09 | 0.18774 | 536.2966 | 1.7123 | 26.31 | 0.95871 | 0.16598 | 556.1581 | 1.6893 | 28.59 | 1.02 | 0.17694 | 549.3365 | 1.9184 | 28.3 | 1.07 | 0.16446 | 506.8552 | 2.0934 | 22.82 | 0.81511 | 0.13659 | 556.1323 | 2.0214 | 26.92 | 1.02 | 0.15697 | 513.347 | 2.2594 | 21.26 | 0.75745 | 0.12637 | 536.2825 | 2.2214 | 24.45 | 0.92456 | 0.13938 | 523.7979 | 2.2414 | 24.16 | 0.91462 | 0.1367 | 506.1526 | 2.6255 | 20.52 | 0.77817 | 0.1151 | 500.5283 | 2.7966 | 19.26 | 0.73021 | 0.10717 | 521.3329 | 2.7525 | 21.85 | 0.84322 | 0.11719 | 538.1784 | 2.8355 | 21.31 | 0.82086 | 0.11583 | 544.0282 | 2.9956 | 20.21 | 0.77776 | 0.10953 | 514.4755 | 3.8337 | 17.29 | 0.66605 | 0.08766 | 505.0273 | 3.8608 | 17.13 | 0.66032 | 0.08633 | 512.1982 | 4.8869 | 16.08 | 0.60253 | 0.07497 | 524.5912 | 5.066 | 15.59 | 0.58317 | 0.07305 | 504.2473 | 5.142 | 15.29 | 0.57263 | 0.07076 | 515.0581 | 5.101 | 16.64 | 0.61146 | 0.07487 | 567.7463 | 5.6951 | 17.27 | 0.68174 | 0.07617 | 555.8953 | 6.3102 | 15.58 | 0.61462 | 0.06838 | 566.3049 | 6.7013 | 16.58 | 0.66694 | 0.07014 | 606.3178 | 7.4033 | 16.85 | 0.67391 | 0.06709 | 591.9472 | 7.5334 | 16.54 | 0.66142 | 0.06706 | 663.174 | 8.2074 | 18.57 | 0.71501 | 0.07116 | 606.1586 | 9.9587 | 15.24 | 0.58623 | 0.05626 | 609.2391 | 10.1017 | 15.03 | 0.57786 | 0.05585 | 625.0691 | 10.5518 | 15.68 | 0.58928 | 0.05711 | 622.0691 | 11.2219 | 14.81 | 0.55489 | 0.05316 | 603.3495 | 12.5823 | 14.2 | 0.52071 | 0.05011 | 595.6332 | 13.4724 | 13.18 | 0.48479 | 0.04564 | 588.1093 | 13.5324 | 13.11 | 0.4823 | 0.04524
595.2381 | 0.0016493 | 439.34 | 18.3 | 23.44 | 695.1341 | 0.0015683 | 1110 | 43.34 | 41.9 | 596.817 | 0.0016473 | 1330 | 47.42 | 42.72 | 596.817 | 0.0065952 | 330.93 | 11.84 | 10.33 | 624.5316 | 0.0064952 | 470.19 | 18.61 | 12.77 | 641.3911 | 0.014503 | 380.84 | 14.53 | 7.77 | 599.221 | 0.039698 | 183.22 | 7.08 | 3.17 | 590.426 | 0.039898 | 197.04 | 7.5 | 3.27 | 541.6667 | 0.059722 | 129.98 | 4.97 | 2.07 | 571.3061 | 0.080976 | 118.85 | 4.8 | 1.72 | 600 | 0.079585 | 137.05 | 5.64 | 1.9 | 625.1954 | 0.10272 | 118.78 | 4.86 | 1.58 | 647.0969 | 0.10162 | 132.86 | 5.36 | 1.7 | 666.7037 | 0.10062 | 147.03 | 5.81 | 1.83 | 684.2826 | 0.12582 | 127.81 | 4.94 | 1.53 | 650.2601 | 0.15733 | 101.44 | 3.93 | 1.19 | 666.8572 | 0.15603 | 110.57 | 4.18 | 1.27 | 636.6241 | 0.15843 | 108.13 | 4.1 | 1.22 | 625.3909 | 0.22864 | 80.07 | 2.97 | 0.86249 | 592.9879 | 0.29205 | 66.58 | 2.41 | 0.66087 | 607.642 | 0.31966 | 64.66 | 2.29 | 0.63944 | 586.6924 | 0.32356 | 63.54 | 2.26 | 0.62125 | 562.9926 | 0.44718 | 48.62 | 1.69 | 0.44568 | 571.9351 | 0.48359 | 49.87 | 1.81 | 0.44183 | 608.6674 | 0.47309 | 57.87 | 2.21 | 0.49437 | 625.556 | 0.54109 | 50.82 | 1.94 | 0.4305 | 625.5943 | 0.5411 | 56.47 | 2.19 | 0.45466 | 625.5787 | 0.64152 | 47.65 | 1.85 | 0.3894 | 625.6399 | 0.64152 | 52.42 | 2.03 | 0.40913 | 625.6126 | 0.64152 | 57.18 | 2.19 | 0.42797 | 625.6778 | 0.76904 | 47.73 | 1.83 | 0.35727 | 600.6607 | 0.77975 | 46.78 | 1.8 | 0.34563 | 637.9554 | 0.83885 | 47.56 | 1.79 | 0.34325 | 625.7099 | 0.92157 | 43.18 | 1.63 | 0.30871 | 625.7263 | 1.0712 | 40.05 | 1.48 | 0.2767 | 604.1253 | 1.2642 | 33.78 | 1.25 | 0.22945 | 586.5974 | 1.2772 | 35.67 | 1.3 | 0.23221 | 595.9002 | 1.3603 | 33.59 | 1.22 | 0.21966 | 577.5628 | 1.3753 | 33.08 | 1.2 | 0.21413 | 586.5882 | 1.4643 | 31.14 | 1.13 | 0.20219 | 572.0415 | 1.4773 | 32.8 | 1.17 | 0.20485 | 572.0497 | 1.6723 | 29 | 1.03 | 0.18109 | 625.6778 | 1.6213 | 34.09 | 1.28 | 0.20701 | 610.3739 | 1.8483 | 33.13 | 1.27 | 0.1893 | 570.2121 | 2.0024 | 27.26 | 1.03 | 0.16022 | 617.9248 | 1.9474 | 31.51 | 1.21 | 0.18061 | 577.5154 | 2.1624 | 25.37 | 0.95568 | 0.14804 | 595.8694 | 2.1394 | 28.62 | 1.1 | 0.16041 | 581.9976 | 2.1574 | 28.29 | 1.09 | 0.15742 | 562.3917 | 2.5235 | 24.05 | 0.92518 | 0.13271 | 556.1426 | 2.6865 | 22.57 | 0.86836 | 0.12357 | 573.4662 | 2.6575 | 25.21 | 0.96844 | 0.13318 | 591.9962 | 2.7395 | 24.57 | 0.94205 | 0.13151 | 598.431 | 2.8955 | 23.3 | 0.89233 | 0.12431 | 561.246 | 3.7117 | 19.7 | 0.74848 | 0.09847 | 550.9389 | 3.7367 | 19.52 | 0.74231 | 0.09702 | 551.5981 | 4.7539 | 17.96 | 0.65913 | 0.08274 | 564.9444 | 4.9309 | 17.41 | 0.63757 | 0.08055 | 543.0356 | 5.0019 | 17.08 | 0.62642 | 0.07809 | 588.6378 | 4.8619 | 20.29 | 0.80072 | 0.08926 | 638.7146 | 5.4749 | 20.53 | 0.82299 | 0.08866 | 625.3822 | 6.0641 | 18.52 | 0.74226 | 0.07959 | 629.2276 | 6.4702 | 19.34 | 0.77309 | 0.08027 | 666.9496 | 7.1842 | 19.34 | 0.76074 | 0.07566 | 651.1419 | 7.3073 | 18.99 | 0.74689 | 0.07563 | 718.4384 | 8.0213 | 20.81 | 0.78223 | 0.07849 | 656.6718 | 9.7176 | 17.09 | 0.64196 | 0.06207 | 660.009 | 9.8566 | 16.85 | 0.63282 | 0.06161 | 673.1514 | 10.3217 | 17.42 | 0.63879 | 0.0625 | 669.9206 | 10.9818 | 16.44 | 0.60137 | 0.05813 | 646.4458 | 12.3221 | 15.66 | 0.56024 | 0.05447 | 638.1784 | 13.1922 | 14.55 | 0.5218 | 0.04966 | 630.1171 | 13.2423 | 14.47 | 0.51921 | 0.04923
644.8413 | 0.0016053 | 494.94 | 20.22 | 26.05 | 744.7865 | 0.0015383 | 1220 | 46.69 | 45.73 | 663.13 | 0.0015913 | 1550 | 57.47 | 49.05 | 663.13 | 0.0063711 | 386.94 | 14.35 | 11.86 | 686.9848 | 0.0063021 | 541.16 | 21.24 | 14.46 | 712.6568 | 0.014032 | 444.53 | 17.15 | 8.9 | 649.1561 | 0.038647 | 206.42 | 7.82 | 3.53 | 635.8434 | 0.038907 | 220.1 | 8.2 | 3.61 | 583.3333 | 0.058122 | 145.41 | 5.44 | 2.29 | 642.7194 | 0.077764 | 141.76 | 5.8 | 2.01 | 666.6667 | 0.076854 | 160.3 | 6.54 | 2.19 | 687.7149 | 0.099647 | 136.75 | 5.49 | 1.79 | 705.9239 | 0.098867 | 151.01 | 5.95 | 1.91 | 722.2623 | 0.098207 | 165.32 | 6.37 | 2.02 | 736.9197 | 0.12312 | 142.41 | 5.36 | 1.69 | 700.2801 | 0.15373 | 113.13 | 4.27 | 1.31 | 714.4899 | 0.15283 | 122.34 | 4.51 | 1.38 | 682.0972 | 0.15493 | 119.74 | 4.42 | 1.33 | 667.0836 | 0.22394 | 88.11 | 3.18 | 0.93895 | 630.0497 | 0.28615 | 72.87 | 2.57 | 0.71611 | 643.3856 | 0.31356 | 70.41 | 2.43 | 0.68978 | 621.2038 | 0.31726 | 69.22 | 2.4 | 0.67057 | 625.5474 | 0.43108 | 56.9 | 2.05 | 0.51283 | 643.427 | 0.46438 | 59.46 | 2.27 | 0.51707 | 676.2971 | 0.45708 | 67.65 | 2.61 | 0.56801 | 695.0623 | 0.52319 | 59.37 | 2.29 | 0.49415 | 688.1537 | 0.52479 | 65 | 2.5 | 0.51513 | 688.1365 | 0.62231 | 54.84 | 2.11 | 0.44118 | 682.5162 | 0.62381 | 59.6 | 2.27 | 0.45857 | 677.747 | 0.62521 | 64.36 | 2.42 | 0.47537 | 677.8176 | 0.74943 | 53.71 | 2.02 | 0.39681 | 650.7158 | 0.75924 | 52.69 | 1.98 | 0.38427 | 687.0289 | 0.81934 | 53.04 | 1.95 | 0.37811 | 673.8415 | 0.89976 | 48.17 | 1.78 | 0.34021 | 670.421 | 1.0472 | 44.34 | 1.6 | 0.30287 | 647.2771 | 1.2352 | 37.42 | 1.35 | 0.2513 | 625.7039 | 1.2492 | 39.27 | 1.39 | 0.25299 | 635.6269 | 1.3302 | 36.97 | 1.31 | 0.23923 | 616.067 | 1.3442 | 36.42 | 1.29 | 0.23334 | 625.6941 | 1.4323 | 34.28 | 1.22 | 0.22026 | 643.5467 | 1.4193 | 39.08 | 1.47 | 0.23949 | 643.5559 | 1.6063 | 34.55 | 1.3 | 0.21166 | 695.1976 | 1.5683 | 39.79 | 1.52 | 0.23738 | 671.4113 | 1.7923 | 38.13 | 1.45 | 0.2144 | 633.569 | 1.9313 | 31.89 | 1.22 | 0.1842 | 679.7172 | 1.8893 | 36.25 | 1.38 | 0.20447 | 641.6838 | 2.0874 | 29.65 | 1.13 | 0.17001 | 655.4564 | 2.0734 | 32.94 | 1.26 | 0.18167 | 640.1974 | 2.0894 | 32.58 | 1.24 | 0.1784 | 618.6309 | 2.4414 | 27.71 | 1.06 | 0.15056 | 611.7569 | 2.5985 | 26.01 | 0.99587 | 0.1402 | 625.5995 | 2.5785 | 28.68 | 1.09 | 0.14936 | 645.814 | 2.6615 | 27.94 | 1.06 | 0.14735 | 652.8338 | 2.8135 | 26.48 | 0.99999 | 0.13924 | 608.0165 | 3.6096 | 22.18 | 0.82709 | 0.10941 | 596.8505 | 3.6326 | 21.99 | 0.82053 | 0.10784 | 630.3978 | 4.5408 | 21.88 | 0.86109 | 0.09849 | 645.6507 | 4.7168 | 21.18 | 0.83153 | 0.09575 | 620.6121 | 4.7768 | 20.8 | 0.81842 | 0.09294 | 662.2175 | 4.6798 | 24.11 | 0.96563 | 0.10385 | 709.6829 | 5.3039 | 23.9 | 0.95159 | 0.10124 | 694.8691 | 5.871 | 21.57 | 0.85854 | 0.09089 | 692.1504 | 6.2851 | 22.19 | 0.87215 | 0.09048 | 727.5814 | 7.0071 | 21.9 | 0.84282 | 0.08426 | 710.3366 | 7.1232 | 21.51 | 0.82774 | 0.08425 | 773.7029 | 7.8662 | 23.1 | 0.8467 | 0.08582 | 707.185 | 9.5155 | 18.98 | 0.69553 | 0.06791 | 710.779 | 9.6515 | 18.72 | 0.68565 | 0.06738 | 721.2336 | 10.1316 | 19.2 | 0.68658 | 0.0679 | 717.772 | 10.7817 | 18.11 | 0.64623 | 0.0631 | 689.5422 | 12.102 | 17.15 | 0.59857 | 0.05884 | 680.7236 | 12.9521 | 15.94 | 0.5577 | 0.05368 | 672.1249 | 13.0021 | 15.86 | 0.55503 | 0.05322
694.4444 | 0.0015693 | 551.94 | 22.07 | 28.67 | 794.4389 | 0.0015112 | 1340 | 49.95 | 49.56 | 746.0212 | 0.0015373 | 1840 | 71.11 | 56.99 | 746.0212 | 0.006153 | 459.44 | 17.76 | 13.79 | 749.4379 | 0.006145 | 614.12 | 23.71 | 16.15 | 783.9225 | 0.013672 | 510.12 | 19.55 | 10.04 | 699.0912 | 0.037767 | 230.21 | 8.53 | 3.88 | 726.6782 | 0.037337 | 267.8 | 10.64 | 4.29 | 666.6667 | 0.05558 | 177.39 | 7.09 | 2.74 | 714.1327 | 0.075263 | 165.52 | 6.72 | 2.31 | 733.3333 | 0.074683 | 184.3 | 7.37 | 2.47 | 750.2344 | 0.097146 | 155.23 | 6.09 | 2 | 764.7509 | 0.096636 | 169.61 | 6.51 | 2.11 | 777.821 | 0.096196 | 184.02 | 6.9 | 2.22 | 789.5568 | 0.12082 | 157.32 | 5.77 | 1.84 | 750.3001 | 0.15063 | 125.07 | 4.6 | 1.44 | 762.1225 | 0.15002 | 134.35 | 4.82 | 1.5 | 727.5704 | 0.15203 | 131.58 | 4.73 | 1.45 | 708.7763 | 0.21974 | 96.3 | 3.39 | 1.02 | 667.1114 | 0.28095 | 79.28 | 2.73 | 0.77162 | 714.8729 | 0.30345 | 82.2 | 2.95 | 0.79107 | 690.2264 | 0.30665 | 80.88 | 2.91 | 0.76996 | 703.7408 | 0.41547 | 67.64 | 2.56 | 0.59755 | 714.9189 | 0.44947 | 69.41 | 2.67 | 0.59298 | 743.9269 | 0.44427 | 77.74 | 2.98 | 0.64207 | 764.5685 | 0.50898 | 68.18 | 2.61 | 0.55808 | 750.7132 | 0.51158 | 73.78 | 2.8 | 0.57588 | 750.6944 | 0.6066 | 62.24 | 2.36 | 0.49319 | 739.3926 | 0.6092 | 66.98 | 2.5 | 0.50823 | 729.8813 | 0.6115 | 71.71 | 2.63 | 0.52297 | 729.9575 | 0.73302 | 59.85 | 2.2 | 0.43652 | 700.7708 | 0.74193 | 58.75 | 2.16 | 0.42313 | 736.1024 | 0.80283 | 58.65 | 2.11 | 0.41311 | 721.973 | 0.88125 | 53.27 | 1.92 | 0.37183 | 715.1158 | 1.0272 | 48.72 | 1.72 | 0.32916 | 690.4289 | 1.2102 | 41.14 | 1.45 | 0.27327 | 703.9169 | 1.2032 | 46.69 | 1.75 | 0.29489 | 715.0802 | 1.2822 | 43.93 | 1.64 | 0.27865 | 693.0754 | 1.2942 | 43.31 | 1.62 | 0.2721 | 703.9059 | 1.3802 | 40.75 | 1.52 | 0.2567 | 715.0518 | 1.3732 | 45.6 | 1.73 | 0.27444 | 715.0621 | 1.5553 | 40.3 | 1.53 | 0.2425 | 764.7173 | 1.5262 | 45.67 | 1.73 | 0.2679 | 732.4487 | 1.7463 | 43.27 | 1.63 | 0.23963 | 696.9259 | 1.8743 | 36.66 | 1.4 | 0.2084 | 741.5097 | 1.8413 | 41.12 | 1.54 | 0.22845 | 705.8522 | 2.0273 | 34.07 | 1.29 | 0.19215 | 715.0433 | 2.0193 | 37.38 | 1.41 | 0.20305 | 698.3972 | 2.0333 | 36.99 | 1.39 | 0.19952 | 674.8701 | 2.3734 | 31.49 | 1.19 | 0.16856 | 667.3711 | 2.5264 | 29.56 | 1.12 | 0.15698 | 677.7328 | 2.5144 | 32.25 | 1.2 | 0.16565 | 699.6319 | 2.5964 | 31.4 | 1.16 | 0.16329 | 707.2367 | 2.7454 | 29.76 | 1.1 | 0.15425 | 654.787 | 3.5236 | 24.73 | 0.90253 | 0.12043 | 642.762 | 3.5446 | 24.52 | 0.89564 | 0.11875 | 709.1975 | 4.3797 | 25.96 | 1.04 | 0.11441 | 726.3571 | 4.5547 | 25.11 | 0.99996 | 0.11107 | 698.1886 | 4.6067 | 24.68 | 0.98539 | 0.10795 | 735.7973 | 4.5387 | 28.05 | 1.12 | 0.11852 | 780.6512 | 5.1678 | 27.38 | 1.07 | 0.11386 | 764.356 | 5.7179 | 24.71 | 0.96668 | 0.10223 | 755.0731 | 6.135 | 25.12 | 0.96568 | 0.10071 | 788.2132 | 6.861 | 24.53 | 0.92096 | 0.09287 | 769.5313 | 6.9711 | 24.09 | 0.90476 | 0.09287 | 828.9674 | 7.7351 | 25.43 | 0.90873 | 0.09314 | 757.6982 | 9.3434 | 20.91 | 0.74718 | 0.07374 | 761.5489 | 9.4764 | 20.62 | 0.73658 | 0.07316 | 769.3158 | 9.9645 | 21.01 | 0.73282 | 0.07329 | 765.6235 | 10.6016 | 19.82 | 0.68963 | 0.06807 | 732.6386 | 11.9119 | 18.66 | 0.63581 | 0.0632 | 723.2688 | 12.742 | 17.35 | 0.5926 | 0.0577 | 714.1327 | 12.782 | 17.27 | 0.58985 | 0.05722
793.6508 | 0.0015122 | 669.47 | 28.15 | 33.93 | 844.0914 | 0.0014892 | 1460 | 53.11 | 53.38 | 828.9125 | 0.0014952 | 2140 | 83.24 | 64.92 | 828.9125 | 0.0059859 | 534.23 | 20.79 | 15.71 | 811.8911 | 0.006017 | 688.79 | 26.06 | 17.83 | 855.1881 | 0.013382 | 577.31 | 21.79 | 11.17 | 798.9614 | 0.036386 | 279.25 | 11.02 | 4.6 | 817.5129 | 0.036166 | 317.26 | 12.76 | 4.97 | 750 | 0.053679 | 210.67 | 8.53 | 3.18 | 785.546 | 0.073282 | 190.01 | 7.57 | 2.6 | 800 | 0.072932 | 208.93 | 8.17 | 2.76 | 812.754 | 0.095095 | 174.14 | 6.66 | 2.21 | 823.5779 | 0.094785 | 188.6 | 7.05 | 2.32 | 833.3796 | 0.094505 | 203.09 | 7.42 | 2.42 | 842.1939 | 0.11882 | 172.5 | 6.16 | 1.99 | 800.3201 | 0.14802 | 137.25 | 4.91 | 1.56 | 809.7552 | 0.14762 | 146.56 | 5.13 | 1.62 | 773.0435 | 0.14942 | 143.65 | 5.04 | 1.57 | 750.469 | 0.21624 | 104.64 | 3.59 | 1.09 | 741.2349 | 0.27234 | 92.43 | 3.31 | 0.8831 | 804.232 | 0.29375 | 97.42 | 3.66 | 0.91808 | 776.5047 | 0.29645 | 95.95 | 3.61 | 0.89479 | 781.9342 | 0.40346 | 78.75 | 3 | 0.68259 | 786.4108 | 0.43757 | 79.66 | 3.04 | 0.66914 | 811.5566 | 0.43407 | 88.09 | 3.32 | 0.71621 | 834.0747 | 0.49757 | 77.21 | 2.91 | 0.62202 | 813.2726 | 0.50067 | 82.76 | 3.07 | 0.63667 | 813.2523 | 0.59379 | 69.82 | 2.59 | 0.54524 | 796.2689 | 0.59699 | 74.51 | 2.72 | 0.55796 | 782.0157 | 0.5999 | 79.22 | 2.84 | 0.57065 | 782.0973 | 0.71911 | 66.11 | 2.37 | 0.47629 | 750.8259 | 0.72722 | 64.94 | 2.33 | 0.46211 | 785.1759 | 0.78872 | 64.36 | 2.26 | 0.44814 | 770.1045 | 0.86544 | 58.48 | 2.05 | 0.40352 | 804.5052 | 0.99406 | 57.72 | 2.14 | 0.38186 | 776.7325 | 1.1702 | 48.78 | 1.81 | 0.31738 | 782.1299 | 1.1682 | 54.36 | 2.06 | 0.33697 | 794.5336 | 1.2462 | 51.13 | 1.93 | 0.31823 | 770.0838 | 1.2562 | 50.44 | 1.91 | 0.31107 | 782.1177 | 1.3392 | 47.43 | 1.79 | 0.2933 | 786.557 | 1.3372 | 52.3 | 1.98 | 0.30951 | 786.5683 | 1.5142 | 46.22 | 1.75 | 0.27345 | 834.2371 | 1.4922 | 51.69 | 1.93 | 0.29842 | 793.4861 | 1.7083 | 48.53 | 1.79 | 0.26491 | 760.2828 | 1.8283 | 41.58 | 1.56 | 0.23269 | 803.3022 | 1.8023 | 46.11 | 1.7 | 0.25247 | 770.0205 | 1.9783 | 38.61 | 1.44 | 0.21435 | 774.6303 | 1.9753 | 41.93 | 1.55 | 0.22448 | 756.5969 | 1.9883 | 41.51 | 1.53 | 0.2207 | 731.1093 | 2.3184 | 35.37 | 1.31 | 0.18665 | 722.9854 | 2.4664 | 33.21 | 1.23 | 0.17385 | 729.8661 | 2.4594 | 35.91 | 1.31 | 0.18201 | 753.4497 | 2.5414 | 34.94 | 1.27 | 0.17928 | 761.6395 | 2.6884 | 33.1 | 1.2 | 0.16931 | 748.328 | 3.3875 | 30 | 1.17 | 0.14261 | 734.5852 | 3.4045 | 29.76 | 1.16 | 0.14072 | 787.9972 | 4.2556 | 30.17 | 1.2 | 0.13037 | 807.0634 | 4.4306 | 29.15 | 1.15 | 0.12641 | 775.7651 | 4.4747 | 28.68 | 1.14 | 0.12301 | 809.377 | 4.4266 | 32.11 | 1.25 | 0.1332 | 851.6195 | 5.0587 | 30.93 | 1.18 | 0.12645 | 833.8429 | 5.5948 | 27.92 | 1.07 | 0.11356 | 817.9959 | 6.0109 | 28.11 | 1.05 | 0.11094 | 848.845 | 6.7399 | 27.2 | 0.99573 | 0.10146 | 828.726 | 6.845 | 26.72 | 0.9785 | 0.10148 | 884.2319 | 7.6251 | 27.8 | 0.96858 | 0.10043 | 808.2114 | 9.1973 | 22.87 | 0.79711 | 0.07956 | 812.3188 | 9.3273 | 22.55 | 0.78582 | 0.07892 | 817.3981 | 9.8214 | 22.84 | 0.77764 | 0.07867 | 813.475 | 10.4515 | 21.54 | 0.7317 | 0.07303 | 775.735 | 11.7418 | 20.2 | 0.67202 | 0.06756 | 765.8141 | 12.5619 | 18.79 | 0.62655 | 0.06172 | 756.1405 | 12.6019 | 18.7 | 0.62374 | 0.06122
892.8571 | 0.0014692 | 790.93 | 33.48 | 39.16 | 893.7438 | 0.0014692 | 1590 | 56.2 | 57.18 | 911.8037 | 0.0014632 | 2450 | 94.35 | 72.81 | 911.8037 | 0.0058558 | 610.91 | 23.57 | 17.63 | 874.3442 | 0.0059109 | 764.93 | 28.29 | 19.52 | 926.4538 | 0.013142 | 645.84 | 23.9 | 12.29 | 898.8315 | 0.035365 | 329.93 | 13.17 | 5.31 | 908.3477 | 0.035275 | 368.15 | 14.68 | 5.65 | 833.3333 | 0.052208 | 245.01 | 9.83 | 3.63 | 856.9592 | 0.071691 | 215.09 | 8.37 | 2.9 | 866.6667 | 0.071501 | 234.11 | 8.92 | 3.05 | 875.2735 | 0.093394 | 193.43 | 7.21 | 2.42 | 882.4048 | 0.093224 | 207.94 | 7.57 | 2.52 | 888.9383 | 0.093064 | 222.47 | 7.92 | 2.62 | 894.831 | 0.11712 | 187.91 | 6.54 | 2.15 | 850.3401 | 0.14582 | 149.62 | 5.22 | 1.68 | 857.3878 | 0.14552 | 158.97 | 5.42 | 1.74 | 818.5167 | 0.14722 | 155.9 | 5.33 | 1.68 | 833.8545 | 0.21023 | 121.7 | 4.33 | 1.25 | 833.8893 | 0.26404 | 109.38 | 4.09 | 1.02 | 893.5912 | 0.28634 | 113.09 | 4.28 | 1.04 | 862.783 | 0.28864 | 111.49 | 4.23 | 1.02 | 860.1276 | 0.39396 | 90.15 | 3.41 | 0.7675 | 857.9027 | 0.42816 | 90.16 | 3.39 | 0.7452 | 879.1863 | 0.42566 | 98.67 | 3.65 | 0.79019 | 903.581 | 0.48827 | 86.43 | 3.19 | 0.68576 | 875.832 | 0.49177 | 91.92 | 3.34 | 0.69734 | 875.8101 | 0.58319 | 77.54 | 2.81 | 0.59719 | 853.1453 | 0.58679 | 82.19 | 2.93 | 0.60762 | 834.1501 | 0.58999 | 86.86 | 3.04 | 0.6183 | 834.2371 | 0.70731 | 72.48 | 2.54 | 0.51604 | 800.881 | 0.71471 | 71.24 | 2.5 | 0.50111 | 883.3229 | 0.76601 | 76.06 | 2.8 | 0.5181 | 866.3676 | 0.84002 | 69.14 | 2.55 | 0.46685 | 893.8947 | 0.96904 | 66.99 | 2.51 | 0.43444 | 863.0362 | 1.1402 | 56.65 | 2.13 | 0.36147 | 860.3429 | 1.1402 | 62.24 | 2.34 | 0.37902 | 873.987 | 1.2172 | 58.51 | 2.2 | 0.35774 | 847.0922 | 1.2262 | 57.77 | 2.17 | 0.35004 | 860.3294 | 1.3082 | 54.3 | 2.04 | 0.32987 | 858.0622 | 1.3082 | 59.18 | 2.2 | 0.34454 | 858.0745 | 1.4822 | 52.29 | 1.95 | 0.30436 | 903.7568 | 1.4642 | 57.84 | 2.12 | 0.32884 | 854.5235 | 1.6772 | 53.9 | 1.94 | 0.29015 | 823.6397 | 1.7903 | 46.6 | 1.71 | 0.25698 | 865.0947 | 1.7693 | 51.21 | 1.85 | 0.27644 | 834.1889 | 1.9383 | 43.25 | 1.59 | 0.23654 | 834.2172 | 1.9383 | 46.58 | 1.68 | 0.2459 | 814.7967 | 1.9503 | 46.13 | 1.67 | 0.24189 | 787.3484 | 2.2724 | 39.33 | 1.42 | 0.20476 | 778.5996 | 2.4164 | 36.93 | 1.34 | 0.19075 | 834.1327 | 2.3743 | 43.44 | 1.68 | 0.21478 | 861.0854 | 2.4574 | 42.22 | 1.63 | 0.21126 | 870.4451 | 2.6004 | 39.98 | 1.55 | 0.19939 | 841.8689 | 3.2865 | 35.45 | 1.4 | 0.16481 | 826.4083 | 3.3015 | 35.18 | 1.39 | 0.16273 | 866.7969 | 4.1586 | 34.49 | 1.34 | 0.1463 | 887.7698 | 4.3326 | 33.31 | 1.29 | 0.1417 | 853.3416 | 4.3716 | 32.8 | 1.28 | 0.13804 | 882.9567 | 4.3376 | 36.26 | 1.39 | 0.14784 | 922.5878 | 4.9707 | 34.56 | 1.29 | 0.13898 | 903.3298 | 5.4948 | 31.2 | 1.16 | 0.12484 | 880.9187 | 5.9089 | 31.16 | 1.14 | 0.12113 | 909.4767 | 6.6379 | 29.92 | 1.07 | 0.11 | 887.9207 | 6.739 | 29.4 | 1.05 | 0.11006 | 939.4964 | 7.53 | 30.2 | 1.03 | 0.10768 | 858.7246 | 9.0712 | 24.86 | 0.84545 | 0.08536 | 863.0887 | 9.1993 | 24.52 | 0.83351 | 0.08467 | 865.4803 | 9.6974 | 24.71 | 0.82115 | 0.08403 | 861.3264 | 10.3214 | 23.29 | 0.77253 | 0.07797 | 861.9278 | 11.4716 | 23.33 | 0.80512 | 0.07624 | 850.9045 | 12.2617 | 21.72 | 0.75138 | 0.06973 | 840.1561 | 12.2917 | 21.62 | 0.74836 | 0.06919
992.0635 | 0.0014382 | 915.5 | 38.33 | 44.35 | 993.0487 | 0.0014372 | 1840 | 66.94 | 64.73 | 994.695 | 0.0014372 | 2760 | 104.69 | 80.63 | 994.695 | 0.0057528 | 689.12 | 26.15 | 19.52 | 936.7974 | 0.0058218 | 842.34 | 30.43 | 21.19 | 997.7195 | 0.012942 | 715.51 | 25.9 | 13.41 | 998.7017 | 0.034595 | 381.89 | 15.11 | 6.02 | 999.1825 | 0.034595 | 420.18 | 16.44 | 6.33 | 916.6667 | 0.051068 | 280.21 | 11.04 | 4.07 | 928.3725 | 0.0704 | 240.68 | 9.13 | 3.19 | 933.3333 | 0.07032 | 259.75 | 9.64 | 3.33 | 937.7931 | 0.091983 | 213.04 | 7.73 | 2.63 | 941.2318 | 0.091903 | 227.58 | 8.07 | 2.72 | 944.4969 | 0.091843 | 242.14 | 8.4 | 2.82 | 947.4682 | 0.11572 | 203.53 | 6.91 | 2.3 | 900.3601 | 0.14392 | 162.17 | 5.52 | 1.8 | 952.6531 | 0.14212 | 184.25 | 6.5 | 1.97 | 909.463 | 0.14362 | 180.92 | 6.41 | 1.91 | 938.0863 | 0.20463 | 143.61 | 5.33 | 1.44 | 926.5436 | 0.25773 | 126.81 | 4.78 | 1.16 | 982.9503 | 0.28064 | 129.13 | 4.85 | 1.17 | 949.0613 | 0.28264 | 127.4 | 4.8 | 1.14 | 938.321 | 0.38635 | 101.8 | 3.79 | 0.85194 | 929.3946 | 0.42036 | 100.88 | 3.71 | 0.82094 | 946.816 | 0.41876 | 109.43 | 3.95 | 0.8638 | 973.0872 | 0.48056 | 95.82 | 3.45 | 0.74912 | 938.3915 | 0.48427 | 101.24 | 3.59 | 0.75775 | 938.368 | 0.57428 | 85.4 | 3.03 | 0.6489 | 910.0216 | 0.57808 | 90 | 3.13 | 0.65711 | 938.4189 | 0.57428 | 102.48 | 3.76 | 0.71321 | 938.5167 | 0.6885 | 85.51 | 3.14 | 0.59522 | 900.9911 | 0.6946 | 84.15 | 3.1 | 0.57892 | 981.4698 | 0.7489 | 88.06 | 3.28 | 0.58758 | 962.6307 | 0.82071 | 80.09 | 2.99 | 0.5298 | 983.2842 | 0.94963 | 76.46 | 2.85 | 0.48665 | 949.3398 | 1.1162 | 64.71 | 2.41 | 0.40533 | 938.5559 | 1.1182 | 70.29 | 2.6 | 0.42088 | 953.4403 | 1.1942 | 66.05 | 2.44 | 0.39704 | 924.1005 | 1.2022 | 65.26 | 2.42 | 0.38884 | 938.5412 | 1.2822 | 61.32 | 2.27 | 0.36627 | 929.5674 | 1.2852 | 66.19 | 2.42 | 0.37942 | 929.5807 | 1.4552 | 58.48 | 2.14 | 0.33514 | 973.2766 | 1.4412 | 64.1 | 2.29 | 0.35908 | 976.5983 | 1.6292 | 64.9 | 2.49 | 0.34034 | 886.9966 | 1.7593 | 51.72 | 1.86 | 0.28122 | 988.6796 | 1.7192 | 61.63 | 2.36 | 0.32406 | 898.3573 | 1.9053 | 47.98 | 1.72 | 0.25866 | 953.3911 | 1.8823 | 56.1 | 2.15 | 0.2885 | 931.1962 | 1.8913 | 55.6 | 2.14 | 0.28408 | 899.8268 | 2.1993 | 47.46 | 1.83 | 0.24091 | 889.8282 | 2.3383 | 44.58 | 1.72 | 0.22449 | 938.3993 | 2.3123 | 51.2 | 2.01 | 0.24739 | 968.7211 | 2.3953 | 49.71 | 1.95 | 0.24301 | 979.2508 | 2.5353 | 47.06 | 1.84 | 0.22925 | 935.4099 | 3.2094 | 41.05 | 1.61 | 0.1869 | 918.2315 | 3.2224 | 40.76 | 1.6 | 0.18465 | 945.5967 | 4.0805 | 38.9 | 1.48 | 0.16214 | 968.4761 | 4.2555 | 37.54 | 1.43 | 0.15688 | 930.9181 | 4.2886 | 37 | 1.41 | 0.15299 | 956.5365 | 4.2656 | 40.48 | 1.51 | 0.16238 | 993.5561 | 4.8976 | 38.25 | 1.39 | 0.15142 | 972.8167 | 5.4127 | 34.53 | 1.26 | 0.13605 | 943.8414 | 5.8238 | 34.26 | 1.22 | 0.13127 | 970.1085 | 6.5528 | 32.68 | 1.14 | 0.1185 | 947.1154 | 6.6499 | 32.11 | 1.12 | 0.11858 | 994.7609 | 7.449 | 32.63 | 1.08 | 0.11488 | 909.2379 | 8.9632 | 26.87 | 0.89235 | 0.09113 | 913.8587 | 9.0892 | 26.51 | 0.87976 | 0.09039 | 961.6448 | 9.4962 | 28.5 | 0.98075 | 0.09467 | 957.0294 | 10.1113 | 26.85 | 0.92233 | 0.08776 | 969.6688 | 11.2115 | 27.34 | 0.98488 | 0.08697 | 957.2676 | 11.9716 | 25.47 | 0.92002 | 0.07964 | 945.1756 | 12.0016 | 25.36 | 0.91677 | 0.07906
1091.2698 | 0.0014132 | 1040 | 42.82 | 49.47 | 1117.1797 | 0.0014082 | 2160 | 81.34 | 74.03 | 1077.5862 | 0.0014162 | 3080 | 114.41 | 88.36 | 1077.5862 | 0.0056697 | 768.61 | 28.58 | 21.4 | 999.2506 | 0.0057478 | 920.84 | 32.5 | 22.85 | 1140.2509 | 0.012652 | 857.54 | 32.87 | 15.6 | 1098.5719 | 0.034004 | 434.89 | 16.89 | 6.71 | 1090.0173 | 0.034055 | 473.14 | 18.09 | 6.99 | 1000 | 0.050167 | 316.13 | 12.17 | 4.51 | 999.7858 | 0.06934 | 266.7 | 9.85 | 3.48 | 1000 | 0.06934 | 285.78 | 10.33 | 3.61 | 1000.3126 | 0.090782 | 232.94 | 8.23 | 2.84 | 1000.0588 | 0.090792 | 247.48 | 8.56 | 2.93 | 1000.0556 | 0.090792 | 262.05 | 8.87 | 3.01 | 1052.7424 | 0.11331 | 235.29 | 8.25 | 2.6 | 1000.4002 | 0.14082 | 187.71 | 6.6 | 2.04 | 1071.7348 | 0.13902 | 216.58 | 7.96 | 2.26 | 1023.1458 | 0.14022 | 212.96 | 7.86 | 2.2 | 1042.3181 | 0.20043 | 166.05 | 6.21 | 1.63 | 1019.198 | 0.25283 | 144.61 | 5.41 | 1.3 | 1072.3094 | 0.27614 | 145.46 | 5.37 | 1.29 | 1035.3396 | 0.27784 | 143.63 | 5.32 | 1.27 | 1016.5145 | 0.38035 | 113.66 | 4.15 | 0.93569 | 1000.8865 | 0.41405 | 111.77 | 4.02 | 0.89614 | 1014.4457 | 0.41305 | 120.36 | 4.25 | 0.93689 | 1042.5934 | 0.47426 | 105.34 | 3.71 | 0.81199 | 1000.9509 | 0.47786 | 110.69 | 3.83 | 0.81778 | 1000.9259 | 0.56678 | 93.36 | 3.23 | 0.70029 | 1023.7743 | 0.56437 | 105.92 | 3.86 | 0.75533 | 1042.6876 | 0.56247 | 118.47 | 4.39 | 0.80715 | 1042.7964 | 0.67439 | 98.85 | 3.66 | 0.67359 | 1001.1012 | 0.67949 | 97.38 | 3.62 | 0.65611 | 1079.6168 | 0.73579 | 100.31 | 3.71 | 0.65627 | 1058.8937 | 0.806 | 91.27 | 3.38 | 0.59209 | 1072.6736 | 0.93442 | 86.12 | 3.16 | 0.53833 | 1035.6434 | 1.0971 | 72.93 | 2.68 | 0.4488 | 1016.7689 | 1.1011 | 78.48 | 2.85 | 0.46241 | 1032.8937 | 1.1752 | 73.73 | 2.67 | 0.43602 | 1001.1089 | 1.1822 | 72.89 | 2.65 | 0.42737 | 1016.753 | 1.2622 | 68.47 | 2.49 | 0.40238 | 1001.0726 | 1.2662 | 73.31 | 2.62 | 0.41406 | 1001.0869 | 1.4332 | 64.78 | 2.31 | 0.36571 | 1112.3161 | 1.4072 | 76.87 | 2.92 | 0.41884 | 1098.673 | 1.5942 | 76.19 | 2.96 | 0.38984 | 1013.7104 | 1.7112 | 62.2 | 2.38 | 0.3293 | 1112.2646 | 1.6842 | 72.32 | 2.81 | 0.37101 | 1026.694 | 1.8552 | 57.65 | 2.2 | 0.30249 | 1072.565 | 1.8412 | 65.87 | 2.56 | 0.33055 | 1047.5958 | 1.8482 | 65.33 | 2.54 | 0.32579 | 1012.3051 | 2.1473 | 55.83 | 2.18 | 0.27672 | 1001.0567 | 2.2823 | 52.45 | 2.05 | 0.25794 | 1042.6659 | 2.2653 | 59.14 | 2.3 | 0.27966 | 1076.3567 | 2.3483 | 57.38 | 2.23 | 0.27439 | 1088.0564 | 2.4873 | 54.3 | 2.11 | 0.25874 | 1028.9509 | 3.1504 | 46.77 | 1.8 | 0.20877 | 1010.0546 | 3.1614 | 46.46 | 1.79 | 0.20638 | 1024.3964 | 4.0185 | 43.4 | 1.61 | 0.17785 | 1049.1824 | 4.1935 | 41.85 | 1.55 | 0.17192 | 1008.4946 | 4.2225 | 41.27 | 1.53 | 0.16782 | 1030.1162 | 4.2065 | 44.78 | 1.63 | 0.17679 | 1064.5244 | 4.8376 | 41.98 | 1.49 | 0.16374 | 1042.3036 | 5.3447 | 37.92 | 1.35 | 0.14716 | 1006.7642 | 5.7528 | 37.4 | 1.3 | 0.14133 | 1030.7403 | 6.4798 | 35.47 | 1.2 | 0.12693 | 1006.3102 | 6.5738 | 34.86 | 1.18 | 0.12705 | 1105.2899 | 7.3189 | 37.55 | 1.29 | 0.12912 | 1010.2643 | 8.7871 | 30.97 | 1.06 | 0.10257 | 1015.3985 | 8.9101 | 30.55 | 1.05 | 0.10173 | 1081.8504 | 9.3091 | 33.33 | 1.2 | 0.10777 | 1076.6581 | 9.9091 | 31.4 | 1.12 | 0.09983 | 1077.4097 | 11.0213 | 31.43 | 1.14 | 0.09753 | 1063.6306 | 11.7614 | 29.31 | 1.07 | 0.08941 | 1050.1951 | 11.7814 | 29.19 | 1.06 | 0.08878
1190.4762 | 0.0013952 | 1170 | 47.03 | 54.5 | 1241.3108 | 0.0013872 | 2480 | 94.01 | 83.13 | 1160.4775 | 0.0014002 | 3400 | 123.62 | 95.98 | 1160.4775 | 0.0056037 | 849.15 | 30.88 | 23.25 | 1124.1569 | 0.0056317 | 1080 | 39.74 | 26.13 | 1282.7822 | 0.012451 | 1000 | 38.81 | 17.75 | 1198.442 | 0.033554 | 488.69 | 18.55 | 7.4 | 1180.852 | 0.033624 | 526.86 | 19.65 | 7.65 | 1083.3333 | 0.049437 | 352.63 | 13.23 | 4.95 | 1071.199 | 0.068469 | 293.08 | 10.55 | 3.77 | 1066.6667 | 0.068519 | 312.15 | 10.99 | 3.89 | 1062.8321 | 0.089782 | 253.07 | 8.72 | 3.04 | 1058.8858 | 0.089842 | 267.61 | 9.03 | 3.13 | 1111.1728 | 0.089101 | 302.47 | 10.56 | 3.4 | 1184.3352 | 0.11121 | 275.78 | 10.05 | 2.97 | 1125.4502 | 0.13792 | 220.34 | 8.07 | 2.33 | 1190.8164 | 0.13672 | 249.55 | 9.23 | 2.55 | 1136.8287 | 0.13762 | 245.68 | 9.13 | 2.48 | 1146.5499 | 0.19722 | 188.91 | 7.01 | 1.81 | 1111.8523 | 0.24913 | 162.73 | 5.99 | 1.43 | 1161.6685 | 0.27253 | 162.03 | 5.87 | 1.42 | 1121.6179 | 0.27403 | 160.1 | 5.81 | 1.39 | 1094.7079 | 0.37534 | 125.69 | 4.49 | 1.02 | 1072.3784 | 0.40885 | 122.82 | 4.32 | 0.97069 | 1082.0754 | 0.40825 | 131.43 | 4.53 | 1.01 | 1112.0996 | 0.46896 | 114.98 | 3.95 | 0.87426 | 1126.0698 | 0.46806 | 129.91 | 4.7 | 0.93642 | 1126.0416 | 0.55517 | 109.57 | 3.96 | 0.80187 | 1137.527 | 0.55427 | 122.17 | 4.5 | 0.85213 | 1146.9564 | 0.55357 | 134.77 | 4.96 | 0.89978 | 1147.076 | 0.66358 | 112.44 | 4.14 | 0.75087 | 1101.2113 | 0.66798 | 110.87 | 4.09 | 0.73237 | 1177.7638 | 0.72569 | 112.75 | 4.11 | 0.724 | 1155.1568 | 0.7945 | 102.63 | 3.74 | 0.65356 | 1162.0631 | 0.92241 | 95.91 | 3.45 | 0.58935 | 1121.947 | 1.0821 | 81.27 | 2.93 | 0.49177 | 1094.9819 | 1.0861 | 86.79 | 3.08 | 0.50353 | 1112.3471 | 1.1601 | 81.51 | 2.89 | 0.47459 | 1078.1173 | 1.1661 | 80.63 | 2.87 | 0.46554 | 1094.9647 | 1.2462 | 75.72 | 2.69 | 0.43814 | 1144.0829 | 1.2371 | 87.84 | 3.33 | 0.48241 | 1144.0993 | 1.4012 | 77.61 | 2.94 | 0.42602 | 1251.3556 | 1.3832 | 89.9 | 3.46 | 0.47735 | 1220.7478 | 1.5692 | 87.68 | 3.38 | 0.43845 | 1140.4242 | 1.6772 | 72.94 | 2.82 | 0.37663 | 1235.8495 | 1.6582 | 83.2 | 3.2 | 0.41708 | 1155.0308 | 1.8192 | 67.55 | 2.61 | 0.3456 | 1191.7389 | 1.8112 | 75.83 | 2.92 | 0.37188 | 1163.9953 | 1.8172 | 75.25 | 2.91 | 0.36683 | 1124.7835 | 2.1083 | 64.37 | 2.49 | 0.31203 | 1112.2852 | 2.2403 | 60.49 | 2.35 | 0.29094 | 1146.9325 | 2.2293 | 67.24 | 2.57 | 0.31148 | 1183.9924 | 2.3143 | 65.18 | 2.49 | 0.30528 | 1196.862 | 2.4513 | 61.67 | 2.35 | 0.28775 | 1122.4919 | 3.1044 | 52.58 | 1.98 | 0.23038 | 1101.8778 | 3.1134 | 52.25 | 1.97 | 0.22785 | 1103.1961 | 3.9675 | 47.95 | 1.74 | 0.19339 | 1129.8888 | 4.1435 | 46.21 | 1.67 | 0.18678 | 1086.0711 | 4.1685 | 45.6 | 1.65 | 0.18249 | 1103.6959 | 4.1585 | 49.13 | 1.74 | 0.19106 | 1135.4927 | 4.7886 | 45.76 | 1.58 | 0.17594 | 1111.7905 | 5.2876 | 41.34 | 1.43 | 0.15816 | 1069.687 | 5.6927 | 40.58 | 1.38 | 0.15131 | 1091.3721 | 6.4187 | 38.29 | 1.27 | 0.13529 | 1065.5049 | 6.5098 | 37.64 | 1.25 | 0.13545 | 1243.4512 | 7.2018 | 43.81 | 1.56 | 0.14655 | 1136.5473 | 8.626 | 36.19 | 1.3 | 0.11663 | 1142.3233 | 8.746 | 35.7 | 1.28 | 0.11566 | 1202.056 | 9.174 | 38.25 | 1.38 | 0.1206 | 1196.2867 | 9.766 | 36.02 | 1.3 | 0.11164 | 1185.1507 | 10.8812 | 35.59 | 1.28 | 0.1079 | 1169.9937 | 11.6013 | 33.2 | 1.2 | 0.099 | 1155.2146 | 11.6213 | 33.07 | 1.2 | 0.09834
1289.6825 | 0.0013801 | 1300 | 51 | 59.45 | 1365.4419 | 0.0013721 | 2810 | 105.48 | 92.01 | 1243.3687 | 0.0013872 | 3730 | 132.38 | 103.49 | 1243.3687 | 0.0055506 | 930.55 | 33.07 | 25.08 | 1249.0632 | 0.0055476 | 1240 | 46.07 | 29.34 | 1425.3136 | 0.012311 | 1150 | 44.09 | 19.84 | 1298.3122 | 0.033204 | 543.14 | 20.11 | 8.07 | 1271.6868 | 0.033294 | 581.18 | 21.12 | 8.29 | 1166.6667 | 0.048856 | 389.61 | 14.24 | 5.38 | 1142.6123 | 0.067738 | 319.77 | 11.21 | 4.06 | 1133.3333 | 0.067829 | 338.82 | 11.63 | 4.17 | 1125.3517 | 0.088921 | 273.42 | 9.19 | 3.24 | 1176.5398 | 0.088321 | 308.43 | 10.73 | 3.52 | 1250.0694 | 0.08758 | 353.92 | 12.84 | 3.88 | 1315.928 | 0.10961 | 316.95 | 11.63 | 3.33 | 1250.5002 | 0.13582 | 253.56 | 9.34 | 2.62 | 1309.8981 | 0.13502 | 283.01 | 10.38 | 2.83 | 1250.5116 | 0.13582 | 278.92 | 10.27 | 2.76 | 1250.7817 | 0.19482 | 212.1 | 7.74 | 2 | 1204.5067 | 0.24613 | 181.08 | 6.53 | 1.57 | 1251.0276 | 0.26973 | 178.8 | 6.33 | 1.54 | 1207.8962 | 0.27093 | 176.78 | 6.28 | 1.51 | 1172.9013 | 0.37134 | 137.86 | 4.81 | 1.1 | 1143.8703 | 0.40455 | 134 | 4.6 | 1.04 | 1217.3348 | 0.40085 | 153.9 | 5.54 | 1.15 | 1251.1121 | 0.46085 | 134.53 | 4.83 | 0.99682 | 1251.1886 | 0.46085 | 149.48 | 5.46 | 1.05 | 1251.1573 | 0.54666 | 126.07 | 4.6 | 0.90149 | 1251.2797 | 0.54666 | 138.69 | 5.07 | 0.9472 | 1251.2252 | 0.54666 | 151.29 | 5.49 | 0.99088 | 1251.3556 | 0.65547 | 126.23 | 4.58 | 0.82688 | 1201.3215 | 0.65908 | 124.58 | 4.53 | 0.80749 | 1275.9108 | 0.71778 | 125.35 | 4.48 | 0.79063 | 1251.4199 | 0.78549 | 114.14 | 4.08 | 0.71408 | 1251.4526 | 0.9129 | 105.81 | 3.72 | 0.63964 | 1208.2506 | 1.0701 | 89.72 | 3.17 | 0.53418 | 1251.4078 | 1.0651 | 103.7 | 3.9 | 0.58433 | 1271.2538 | 1.1381 | 97.34 | 3.66 | 0.55031 | 1232.1341 | 1.1431 | 96.38 | 3.63 | 0.54058 | 1251.3883 | 1.2211 | 90.46 | 3.4 | 0.50841 | 1287.0933 | 1.2171 | 102.66 | 3.94 | 0.54924 | 1287.1117 | 1.3782 | 90.7 | 3.48 | 0.485 | 1390.3952 | 1.3661 | 103.13 | 3.93 | 0.53445 | 1342.8226 | 1.5512 | 99.34 | 3.76 | 0.48605 | 1267.138 | 1.6522 | 83.86 | 3.22 | 0.42303 | 1359.4345 | 1.6392 | 94.23 | 3.56 | 0.46217 | 1283.3676 | 1.7932 | 77.62 | 2.97 | 0.3878 | 1310.9128 | 1.7892 | 85.93 | 3.25 | 0.41239 | 1280.3948 | 1.7942 | 85.32 | 3.24 | 0.40708 | 1237.2618 | 2.0792 | 73.06 | 2.78 | 0.34673 | 1223.5137 | 2.2092 | 68.67 | 2.62 | 0.32338 | 1251.1991 | 2.2022 | 75.44 | 2.82 | 0.34276 | 1291.6281 | 2.2872 | 73.08 | 2.73 | 0.33563 | 1305.6677 | 2.4243 | 69.13 | 2.58 | 0.31624 | 1216.0329 | 3.0683 | 58.47 | 2.15 | 0.25167 | 1193.7009 | 3.0763 | 58.13 | 2.14 | 0.24903 | 1181.9958 | 3.9264 | 52.56 | 1.85 | 0.20874 | 1210.5951 | 4.1024 | 50.62 | 1.78 | 0.20144 | 1163.6476 | 4.1255 | 49.99 | 1.76 | 0.19699 | 1177.2756 | 4.1185 | 53.52 | 1.85 | 0.20516 | 1206.461 | 4.7475 | 49.57 | 1.67 | 0.188 | 1181.2774 | 5.2406 | 44.79 | 1.51 | 0.16904 | 1132.6097 | 5.6417 | 43.79 | 1.45 | 0.16119 | 1212.6357 | 6.3217 | 43.99 | 1.5 | 0.15176 | 1183.8943 | 6.4077 | 43.27 | 1.48 | 0.15202 | 1381.6124 | 7.1207 | 50.16 | 1.8 | 0.16353 | 1262.8304 | 8.5109 | 41.5 | 1.5 | 0.13038 | 1269.2481 | 8.6289 | 40.93 | 1.48 | 0.12929 | 1322.2616 | 9.0759 | 43.23 | 1.55 | 0.13315 | 1315.9154 | 9.6619 | 40.7 | 1.46 | 0.12319 | 1292.8917 | 10.7711 | 39.79 | 1.42 | 0.11805 | 1276.3568 | 11.4812 | 37.13 | 1.32 | 0.1084 | 1260.2342 | 11.5012 | 37 | 1.32 | 0.10771
1388.8889 | 0.0013691 | 1430 | 54.77 | 64.3 | 1489.573 | 0.0013601 | 3140 | 116.03 | 100.68 | 1326.2599 | 0.0013762 | 4050 | 140.75 | 110.89 | 1326.2599 | 0.0055076 | 1010 | 35.16 | 26.87 | 1373.9695 | 0.0054866 | 1410 | 51.77 | 32.47 | 1567.8449 | 0.012211 | 1300 | 48.9 | 21.86 | 1398.1824 | 0.032934 | 598.1 | 21.59 | 8.73 | 1362.5216 | 0.033024 | 636 | 22.52 | 8.93 | 1250 | 0.048396 | 427 | 15.21 | 5.8 | 1214.0256 | 0.067138 | 346.72 | 11.85 | 4.34 | 1200 | 0.067248 | 365.73 | 12.25 | 4.44 | 1250.3907 | 0.08758 | 314.62 | 10.9 | 3.65 | 1323.6073 | 0.08697 | 360.29 | 13.01 | 4 | 1388.9661 | 0.086509 | 406.14 | 14.83 | 4.34 | 1447.5208 | 0.10851 | 358.61 | 13.05 | 3.68 | 1375.5502 | 0.13421 | 287.22 | 10.5 | 2.91 | 1428.9797 | 0.13371 | 316.84 | 11.44 | 3.1 | 1364.1944 | 0.13441 | 312.57 | 11.33 | 3.03 | 1355.0136 | 0.19292 | 235.54 | 8.43 | 2.18 | 1297.1611 | 0.24373 | 199.64 | 7.04 | 1.7 | 1340.3867 | 0.26743 | 195.72 | 6.77 | 1.66 | 1294.1745 | 0.26853 | 193.63 | 6.72 | 1.63 | 1251.0947 | 0.36814 | 150.16 | 5.11 | 1.18 | 1286.8541 | 0.39794 | 156.65 | 5.61 | 1.19 | 1352.5943 | 0.39564 | 176.73 | 6.41 | 1.29 | 1390.1246 | 0.45525 | 154.38 | 5.59 | 1.12 | 1376.3075 | 0.45565 | 169.32 | 6.14 | 1.17 | 1376.2731 | 0.54056 | 142.8 | 5.18 | 0.99894 | 1365.0324 | 0.54106 | 155.4 | 5.6 | 1.04 | 1355.4939 | 0.54146 | 168 | 5.98 | 1.08 | 1355.6353 | 0.64917 | 140.17 | 4.98 | 0.9015 | 1301.4316 | 0.65217 | 138.44 | 4.94 | 0.88135 | 1374.0578 | 0.71167 | 138.07 | 4.83 | 0.85611 | 1347.6829 | 0.77848 | 125.77 | 4.4 | 0.77359 | 1430.2315 | 0.89909 | 125.89 | 4.69 | 0.73786 | 1380.8579 | 1.0531 | 106.86 | 3.99 | 0.61713 | 1407.8338 | 1.0501 | 120.89 | 4.6 | 0.66294 | 1430.1605 | 1.1231 | 113.42 | 4.31 | 0.62394 | 1386.1508 | 1.1271 | 112.4 | 4.28 | 0.61367 | 1407.8118 | 1.2051 | 105.45 | 4.01 | 0.57677 | 1430.1037 | 1.2031 | 117.69 | 4.48 | 0.61438 | 1430.1241 | 1.3621 | 103.96 | 3.95 | 0.54247 | 1529.4347 | 1.3541 | 116.49 | 4.36 | 0.59006 | 1464.8974 | 1.5372 | 111.12 | 4.11 | 0.53257 | 1393.8518 | 1.6342 | 94.92 | 3.58 | 0.46839 | 1483.0194 | 1.6252 | 105.38 | 3.9 | 0.50622 | 1411.7043 | 1.7752 | 87.81 | 3.3 | 0.42903 | 1430.0866 | 1.7732 | 96.14 | 3.56 | 0.452 | 1396.7944 | 1.7772 | 95.5 | 3.54 | 0.44649 | 1349.7402 | 2.0582 | 81.85 | 3.05 | 0.38076 | 1334.7422 | 2.1852 | 76.94 | 2.87 | 0.3552 | 1355.4657 | 2.1812 | 83.74 | 3.06 | 0.37348 | 1399.2638 | 2.2672 | 81.07 | 2.95 | 0.36538 | 1414.4733 | 2.4032 | 76.66 | 2.79 | 0.34416 | 1309.5739 | 3.0403 | 64.42 | 2.31 | 0.27261 | 1285.5241 | 3.0463 | 64.07 | 2.3 | 0.26988 | 1260.7956 | 3.8924 | 57.21 | 1.97 | 0.22388 | 1291.3015 | 4.0694 | 55.07 | 1.89 | 0.21589 | 1241.2242 | 4.0894 | 54.41 | 1.87 | 0.2113 | 1250.8554 | 4.0854 | 57.95 | 1.95 | 0.21908 | 1277.4292 | 4.7125 | 53.42 | 1.76 | 0.1999 | 1250.7644 | 5.2016 | 48.27 | 1.59 | 0.17978 | 1258.4552 | 5.5616 | 50.28 | 1.72 | 0.18064 | 1364.2151 | 6.2356 | 51.24 | 1.82 | 0.17184 | 1331.8811 | 6.3167 | 50.42 | 1.79 | 0.17224 | 1519.7736 | 7.0636 | 56.57 | 2.02 | 0.18005 | 1389.1134 | 8.4278 | 46.87 | 1.68 | 0.14379 | 1396.173 | 8.5438 | 46.22 | 1.66 | 0.14259 | 1442.4672 | 9.0039 | 48.26 | 1.71 | 0.14539 | 1435.5441 | 9.5869 | 45.42 | 1.61 | 0.13446 | 1400.6327 | 10.691 | 44.02 | 1.54 | 0.12797 | 1382.7198 | 11.4011 | 41.11 | 1.44 | 0.1176 | 1365.2537 | 11.4111 | 40.97 | 1.44 | 0.11688
1488.0952 | 0.0013611 | 1570 | 58.36 | 69.06 | 1613.7041 | 0.0013521 | 3480 | 125.86 | 109.13 | 1492.0424 | 0.0013601 | 4720 | 169.94 | 125.31 | 1492.0424 | 0.0054445 | 1180 | 42.46 | 30.38 | 1498.8758 | 0.0054425 | 1570 | 57.01 | 35.52 | 1710.3763 | 0.012141 | 1450 | 53.33 | 23.83 | 1498.0525 | 0.032723 | 653.46 | 22.99 | 9.38 | 1453.3563 | 0.032813 | 691.21 | 23.86 | 9.55 | 1333.3333 | 0.048015 | 464.71 | 16.13 | 6.22 | 1285.4388 | 0.066638 | 373.9 | 12.47 | 4.62 | 1333.3333 | 0.066347 | 420.16 | 14.49 | 4.98 | 1406.6896 | 0.086399 | 366.87 | 13.18 | 4.14 | 1470.6747 | 0.086039 | 412.83 | 15 | 4.47 | 1527.8627 | 0.085758 | 458.91 | 16.61 | 4.79 | 1579.1136 | 0.10781 | 400.63 | 14.35 | 4.03 | 1500.6002 | 0.13311 | 321.22 | 11.55 | 3.18 | 1548.0614 | 0.13281 | 350.94 | 12.42 | 3.37 | 1477.8773 | 0.13331 | 346.53 | 12.31 | 3.29 | 1459.2454 | 0.19152 | 259.19 | 9.07 | 2.35 | 1389.8154 | 0.24192 | 218.36 | 7.53 | 1.83 | 1429.7459 | 0.26563 | 212.78 | 7.19 | 1.77 | 1380.4528 | 0.26653 | 210.62 | 7.14 | 1.74 | 1407.4815 | 0.36324 | 175.02 | 6.21 | 1.34 | 1429.8379 | 0.39334 | 179.63 | 6.49 | 1.33 | 1487.8537 | 0.39194 | 199.82 | 7.2 | 1.43 | 1529.137 | 0.45124 | 174.44 | 6.27 | 1.23 | 1501.4264 | 0.45184 | 189.35 | 6.76 | 1.28 | 1501.3888 | 0.53605 | 159.68 | 5.7 | 1.09 | 1478.7851 | 0.53675 | 172.27 | 6.08 | 1.13 | 1459.7627 | 0.53745 | 184.86 | 6.44 | 1.17 | 1459.9149 | 0.64436 | 154.22 | 5.37 | 0.97467 | 1401.5417 | 0.64687 | 152.44 | 5.32 | 0.95387 | 1570.3518 | 0.70317 | 163.77 | 6.05 | 0.98344 | 1540.2091 | 0.76867 | 149.27 | 5.52 | 0.88942 | 1609.0105 | 0.89048 | 146.21 | 5.5 | 0.83275 | 1553.4651 | 1.0411 | 124.22 | 4.69 | 0.69742 | 1564.2598 | 1.0411 | 138.28 | 5.22 | 0.73924 | 1589.0672 | 1.1131 | 129.68 | 4.89 | 0.69534 | 1540.1676 | 1.1161 | 128.62 | 4.86 | 0.68465 | 1564.2353 | 1.1941 | 120.61 | 4.55 | 0.64313 | 1573.1141 | 1.1931 | 132.87 | 4.96 | 0.67774 | 1573.1365 | 1.3511 | 117.36 | 4.38 | 0.59838 | 1668.4742 | 1.3461 | 129.96 | 4.76 | 0.64416 | 1586.9722 | 1.5271 | 122.98 | 4.44 | 0.57801 | 1520.5657 | 1.6212 | 106.09 | 3.91 | 0.51267 | 1606.6044 | 1.6151 | 116.6 | 4.21 | 0.54922 | 1540.0411 | 1.7622 | 98.09 | 3.61 | 0.46924 | 1549.2605 | 1.7612 | 106.43 | 3.85 | 0.4907 | 1513.1939 | 1.7642 | 105.77 | 3.83 | 0.48502 | 1462.2185 | 2.0412 | 90.72 | 3.3 | 0.41407 | 1445.9707 | 2.1672 | 85.3 | 3.1 | 0.38636 | 1459.7322 | 2.1652 | 92.1 | 3.28 | 0.40359 | 1506.8994 | 2.2522 | 89.11 | 3.17 | 0.39452 | 1523.279 | 2.3872 | 84.25 | 2.99 | 0.3715 | 1403.1149 | 3.0173 | 70.43 | 2.46 | 0.2932 | 1377.3472 | 3.0233 | 70.06 | 2.45 | 0.29038 | 1339.5953 | 3.8654 | 61.89 | 2.08 | 0.23881 | 1372.0078 | 4.0424 | 59.55 | 1.99 | 0.23013 | 1318.8007 | 4.0594 | 58.88 | 1.98 | 0.22541 | 1324.4351 | 4.0574 | 62.42 | 2.05 | 0.23282 | 1419.3658 | 4.6605 | 61.18 | 2.07 | 0.22325 | 1389.7382 | 5.1415 | 55.3 | 1.88 | 0.20087 | 1415.7622 | 5.4916 | 58.51 | 2.07 | 0.20433 | 1515.7946 | 6.1786 | 58.56 | 2.09 | 0.19135 | 1479.8679 | 6.2556 | 57.65 | 2.06 | 0.1919 | 1657.9349 | 7.0256 | 63.02 | 2.21 | 0.19611 | 1515.3964 | 8.3697 | 52.28 | 1.85 | 0.15686 | 1523.0978 | 8.4848 | 51.56 | 1.82 | 0.15555 | 1562.6728 | 8.9528 | 53.33 | 1.85 | 0.15733 | 1555.1727 | 9.5338 | 50.18 | 1.74 | 0.14545 | 1508.3736 | 10.631 | 48.29 | 1.65 | 0.13767 | 1489.0829 | 11.331 | 45.11 | 1.55 | 0.12659 | 1470.2732 | 11.341 | 44.97 | 1.54 | 0.12586
1587.3016 | 0.0013541 | 1700 | 61.8 | 73.72 | 1737.8352 | 0.0013471 | 3810 | 135.08 | 117.36 | 1657.8249 | 0.0013501 | 5390 | 195.29 | 139.25 | 1657.8249 | 0.0054045 | 1350 | 48.79 | 33.76 | 1623.7822 | 0.0054115 | 1740 | 61.88 | 38.5 | 1852.9076 | 0.012101 | 1600 | 57.46 | 25.74 | 1597.9227 | 0.032563 | 709.13 | 24.32 | 10.01 | 1544.1911 | 0.032643 | 746.74 | 25.14 | 10.17 | 1416.6667 | 0.047705 | 502.69 | 17.02 | 6.63 | 1428.2654 | 0.065877 | 428.78 | 14.71 | 5.17 | 1500 | 0.065577 | 489.06 | 17.48 | 5.64 | 1562.9884 | 0.085608 | 419.72 | 15.17 | 4.61 | 1617.7422 | 0.085398 | 465.85 | 16.78 | 4.93 | 1666.7593 | 0.085238 | 512.06 | 18.25 | 5.23 | 1710.7064 | 0.10721 | 442.91 | 15.55 | 4.36 | 1625.6503 | 0.13231 | 355.46 | 12.53 | 3.45 | 1667.143 | 0.13211 | 385.25 | 13.35 | 3.63 | 1591.5602 | 0.13251 | 380.72 | 13.24 | 3.55 | 1563.4772 | 0.19042 | 282.99 | 9.68 | 2.53 | 1482.4698 | 0.24042 | 237.21 | 7.99 | 1.96 | 1608.4641 | 0.26302 | 247.17 | 8.69 | 2 | 1553.0094 | 0.26372 | 244.9 | 8.63 | 1.97 | 1563.8684 | 0.35993 | 200.16 | 7.16 | 1.49 | 1572.8216 | 0.39014 | 202.83 | 7.27 | 1.47 | 1623.1131 | 0.38934 | 223.09 | 7.92 | 1.56 | 1668.1495 | 0.44844 | 194.65 | 6.89 | 1.35 | 1626.5452 | 0.44914 | 209.53 | 7.34 | 1.39 | 1626.5045 | 0.53285 | 176.69 | 6.19 | 1.19 | 1592.5378 | 0.53365 | 189.26 | 6.54 | 1.22 | 1668.3002 | 0.53205 | 218.86 | 8.04 | 1.34 | 1668.4742 | 0.63786 | 182.58 | 6.7 | 1.12 | 1601.7619 | 0.63956 | 180.71 | 6.66 | 1.09 | 1766.6457 | 0.69816 | 189.72 | 7.07 | 1.11 | 1732.7352 | 0.76287 | 173.01 | 6.46 | 1 | 1787.7894 | 0.88517 | 166.68 | 6.22 | 0.92431 | 1726.0723 | 1.0341 | 141.74 | 5.3 | 0.77501 | 1720.6858 | 1.0351 | 155.79 | 5.78 | 0.8132 | 1747.9739 | 1.1071 | 146.05 | 5.41 | 0.76451 | 1694.1843 | 1.1091 | 144.96 | 5.38 | 0.75349 | 1720.6589 | 1.1871 | 135.88 | 5.04 | 0.70744 | 1716.1244 | 1.1871 | 148.14 | 5.42 | 0.73931 | 1716.149 | 1.3441 | 130.85 | 4.78 | 0.65272 | 1807.5137 | 1.3411 | 143.49 | 5.13 | 0.69676 | 1709.047 | 1.5201 | 134.91 | 4.75 | 0.62234 | 1647.2795 | 1.6121 | 117.34 | 4.23 | 0.55585 | 1730.1893 | 1.6081 | 127.88 | 4.5 | 0.59117 | 1668.3778 | 1.7521 | 108.44 | 3.9 | 0.50843 | 1668.4344 | 1.7522 | 116.78 | 4.12 | 0.52849 | 1629.5934 | 1.7552 | 116.1 | 4.1 | 0.52266 | 1574.6969 | 2.0292 | 99.65 | 3.53 | 0.44666 | 1557.1993 | 2.1542 | 93.71 | 3.32 | 0.41686 | 1563.9988 | 2.1532 | 100.52 | 3.49 | 0.4331 | 1614.5351 | 2.2402 | 97.21 | 3.37 | 0.42305 | 1632.0846 | 2.3762 | 91.88 | 3.18 | 0.39826 | 1496.6559 | 3.0003 | 76.47 | 2.61 | 0.31342 | 1469.1704 | 3.0043 | 76.09 | 2.6 | 0.31052 | 1418.395 | 3.8434 | 66.61 | 2.18 | 0.25352 | 1452.7142 | 4.0214 | 64.06 | 2.09 | 0.24415 | 1396.3772 | 4.0354 | 63.37 | 2.08 | 0.23931 | 1471.5945 | 4.0164 | 71.43 | 2.41 | 0.25972 | 1596.7866 | 4.6174 | 70.98 | 2.49 | 0.25153 | 1563.4554 | 5.0915 | 64.19 | 2.26 | 0.22644 | 1573.0691 | 5.4455 | 66.82 | 2.38 | 0.22729 | 1667.374 | 6.1405 | 65.94 | 2.34 | 0.21025 | 1627.8547 | 6.2145 | 64.94 | 2.31 | 0.21097 | 1796.0961 | 7.0006 | 69.5 | 2.4 | 0.21171 | 1641.6795 | 8.3287 | 57.72 | 2 | 0.16959 | 1650.0226 | 8.4427 | 56.93 | 1.97 | 0.16818 | 1682.8784 | 8.9177 | 58.41 | 1.99 | 0.16897 | 1674.8014 | 9.4958 | 54.95 | 1.87 | 0.15616 | 1616.1146 | 10.5909 | 52.57 | 1.76 | 0.14715 | 1595.446 | 11.281 | 49.13 | 1.65 | 0.13539 | 1575.2927 | 11.291 | 48.98 | 1.64 | 0.13464
1686.5079 | 0.0013491 | 1830 | 65.09 | 78.29 | 1861.9662 | 0.0013431 | 4150 | 143.79 | 125.37 | 1823.6074 | 0.0013441 | 6060 | 218 | 152.7 | 1823.6074 | 0.0053794 | 1510 | 54.47 | 37.03 | 1748.6885 | 0.0053895 | 1910 | 66.43 | 41.4 | 1995.439 | 0.012081 | 1750 | 61.33 | 27.59 | 1697.7929 | 0.032443 | 765.05 | 25.6 | 10.63 | 1635.0259 | 0.032513 | 802.53 | 26.38 | 10.77 | 1500 | 0.047455 | 540.89 | 17.87 | 7.04 | 1606.7985 | 0.065236 | 498.1 | 17.7 | 5.83 | 1666.6667 | 0.065086 | 558.62 | 20.08 | 6.27 | 1719.2873 | 0.085088 | 472.97 | 16.95 | 5.07 | 1764.8097 | 0.084977 | 519.2 | 18.41 | 5.37 | 1805.6559 | 0.084897 | 565.49 | 19.76 | 5.66 | 1842.2992 | 0.10681 | 485.37 | 16.68 | 4.69 | 1750.7003 | 0.13181 | 389.87 | 13.45 | 3.71 | 1786.2246 | 0.13161 | 419.71 | 14.22 | 3.89 | 1705.2431 | 0.13191 | 415.09 | 14.11 | 3.8 | 1667.709 | 0.18962 | 306.91 | 10.26 | 2.7 | 1667.7785 | 0.23842 | 275.18 | 9.63 | 2.2 | 1787.1823 | 0.26152 | 281.83 | 9.98 | 2.22 | 1725.566 | 0.26192 | 279.49 | 9.93 | 2.19 | 1720.2552 | 0.35783 | 225.49 | 8.01 | 1.64 | 1715.8054 | 0.38803 | 226.2 | 7.99 | 1.6 | 1758.3726 | 0.38753 | 246.49 | 8.59 | 1.69 | 1807.1619 | 0.44654 | 214.96 | 7.47 | 1.46 | 1751.6641 | 0.44724 | 229.81 | 7.89 | 1.49 | 1751.6202 | 0.53055 | 193.79 | 6.65 | 1.28 | 1820.0432 | 0.52964 | 223.45 | 8.14 | 1.39 | 1876.8377 | 0.52904 | 253.13 | 9.39 | 1.5 | 1877.0335 | 0.63425 | 211.17 | 7.83 | 1.25 | 1801.9822 | 0.63535 | 209.23 | 7.79 | 1.23 | 1962.9397 | 0.69545 | 215.82 | 7.98 | 1.22 | 1925.2614 | 0.75956 | 196.9 | 7.29 | 1.11 | 1966.5683 | 0.88227 | 187.26 | 6.86 | 1.01 | 1898.6796 | 1.0301 | 159.35 | 5.86 | 0.84993 | 1877.1118 | 1.0311 | 173.4 | 6.29 | 0.88486 | 1906.8807 | 1.1031 | 162.5 | 5.89 | 0.83148 | 1848.2011 | 1.1041 | 161.39 | 5.86 | 0.82023 | 1877.0824 | 1.1821 | 151.23 | 5.49 | 0.76976 | 1859.1348 | 1.1821 | 163.49 | 5.84 | 0.79913 | 1859.1614 | 1.3391 | 144.4 | 5.15 | 0.7055 | 1946.5532 | 1.3371 | 157.07 | 5.48 | 0.74791 | 1831.1217 | 1.5151 | 146.89 | 5.05 | 0.66559 | 1773.9933 | 1.6061 | 128.63 | 4.52 | 0.59794 | 1853.7743 | 1.6031 | 139.21 | 4.78 | 0.63208 | 1796.7146 | 1.7461 | 118.83 | 4.17 | 0.54661 | 1787.6083 | 1.7461 | 127.17 | 4.37 | 0.56537 | 1745.9929 | 1.7481 | 126.48 | 4.36 | 0.55943 | 1687.1752 | 2.0202 | 108.63 | 3.75 | 0.47852 | 1668.4278 | 2.1442 | 102.17 | 3.53 | 0.44669 | 1668.2654 | 2.1442 | 108.98 | 3.69 | 0.462 | 1722.1708 | 2.2322 | 105.34 | 3.56 | 0.45097 | 1740.8902 | 2.3672 | 99.55 | 3.36 | 0.42443 | 1590.1969 | 2.9863 | 82.55 | 2.74 | 0.33326 | 1560.9935 | 2.9903 | 82.15 | 2.73 | 0.3303 | 1575.9945 | 3.8103 | 76.12 | 2.56 | 0.28227 | 1614.1268 | 3.9893 | 73.14 | 2.46 | 0.27152 | 1551.5302 | 4.0004 | 72.42 | 2.44 | 0.26649 | 1655.5439 | 3.9833 | 82.79 | 2.9 | 0.29225 | 1774.2073 | 4.5914 | 80.85 | 2.86 | 0.27881 | 1737.1727 | 5.0604 | 73.14 | 2.59 | 0.25112 | 1730.376 | 5.4165 | 75.19 | 2.66 | 0.24952 | 1818.9535 | 6.1175 | 73.35 | 2.56 | 0.22858 | 1775.8415 | 6.1875 | 72.27 | 2.53 | 0.22946 | 1934.2574 | 6.9865 | 76 | 2.57 | 0.22686 | 1767.9625 | 8.3006 | 63.19 | 2.14 | 0.18198 | 1776.9474 | 8.4147 | 62.33 | 2.11 | 0.18047 | 1803.084 | 8.8937 | 63.52 | 2.11 | 0.18031 | 1794.4301 | 9.4707 | 59.75 | 1.99 | 0.1666 | 1723.8556 | 10.5609 | 56.87 | 1.86 | 0.15641 | 1701.809 | 11.2509 | 53.16 | 1.74 | 0.14398 | 1680.3122 | 11.2509 | 53.02 | 1.74 | 0.14322
1785.7143 | 0.0013451 | 1970 | 68.26 | 82.76 | 1986.0973 | 0.0013411 | 4490 | 152.05 | 133.18 | 1989.3899 | 0.0013411 | 6740 | 238.72 | 165.68 | 1989.3899 | 0.0053664 | 1680 | 59.65 | 40.19 | 1998.5011 | 0.0053654 | 2250 | 82.07 | 46.98 | 2137.9704 | 0.012071 | 1900 | 64.99 | 29.39 | 1797.663 | 0.032353 | 821.15 | 26.83 | 11.24 | 1816.6954 | 0.032343 | 914.64 | 30.81 | 11.94 | 1666.6667 | 0.047104 | 617.78 | 20.95 | 7.82 | 1785.3317 | 0.064846 | 567.97 | 20.29 | 6.47 | 1833.3333 | 0.064775 | 628.62 | 22.4 | 6.88 | 1875.5861 | 0.084767 | 526.48 | 18.57 | 5.52 | 1911.8772 | 0.084717 | 572.77 | 19.92 | 5.8 | 1944.5525 | 0.084677 | 619.09 | 21.18 | 6.07 | 1973.892 | 0.10661 | 527.96 | 17.74 | 5.01 | 1875.7503 | 0.13141 | 424.41 | 14.32 | 3.97 | 1905.3063 | 0.13131 | 454.28 | 15.04 | 4.13 | 1818.9259 | 0.13151 | 449.59 | 14.94 | 4.05 | 1876.1726 | 0.18852 | 354.99 | 12.32 | 3.02 | 1853.0872 | 0.23722 | 313.4 | 11.05 | 2.44 | 1965.9006 | 0.26062 | 316.65 | 11.14 | 2.44 | 1898.1226 | 0.26092 | 314.26 | 11.09 | 2.4 | 1876.6421 | 0.35643 | 250.95 | 8.79 | 1.79 | 1858.7892 | 0.38663 | 249.67 | 8.66 | 1.73 | 1893.632 | 0.38633 | 269.99 | 9.21 | 1.81 | 1946.1744 | 0.44543 | 235.34 | 8.01 | 1.56 | 2001.9018 | 0.44503 | 270.57 | 9.77 | 1.7 | 2001.8517 | 0.52804 | 228.14 | 8.24 | 1.45 | 2047.5486 | 0.52784 | 257.84 | 9.49 | 1.56 | 2085.3753 | 0.52764 | 287.54 | 10.58 | 1.66 | 2085.5927 | 0.63265 | 239.87 | 8.82 | 1.38 | 2002.2024 | 0.63315 | 237.9 | 8.78 | 1.36 | 2159.2337 | 0.69435 | 241.98 | 8.8 | 1.34 | 2117.7875 | 0.75815 | 220.86 | 8.04 | 1.21 | 2145.3473 | 0.88096 | 207.88 | 7.46 | 1.1 | 2071.2868 | 1.0281 | 177.01 | 6.37 | 0.92229 | 2033.5377 | 1.0281 | 191.06 | 6.77 | 0.95428 | 2065.7874 | 1.1011 | 179 | 6.33 | 0.89634 | 2002.2178 | 1.1021 | 177.87 | 6.31 | 0.88491 | 2033.5059 | 1.1801 | 166.63 | 5.9 | 0.83013 | 2002.1452 | 1.1801 | 178.88 | 6.23 | 0.85724 | 2002.1738 | 1.3361 | 157.99 | 5.5 | 0.75678 | 2085.5927 | 1.3351 | 170.67 | 5.81 | 0.79763 | 1953.1965 | 1.5121 | 158.9 | 5.33 | 0.70778 | 1900.7071 | 1.6011 | 139.97 | 4.8 | 0.63896 | 1977.3592 | 1.6001 | 150.56 | 5.04 | 0.67197 | 1925.0513 | 1.7421 | 129.26 | 4.42 | 0.58381 | 1906.7822 | 1.7421 | 137.6 | 4.61 | 0.60136 | 1862.3925 | 1.7431 | 136.9 | 4.6 | 0.59533 | 1799.6536 | 2.0142 | 117.64 | 3.96 | 0.50967 | 1779.6563 | 2.1372 | 110.66 | 3.73 | 0.47586 | 1772.532 | 2.1372 | 117.47 | 3.88 | 0.49029 | 1829.8065 | 2.2262 | 113.49 | 3.74 | 0.47828 | 1849.6959 | 2.3612 | 107.24 | 3.53 | 0.45003 | 1683.7379 | 2.9753 | 88.64 | 2.88 | 0.35274 | 1652.8167 | 2.9793 | 88.25 | 2.87 | 0.34972 | 1772.9938 | 3.7843 | 88.09 | 3.07 | 0.31695 | 1815.8927 | 3.9663 | 84.57 | 2.94 | 0.30448 | 1745.4715 | 3.9733 | 83.82 | 2.92 | 0.29928 | 1839.4932 | 3.9643 | 94.23 | 3.32 | 0.32358 | 1951.628 | 4.5773 | 90.76 | 3.18 | 0.30512 | 1910.89 | 5.0424 | 82.14 | 2.89 | 0.27493 | 1887.6829 | 5.3994 | 83.6 | 2.91 | 0.27104 | 1970.533 | 6.1034 | 80.79 | 2.77 | 0.24634 | 1923.8282 | 6.1725 | 79.63 | 2.74 | 0.2474 | 2072.4186 | 6.9795 | 82.51 | 2.73 | 0.24158 | 1894.2455 | 8.2836 | 68.67 | 2.28 | 0.19405 | 1903.8722 | 8.3966 | 67.73 | 2.25 | 0.19243 | 1923.2896 | 8.8797 | 68.63 | 2.23 | 0.19137 | 1914.0588 | 9.4557 | 64.55 | 2.1 | 0.17677 | 1939.3375 | 10.5308 | 65.49 | 2.23 | 0.1743 | 1914.5352 | 11.2108 | 61.26 | 2.09 | 0.1606 | 1890.3512 | 11.2108 | 61.11 | 2.08 | 0.15981
1984.127 | 0.0013411 | 2240 | 78.99 | 91.43 | 2234.3595 | 0.0013391 | 5160 | 180.59 | 148.2 | 2155.1724 | 0.0013391 | 7420 | 257.86 | 178.23 | 2155.1724 | 0.0053604 | 1850 | 64.43 | 43.24 | 2248.3138 | 0.0053604 | 2590 | 95.24 | 52.27 | 2280.5017 | 0.012071 | 2050 | 68.46 | 31.14 | 1997.4034 | 0.032243 | 933.71 | 31.23 | 12.42 | 2043.7824 | 0.032233 | 1060 | 36.73 | 13.34 | 1875 | 0.046844 | 714.53 | 25.05 | 8.77 | 1963.8649 | 0.064635 | 638.17 | 22.61 | 7.08 | 2000 | 0.064605 | 698.87 | 24.52 | 7.47 | 2031.885 | 0.084586 | 580.15 | 20.08 | 5.95 | 2058.9446 | 0.084576 | 626.46 | 21.33 | 6.21 | 2083.4491 | 0.084556 | 672.8 | 22.51 | 6.47 | 2105.4848 | 0.10651 | 570.61 | 18.75 | 5.32 | 2000.8003 | 0.13111 | 459.03 | 15.14 | 4.22 | 2143.4696 | 0.13101 | 523.57 | 17.96 | 4.61 | 2046.2917 | 0.13111 | 518.8 | 17.87 | 4.53 | 2084.6362 | 0.18801 | 403.27 | 14.09 | 3.34 | 2038.396 | 0.23662 | 351.77 | 12.32 | 2.67 | 2144.6188 | 0.26022 | 351.55 | 12.19 | 2.64 | 2070.6792 | 0.26032 | 349.15 | 12.14 | 2.6 | 2033.0289 | 0.35573 | 276.47 | 9.5 | 1.92 | 2001.773 | 0.38573 | 273.2 | 9.28 | 1.86 | 2164.1508 | 0.38533 | 317.1 | 11.37 | 2.05 | 2224.1993 | 0.44443 | 276.21 | 9.88 | 1.77 | 2252.1395 | 0.44443 | 311.44 | 11.36 | 1.89 | 2252.0832 | 0.52734 | 262.59 | 9.57 | 1.62 | 2275.054 | 0.52734 | 292.3 | 10.67 | 1.71 | 2293.9128 | 0.52744 | 322 | 11.65 | 1.81 | 2294.152 | 0.63234 | 268.61 | 9.72 | 1.51 | 2202.4227 | 0.63234 | 266.63 | 9.68 | 1.49 | 2355.5276 | 0.69435 | 268.16 | 9.55 | 1.45 | 2310.3136 | 0.75785 | 244.84 | 8.73 | 1.31 | 2324.1262 | 0.88076 | 228.52 | 8.01 | 1.18 | 2243.894 | 1.0271 | 194.7 | 6.84 | 0.99219 | 2189.9637 | 1.0281 | 208.74 | 7.22 | 1.02 | 2224.6941 | 1.1001 | 195.51 | 6.75 | 0.95918 | 2156.2346 | 1.1011 | 194.38 | 6.73 | 0.94763 | 2189.9295 | 1.1791 | 182.05 | 6.3 | 0.88864 | 2145.1555 | 1.1791 | 194.3 | 6.6 | 0.91371 | 2145.1862 | 1.3351 | 171.61 | 5.83 | 0.80661 | 2224.6322 | 1.3351 | 184.29 | 6.12 | 0.846 | 2075.2713 | 1.5101 | 170.93 | 5.59 | 0.74895 | 2027.4209 | 1.5991 | 151.33 | 5.06 | 0.67895 | 2100.9442 | 1.5981 | 161.93 | 5.29 | 0.71089 | 2053.3881 | 1.7391 | 139.7 | 4.66 | 0.62004 | 2025.9561 | 1.7401 | 148.04 | 4.85 | 0.63649 | 1978.792 | 1.7411 | 147.33 | 4.83 | 0.63039 | 1912.1319 | 2.0092 | 126.68 | 4.16 | 0.54011 | 1890.8848 | 2.1322 | 119.18 | 3.92 | 0.50437 | 1876.7986 | 2.1332 | 125.99 | 4.06 | 0.51799 | 1937.4421 | 2.2222 | 121.67 | 3.92 | 0.505 | 1958.5015 | 2.3572 | 114.95 | 3.7 | 0.47507 | 1870.8199 | 2.9622 | 100.89 | 3.36 | 0.3906 | 1836.463 | 2.9632 | 100.49 | 3.35 | 0.3875 | 1969.9931 | 3.7713 | 100.12 | 3.51 | 0.35026 | 2017.6585 | 3.9553 | 96.04 | 3.36 | 0.33611 | 1939.4127 | 3.9583 | 95.28 | 3.34 | 0.33079 | 2023.4425 | 3.9553 | 105.7 | 3.7 | 0.35375 | 2129.0487 | 4.5713 | 100.7 | 3.48 | 0.33048 | 2084.6073 | 5.0344 | 91.16 | 3.15 | 0.29792 | 2044.9898 | 5.3904 | 92.02 | 3.15 | 0.29187 | 2122.1124 | 6.0984 | 88.24 | 2.97 | 0.26355 | 2071.815 | 6.1644 | 87 | 2.93 | 0.26479 | 2210.5798 | 6.9785 | 89.03 | 2.88 | 0.2559 | 2020.5286 | 8.2746 | 74.16 | 2.41 | 0.2058 | 2030.797 | 8.3876 | 73.15 | 2.38 | 0.20409 | 2163.7008 | 8.8716 | 78.87 | 2.66 | 0.21267 | 2153.3161 | 9.4476 | 74.17 | 2.5 | 0.19637 | 2154.8195 | 10.5207 | 74.13 | 2.54 | 0.19139 | 2127.2613 | 11.2007 | 69.38 | 2.38 | 0.17648 | 2100.3903 | 11.2008 | 69.22 | 2.38 | 0.17568
2232.1429 | 0.0013391 | 2580 | 93.2 | 101.77 | 2482.6216 | 0.0013411 | 5840 | 205.23 | 162.48 | 2320.9549 | 0.0013401 | 8090 | 275.72 | 190.35 | 2320.9549 | 0.0053614 | 2020 | 68.9 | 46.19 | 2498.1264 | 0.0053663 | 2920 | 106.81 | 57.3 | 2423.0331 | 0.012071 | 2200 | 71.76 | 32.84 | 2247.0788 | 0.032202 | 1070 | 37.1 | 13.83 | 2270.8693 | 0.032202 | 1200 | 41.84 | 14.67 | 2083.3333 | 0.046724 | 811.66 | 28.6 | 9.68 | 2142.3981 | 0.064535 | 708.53 | 24.72 | 7.68 | 2166.6667 | 0.064535 | 769.25 | 26.48 | 8.04 | 2188.1838 | 0.084516 | 633.89 | 21.48 | 6.36 | 2206.0121 | 0.084516 | 680.21 | 22.66 | 6.62 | 2222.3457 | 0.084516 | 726.56 | 23.77 | 6.86 | 2368.6704 | 0.10651 | 655.98 | 22.32 | 5.91 | 2250.9004 | 0.13101 | 528.38 | 18.05 | 4.7 | 2381.6328 | 0.13101 | 592.95 | 20.48 | 5.07 | 2273.6574 | 0.13101 | 588.17 | 20.4 | 4.98 | 2293.0999 | 0.18791 | 451.62 | 15.67 | 3.64 | 2223.7047 | 0.23642 | 390.21 | 13.47 | 2.89 | 2323.337 | 0.26022 | 386.49 | 13.15 | 2.84 | 2243.2358 | 0.26012 | 384.07 | 13.11 | 2.8 | 2189.4157 | 0.35542 | 302.04 | 10.17 | 2.06 | 2287.7406 | 0.38523 | 320.36 | 11.43 | 2.1 | 2434.6697 | 0.38542 | 364.28 | 13.19 | 2.28 | 2500.556 | 0.44483 | 316.84 | 11.43 | 1.96 | 2500.6256 | 0.44483 | 352.03 | 12.73 | 2.07 | 2500.563 | 0.52783 | 296.79 | 10.73 | 1.77 | 2500.5119 | 0.52783 | 326.45 | 11.71 | 1.86 | 2500.5735 | 0.52783 | 356.14 | 12.61 | 1.95 | 2500.4171 | 0.63284 | 297.05 | 10.52 | 1.63 | 2402.6429 | 0.63254 | 295.38 | 10.5 | 1.61 | 2500.5889 | 0.69484 | 287.5 | 9.93 | 1.52 | 2500.5294 | 0.75845 | 268.53 | 9.35 | 1.41 | 2500.581 | 0.88145 | 248.88 | 8.52 | 1.26 | 2416.5013 | 1.0281 | 212.39 | 7.29 | 1.06 | 2346.3897 | 1.0281 | 226.43 | 7.64 | 1.09 | 2383.6008 | 1.1011 | 212.03 | 7.15 | 1.02 | 2310.2514 | 1.1001 | 210.9 | 7.13 | 1.01 | 2346.353 | 1.1791 | 197.47 | 6.66 | 0.94537 | 2288.1659 | 1.1781 | 209.72 | 6.95 | 0.96859 | 2288.1986 | 1.3351 | 185.23 | 6.14 | 0.85505 | 2363.6718 | 1.3351 | 197.91 | 6.42 | 0.89307 | 2197.3461 | 1.5101 | 182.97 | 5.85 | 0.78913 | 2154.1347 | 1.5981 | 162.71 | 5.31 | 0.71793 | 2224.5291 | 1.5971 | 173.31 | 5.53 | 0.74886 | 2181.7248 | 1.7381 | 150.16 | 4.89 | 0.65535 | 2145.13 | 1.7391 | 158.49 | 5.07 | 0.67078 | 2095.1915 | 1.7391 | 157.78 | 5.05 | 0.66463 | 2024.6103 | 2.0071 | 135.73 | 4.36 | 0.56986 | 2002.1133 | 2.1292 | 127.71 | 4.1 | 0.53225 | 2085.3318 | 2.1272 | 143.06 | 4.73 | 0.57169 | 2152.7135 | 2.2182 | 138.05 | 4.55 | 0.55675 | 2176.1128 | 2.3532 | 130.39 | 4.29 | 0.52355 | 2104.6724 | 2.9542 | 116.26 | 4 | 0.43596 | 2066.0208 | 2.9552 | 115.85 | 3.99 | 0.43279 | 2166.9924 | 3.7673 | 112.18 | 3.9 | 0.38226 | 2219.4244 | 3.9523 | 107.54 | 3.73 | 0.36647 | 2133.354 | 3.9533 | 106.77 | 3.72 | 0.36108 | 2207.3918 | 3.9523 | 117.2 | 4.04 | 0.3828 | 2306.4695 | 4.5713 | 110.65 | 3.75 | 0.35497 | 2258.3245 | 5.0333 | 100.19 | 3.4 | 0.3201 | 2202.2967 | 5.3874 | 100.46 | 3.37 | 0.31205 | 2273.6919 | 6.0984 | 95.7 | 3.15 | 0.28024 | 2219.8018 | 6.1634 | 94.37 | 3.11 | 0.28167 | 2486.9023 | 6.9884 | 102.04 | 3.42 | 0.28338 | 2273.0946 | 8.2745 | 85.15 | 2.87 | 0.2284 | 2284.6467 | 8.3865 | 83.99 | 2.83 | 0.22651 | 2404.112 | 8.8825 | 89.11 | 3.03 | 0.23294 | 2392.5735 | 9.4595 | 83.78 | 2.85 | 0.21502 | 2370.3014 | 10.5306 | 82.77 | 2.82 | 0.20773 | 2339.9874 | 11.2107 | 77.49 | 2.64 | 0.19167 | 2310.4293 | 11.2107 | 77.34 | 2.64 | 0.19087
2480.1587 | 0.0013411 | 2920 | 105.55 | 111.62 | 2502.4826 | 0.0013411 | 5890 | 205.41 | 163.49 | 2500 | 0.0013411 | 8830 | 295.24 | 203.03 | 2500 | 0.0053683 | 2210 | 73.77 | 49.28 | 2500.6245 | 0.0053663 | 2930 | 106.81 | 57.34 | 2500 | 0.012081 | 2280 | 72.72 | 33.74 | 2496.7542 | 0.032232 | 1220 | 42.16 | 15.17 | 2497.9562 | 0.032232 | 1340 | 46.38 | 15.95 | 2291.6667 | 0.046703 | 908.93 | 31.76 | 10.55 | 2320.9312 | 0.064524 | 778.96 | 26.66 | 8.25 | 2333.3333 | 0.064534 | 839.68 | 28.31 | 8.59 | 2344.4827 | 0.084526 | 687.66 | 22.8 | 6.77 | 2353.0796 | 0.084526 | 733.98 | 23.91 | 7.01 | 2500.1389 | 0.084595 | 834.06 | 28.24 | 7.61 | 2500.7896 | 0.10651 | 698.75 | 23.13 | 6.2 | 2500.5002 | 0.13111 | 597.62 | 20.55 | 5.16 | 2500.7145 | 0.13111 | 627.56 | 21.06 | 5.29 | 2500.5684 | 0.13111 | 657.38 | 22.63 | 5.42 | 2500.3127 | 0.18811 | 499.72 | 17.09 | 3.93 | 2409.0134 | 0.23651 | 428.65 | 14.53 | 3.1 | 2500.6255 | 0.26042 | 421.11 | 14.04 | 3.03 | 2415.7924 | 0.26022 | 419.01 | 14.01 | 2.99 | 2500.6255 | 0.35582 | 352.88 | 12.46 | 2.32 | 2500.5004 | 0.38562 | 355.45 | 12.46 | 2.27 | 2500.4058 | 0.38562 | 375.75 | 13.29 | 2.34 | [30 empty] | 2500.5506 | 0.63294 | 309.42 | 10.69 | 1.66 | [15 empty] | 2500.561 | 1.0281 | 221 | 7.39 | 1.09 | 2500.4693 | 1.0281 | 243.86 | 8.03 | 1.15 | 2500.5562 | 1.1011 | 224.18 | 7.35 | 1.06 | 2464.2681 | 1.1011 | 227.41 | 7.5 | 1.07 | 2500.4302 | 1.1791 | 212.67 | 7 | 0.99963 | 2431.1763 | 1.1791 | 225.15 | 7.29 | 1.02 | 2431.211 | 1.3351 | 198.84 | 6.44 | 0.90215 | 2500.4866 | 1.3361 | 211.31 | 6.69 | 0.93817 | 2441.4957 | 1.5101 | 207.05 | 6.77 | 0.86667 | 2280.8485 | 1.5971 | 174.09 | 5.55 | 0.75594 | 2471.699 | 1.5991 | 196.06 | 6.4 | 0.82212 | 2310.0616 | 1.7381 | 160.61 | 5.11 | 0.68977 | 2383.4777 | 1.7391 | 179.4 | 5.87 | 0.737 | 2327.9906 | 1.7391 | 178.7 | 5.85 | 0.73078 | 2249.567 | 2.0051 | 153.86 | 5.06 | 0.62742 | 2224.5704 | 2.1261 | 144.8 | 4.76 | 0.58618 | 2345.9982 | 2.1271 | 164.43 | 5.61 | 0.63575 | 2421.8027 | 2.2191 | 158.54 | 5.4 | 0.61842 | 2448.1269 | 2.3551 | 149.7 | 5.09 | 0.58131 | 2338.5249 | 2.9542 | 131.65 | 4.55 | 0.47925 | 2295.5787 | 2.9532 | 131.23 | 4.55 | 0.47604 | 2363.9917 | 3.7682 | 124.24 | 4.26 | 0.41304 | 2421.1903 | 3.9552 | 119.03 | 4.07 | 0.39563 | 2327.2953 | 3.9532 | 118.27 | 4.06 | 0.39021 | 2391.3411 | 3.9552 | 128.7 | 4.35 | 0.41082 | 2483.8902 | 4.5753 | 120.58 | 4.01 | 0.37861 | 2432.0418 | 5.0373 | 109.22 | 3.64 | 0.34155 | 2359.6036 | 5.3903 | 108.89 | 3.57 | 0.33161 | 2425.2713 | 6.1024 | 103.15 | 3.32 | 0.29645 | 2367.7886 | 6.1664 | 101.74 | 3.28 | 0.29805 | 2500.4974 | 6.9894 | 102.68 | 3.42 | 0.28469 | 2500.5051 | 8.2895 | 95.03 | 3.19 | 0.2478 | 2500.4696 | 8.3995 | 93.2 | 3.11 | 0.2447 | 2500.5169 | 8.8915 | 93.22 | 3.09 | 0.2408 | 2500.5264 | 9.4705 | 88.12 | 2.91 | 0.22315 | 2500.4956 | 10.5506 | 87.98 | 2.91 | 0.21726 | 2500.5105 | 11.2306 | 83.6 | 2.78 | 0.20271 | 2500.5146 | 11.2206 | 84.67 | 2.84 | 0.20407
2500 | 0.0013411 | 2940 | 105.69 | 112.39 | [25 empty] | 2500.749 | 0.032242 | 1220 | 42.16 | 15.19 | 2500.6813 | 0.032232 | 1340 | 46.39 | 15.97 | 2500 | 0.046753 | 1010 | 34.63 | 11.38 | 2499.4644 | 0.064584 | 849.35 | 28.48 | 8.8 | 2500 | 0.064584 | 910.07 | 30.02 | 9.13 | 2500.7815 | 0.084595 | 741.31 | 24.04 | 7.16 | 2500.7353 | 0.084615 | 787.86 | 25.11 | 7.39 | 2500.6945 | 0.084595 | 834.21 | 28.24 | 7.62 | [25 empty] | 2500.5559 | 0.23671 | 447.61 | 14.78 | 3.2 | [5 empty] | 2500.6902 | 0.26042 | 436.15 | 14.22 | 3.08 | [80 empty] | 2500.4621 | 1.1011 | 231.3 | 7.52 | 1.08 | [5 empty] | 2500.5363 | 1.1801 | 232.62 | 7.36 | 1.05 | 2500.572 | 1.3361 | 205.44 | 6.5 | 0.92452 | [5 empty] | 2500.4578 | 1.5111 | 212.86 | 6.82 | 0.88486 | 2500.5702 | 1.5991 | 193.81 | 6.21 | 0.81968 | 2500.4943 | 1.5991 | 198.71 | 6.41 | 0.83043 | 2500.5133 | 1.7401 | 176.12 | 5.56 | 0.7393 | 2500.5065 | 1.7411 | 189.67 | 6.04 | 0.7684 | 2500.4947 | 1.7411 | 194.18 | 6.25 | 0.77789 | 2500.5062 | 2.0071 | 174.08 | 5.81 | 0.6887 | 2500.5283 | 2.1281 | 166 | 5.63 | 0.64991 | 2500.5213 | 2.1291 | 177.09 | 5.89 | 0.67221 | 2500.4844 | 2.2201 | 164.53 | 5.46 | 0.63586 | 2500.4624 | 2.3561 | 153.41 | 5.12 | 0.59208 | 2500.5379 | 2.9572 | 142.3 | 4.8 | 0.5081 | 2500.528 | 2.9562 | 144.96 | 4.95 | 0.51305 | 2500.4728 | 3.7712 | 132.6 | 4.42 | 0.43368 | 2500.5246 | 3.9582 | 123.55 | 4.12 | 0.40678 | 2500.5236 | 3.9582 | 128.53 | 4.31 | 0.4153 | 2500.5335 | 3.9582 | 135.51 | 4.46 | 0.42697 | 2500.4968 | 4.5763 | 121.51 | 4.01 | 0.38079 | 2500.4864 | 5.0403 | 112.77 | 3.67 | 0.3498 | 2500.4877 | 5.3953 | 116.44 | 3.73 | 0.34862 | 2500.5154 | 6.1073 | 106.84 | 3.36 | 0.30431 | 2500.5032 | 6.1734 | 108.35 | 3.41 | 0.31235
[40 empty] | 2500.8333 | 0.046753 | 1010 | 34.63 | 11.39 | 2500.1785 | 0.064584 | 849.77 | 28.48 | 8.8 | 2500.6667 | 0.064584 | 910.29 | 30.02 | 9.13

## indium_arsenide (hidden)
h-1_energy | h-1_let | h-1_range | h-1_z_straggling | h-1_xy_straggling | h-2_energy | h-2_let | h-2_range | h-2_z_straggling | h-2_xy_straggling | h-3_energy | h-3_let | h-3_range | h-3_z_straggling | h-3_xy_straggling | he-3_energy | he-3_let | he-3_range | he-3_z_straggling | he-3_xy_straggling | he-4_energy | he-4_let | he-4_range | he-4_z_straggling | he-4_xy_straggling | li-7_energy | li-7_let | li-7_range | li-7_z_straggling | li-7_xy_straggling | b-10_energy | b-10_let | b-10_range | b-10_z_straggling | b-10_xy_straggling | b-11_energy | b-11_let | b-11_range | b-11_z_straggling | b-11_xy_straggling | c-12_energy | c-12_let | c-12_range | c-12_z_straggling | c-12_xy_straggling | n-14_energy | n-14_let | n-14_range | n-14_z_straggling | n-14_xy_straggling | n-15_energy | n-15_let | n-15_range | n-15_z_straggling | n-15_xy_straggling | o-16_energy | o-16_let | o-16_range | o-16_z_straggling | o-16_xy_straggling | o-17_energy | o-17_let | o-17_range | o-17_z_straggling | o-17_xy_straggling | o-18_energy | o-18_let | o-18_range | o-18_z_straggling | o-18_xy_straggling | f-19_energy | f-19_let | f-19_range | f-19_z_straggling | f-19_xy_straggling | ne-20_energy | ne-20_let | ne-20_range | ne-20_z_straggling | ne-20_xy_straggling | ne-21_energy | ne-21_let | ne-21_range | ne-21_z_straggling | ne-21_xy_straggling | ne-22_energy | ne-22_let | ne-22_range | ne-22_z_straggling | ne-22_xy_straggling | mg-24_energy | mg-24_let | mg-24_range | mg-24_z_straggling | mg-24_xy_straggling | al-27_energy | al-27_let | al-27_range | al-27_z_straggling | al-27_xy_straggling | si-28_energy | si-28_let | si-28_range | si-28_z_straggling | si-28_xy_straggling | si-29_energy | si-29_let | si-29_range | si-29_z_straggling | si-29_xy_straggling | s-32_energy | s-32_let | s-32_range | s-32_z_straggling | s-32_xy_straggling | cl-35_energy | cl-35_let | cl-35_range | cl-35_z_straggling | cl-35_xy_straggling | cl-37_energy | cl-37_let | cl-37_range | cl-37_z_straggling | cl-37_xy_straggling | ar-36_energy | ar-36_let | ar-36_range | ar-36_z_straggling | ar-36_xy_straggling | ar-40_energy | ar-40_let | ar-40_range | ar-40_z_straggling | ar-40_xy_straggling | ca-40_energy | ca-40_let | ca-40_range | ca-40_z_straggling | ca-40_xy_straggling | ca-44_energy | ca-44_let | ca-44_range | ca-44_z_straggling | ca-44_xy_straggling | ca-48_energy | ca-48_let | ca-48_range | ca-48_z_straggling | ca-48_xy_straggling | ti-48_energy | ti-48_let | ti-48_range | ti-48_z_straggling | ti-48_xy_straggling | ti-50_energy | ti-50_let | ti-50_range | ti-50_z_straggling | ti-50_xy_straggling | v-51_energy | v-51_let | v-51_range | v-51_z_straggling | v-51_xy_straggling | cr-52_energy | cr-52_let | cr-52_range | cr-52_z_straggling | cr-52_xy_straggling | fe-56_energy | fe-56_let | fe-56_range | fe-56_z_straggling | fe-56_xy_straggling | ni-58_energy | ni-58_let | ni-58_range | ni-58_z_straggling | ni-58_xy_straggling | ni-64_energy | ni-64_let | ni-64_range | ni-64_z_straggling | ni-64_xy_straggling | cu-63_energy | cu-63_let | cu-63_range | cu-63_z_straggling | cu-63_xy_straggling | cu-65_energy | cu-65_let | cu-65_range | cu-65_z_straggling | cu-65_xy_straggling | zn-64_energy | zn-64_let | zn-64_range | zn-64_z_straggling | zn-64_xy_straggling | zn-70_energy | zn-70_let | zn-70_range | zn-70_z_straggling | zn-70_xy_straggling | ge-70_energy | ge-70_let | ge-70_range | ge-70_z_straggling | ge-70_xy_straggling | ge-72_energy | ge-72_let | ge-72_range | ge-72_z_straggling | ge-72_xy_straggling | se-82_energy | se-82_let | se-82_range | se-82_z_straggling | se-82_xy_straggling | br-79_energy | br-79_let | br-79_range | br-79_z_straggling | br-79_xy_straggling | br-81_energy | br-81_let | br-81_range | br-81_z_straggling | br-81_xy_straggling | kr-78_energy | kr-78_let | kr-78_range | kr-78_z_straggling | kr-78_xy_straggling | kr-84_energy | kr-84_let | kr-84_range | kr-84_z_straggling | kr-84_xy_straggling | kr-86_energy | kr-86_let | kr-86_range | kr-86_z_straggling | kr-86_xy_straggling | y-89_energy | y-89_let | y-89_range | y-89_z_straggling | y-89_xy_straggling | zr-90_energy | zr-90_let | zr-90_range | zr-90_z_straggling | zr-90_xy_straggling | zr-96_energy | zr-96_let | zr-96_range | zr-96_z_straggling | zr-96_xy_straggling | nb-93_energy | nb-93_let | nb-93_range | nb-93_z_straggling | nb-93_xy_straggling | mo-92_energy | mo-92_let | mo-92_range | mo-92_z_straggling | mo-92_xy_straggling | ag-107_energy | ag-107_let | ag-107_range | ag-107_z_straggling | ag-107_xy_straggling | ag-109_energy | ag-109_let | ag-109_range | ag-109_z_straggling | ag-109_xy_straggling | i-127_energy | i-127_let | i-127_range | i-127_z_straggling | i-127_xy_straggling | xe-124_energy | xe-124_let | xe-124_range | xe-124_z_straggling | xe-124_xy_straggling | xe-129_energy | xe-129_let | xe-129_range | xe-129_z_straggling | xe-129_xy_straggling | xe-136_energy | xe-136_let | xe-136_range | xe-136_z_straggling | xe-136_xy_straggling | pr-141_energy | pr-141_let | pr-141_range | pr-141_z_straggling | pr-141_xy_straggling | sm-144_energy | sm-144_let | sm-144_range | sm-144_z_straggling | sm-144_xy_straggling | tb-159_energy | tb-159_let | tb-159_range | tb-159_z_straggling | tb-159_xy_straggling | ho-165_energy | ho-165_let | ho-165_range | ho-165_z_straggling | ho-165_xy_straggling | tm-169_energy | tm-169_let | tm-169_range | tm-169_z_straggling | tm-169_xy_straggling | ta-181_energy | ta-181_let | ta-181_range | ta-181_z_straggling | ta-181_xy_straggling | pt-198_energy | pt-198_let | pt-198_range | pt-198_z_straggling | pt-198_xy_straggling | au-197_energy | au-197_let | au-197_range | au-197_z_straggling | au-197_xy_straggling | pb-208_energy | pb-208_let | pb-208_range | pb-208_z_straggling | pb-208_xy_straggling | bi-209_energy | bi-209_let | bi-209_range | bi-209_z_straggling | bi-209_xy_straggling | th-232_energy | th-232_let | th-232_range | th-232_z_straggling | th-232_xy_straggling | u-235_energy | u-235_let | u-235_range | u-235_z_straggling | u-235_xy_straggling | u-238_energy | u-238_let | u-238_range | u-238_z_straggling | u-238_xy_straggling
0.10913 | 0.22124 | 0.0008161 | 0.0001855 | 0.000206 | 0.11172 | 0.22092 | 0.00178 | 0.0003119 | 0.000373 | 0.10776 | 0.22169 | 0.00266 | 0.0004116 | 0.0005081 | 0.10776 | 0.62655 | 0.0011 | 0.0002415 | 0.0002627 | 0.099925 | 0.61702 | 0.00142 | 0.0002946 | 0.0003255 | 0.11403 | 0.92754 | 0.00203 | 0.0003763 | 0.0004301 | 0.10986 | 1.6005 | 0.00162 | 0.0003081 | 0.0003468 | 0.109 | 1.5958 | 0.00178 | 0.0003287 | 0.000373 | 0.1 | 1.8101 | 0.00156 | 0.0003206 | 0.0003524 | 0.099979 | 2.1257 | 0.00158 | 0.0003272 | 0.0003584 | 0.1 | 2.1271 | 0.0017 | 0.000343 | 0.0003784 | 0.10003 | 2.3383 | 0.0017 | 0.0003653 | 0.0003967 | 0.10001 | 2.3378 | 0.00182 | 0.0003807 | 0.0004161 | 0.10001 | 2.3382 | 0.00193 | 0.0003957 | 0.000435 | 0.10527 | 2.7078 | 0.00185 | 0.0003826 | 0.0004157 | 0.10004 | 2.6362 | 0.00183 | 0.0004095 | 0.0004369 | 0.10717 | 2.7302 | 0.00202 | 0.000429 | 0.0004637 | 0.10231 | 2.6675 | 0.00206 | 0.0004384 | 0.0004736 | 0.10423 | 3.1295 | 0.00208 | 0.0004938 | 0.0005191 | 0.10192 | 3.1802 | 0.00214 | 0.0004808 | 0.000511 | 0.10723 | 3.8407 | 0.00194 | 0.0004067 | 0.0004375 | 0.10353 | 3.7698 | 0.00197 | 0.0004129 | 0.0004439 | 0.10165 | 3.9171 | 0.00198 | 0.0004208 | 0.0004487 | 0.10009 | 4.1116 | 0.00201 | 0.000417 | 0.0004457 | 0.10144 | 4.1439 | 0.00215 | 0.0004328 | 0.000466 | 0.10426 | 4.0143 | 0.00211 | 0.0004278 | 0.0004584 | 0.1001 | 3.9223 | 0.00229 | 0.000451 | 0.0004854 | 0.10009 | 4.7641 | 0.00201 | 0.0004288 | 0.0004522 | 0.10238 | 4.8319 | 0.00226 | 0.0004565 | 0.0004873 | 0.10427 | 4.8877 | 0.00251 | 0.0004827 | 0.0005207 | 0.10428 | 4.8621 | 0.00247 | 0.0004981 | 0.0005308 | 0.10011 | 4.7415 | 0.0025 | 0.0005048 | 0.000537 | 0.10796 | 5.5735 | 0.00252 | 0.0004986 | 0.000534 | 0.10589 | 5.6877 | 0.0025 | 0.0005213 | 0.000552 | 0.10727 | 5.3307 | 0.0028 | 0.0005937 | 0.0006248 | 0.10356 | 3.825 | 0.00351 | 0.0008158 | 0.0008347 | 0.10168 | 3.7572 | 0.00384 | 0.0008573 | 0.0008818 | 0.10329 | 5.2266 | 0.00291 | 0.0006253 | 0.0006499 | 0.10011 | 5.1162 | 0.00294 | 0.0006307 | 0.0006544 | 0.10168 | 5.8701 | 0.00258 | 0.0005318 | 0.0005531 | 0.10011 | 5.8183 | 0.0028 | 0.0005563 | 0.0005821 | 0.10011 | 5.7003 | 0.00304 | 0.0006775 | 0.0006981 | 0.11123 | 6.198 | 0.00335 | 0.0007063 | 0.0007407 | 0.10987 | 6.482 | 0.0033 | 0.0006226 | 0.0006561 | 0.10137 | 5.8334 | 0.00302 | 0.0006137 | 0.0006321 | 0.11123 | 6.191 | 0.00332 | 0.0006407 | 0.000671 | 0.10267 | 5.9611 | 0.00292 | 0.0005996 | 0.0006157 | 0.10726 | 6.1346 | 0.00326 | 0.000633 | 0.0006588 | 0.10476 | 6.0458 | 0.00328 | 0.0006361 | 0.000661 | 0.10123 | 6.6998 | 0.00297 | 0.0005801 | 0.0005946 | 0.10011 | 6.4146 | 0.00306 | 0.0006146 | 0.000625 | 0.10427 | 6.5979 | 0.00337 | 0.0006448 | 0.0006642 | 0.10764 | 6.3094 | 0.00336 | 0.0006524 | 0.0006684 | 0.10881 | 7.221 | 0.00313 | 0.0006094 | 0.0006259 | 0.1029 | 6.8828 | 0.00346 | 0.0006852 | 0.000689 | 0.10101 | 6.789 | 0.00348 | 0.000687 | 0.0006894 | 0.10244 | 6.81 | 0.00374 | 0.0007012 | 0.0006938 | 0.10492 | 8.194 | 0.00319 | 0.0005791 | 0.0005815 | 0.10085 | 8.027 | 0.00321 | 0.0005807 | 0.0005813 | 0.10301 | 8.128 | 0.00345 | 0.0006014 | 0.0006077 | 0.10645 | 7.926 | 0.00379 | 0.0006971 | 0.0006966 | 0.10423 | 8.117 | 0.00361 | 0.0006738 | 0.0006667 | 0.10068 | 8.399 | 0.00343 | 0.0005909 | 0.0005772 | 0.10307 | 9.35 | 0.00342 | 0.0005746 | 0.0005669 | 0.10063 | 8.911 | 0.00344 | 0.0005854 | 0.0005694 | 0.11053 | 9.649 | 0.00397 | 0.0006609 | 0.0006543 | 0.10103 | 10.538 | 0.00335 | 0.0005295 | 0.0005156 | 0.10154 | 8.585 | 0.00375 | 0.0006189 | 0.000583 | 0.10819 | 10.727 | 0.00362 | 0.0005531 | 0.000539 | 0.10767 | 11.436 | 0.00348 | 0.0005298 | 0.0005184 | 0.10774 | 11.271 | 0.00373 | 0.0005601 | 0.0005421 | 0.10636 | 11.388 | 0.00359 | 0.0005387 | 0.0005197 | 0.10502 | 11.367 | 0.00359 | 0.0005372 | 0.0005181
0.11905 | 0.21931 | 0.0008893 | 0.0001923 | 0.000217 | 0.12413 | 0.21828 | 0.00197 | 0.0003241 | 0.0003947 | 0.11605 | 0.22006 | 0.00285 | 0.0004215 | 0.000527 | 0.11605 | 0.63525 | 0.00117 | 0.0002453 | 0.0002697 | 0.11242 | 0.63173 | 0.00155 | 0.0003018 | 0.0003386 | 0.12828 | 0.96535 | 0.0022 | 0.0003849 | 0.0004461 | 0.11984 | 1.6547 | 0.00172 | 0.0003137 | 0.0003568 | 0.11809 | 1.6461 | 0.00188 | 0.000334 | 0.0003828 | 0.10833 | 1.876 | 0.00165 | 0.0003259 | 0.0003618 | 0.10712 | 2.1915 | 0.00166 | 0.0003317 | 0.0003664 | 0.10667 | 2.1879 | 0.00178 | 0.0003474 | 0.0003862 | 0.10628 | 2.4179 | 0.00177 | 0.0003696 | 0.0004042 | 0.10589 | 2.4134 | 0.00189 | 0.0003849 | 0.0004235 | 0.11112 | 2.4777 | 0.00207 | 0.0004036 | 0.0004491 | 0.11843 | 2.8984 | 0.002 | 0.0003909 | 0.0004304 | 0.11255 | 2.798 | 0.00198 | 0.0004192 | 0.0004534 | 0.11908 | 2.8796 | 0.00217 | 0.0004377 | 0.0004789 | 0.11368 | 2.8137 | 0.00221 | 0.0004474 | 0.0004893 | 0.11465 | 3.3258 | 0.00221 | 0.0005019 | 0.000533 | 0.11119 | 3.3571 | 0.00227 | 0.0004891 | 0.0005253 | 0.11617 | 4.0116 | 0.00205 | 0.0004133 | 0.0004488 | 0.11216 | 3.9365 | 0.00208 | 0.0004196 | 0.0004555 | 0.10947 | 4.0948 | 0.00208 | 0.000428 | 0.0004606 | 0.10724 | 4.2729 | 0.0021 | 0.0004239 | 0.0004571 | 0.10821 | 4.2956 | 0.00225 | 0.0004394 | 0.000477 | 0.11121 | 4.1735 | 0.00221 | 0.0004353 | 0.0004706 | 0.11261 | 4.2094 | 0.00249 | 0.0004659 | 0.0005093 | 0.1126 | 5.107 | 0.00218 | 0.0004408 | 0.0004717 | 0.11375 | 5.1411 | 0.00243 | 0.0004677 | 0.0005058 | 0.1147 | 5.1701 | 0.00268 | 0.0004932 | 0.0005385 | 0.11471 | 5.1614 | 0.00263 | 0.0005099 | 0.0005503 | 0.11012 | 5.0333 | 0.00267 | 0.0005172 | 0.0005573 | 0.11778 | 5.9001 | 0.00266 | 0.0005081 | 0.0005503 | 0.11552 | 6.0171 | 0.00264 | 0.0005309 | 0.0005683 | 0.11621 | 5.6583 | 0.00295 | 0.0006048 | 0.0006435 | 0.11219 | 4.177 | 0.00371 | 0.0008363 | 0.0008679 | 0.1095 | 4.0719 | 0.00405 | 0.0008778 | 0.0009152 | 0.11123 | 5.5076 | 0.00306 | 0.0006378 | 0.00067 | 0.10781 | 5.3887 | 0.00309 | 0.0006436 | 0.0006752 | 0.1095 | 6.1608 | 0.00271 | 0.0005427 | 0.0005706 | 0.11441 | 6.3453 | 0.00307 | 0.0005772 | 0.0006155 | 0.11441 | 6.3345 | 0.00331 | 0.0007001 | 0.0007351 | 0.12514 | 6.7947 | 0.0036 | 0.000725 | 0.0007726 | 0.12207 | 6.963 | 0.00354 | 0.0006407 | 0.0006858 | 0.11404 | 6.289 | 0.00329 | 0.0006369 | 0.0006681 | 0.12358 | 6.6277 | 0.00358 | 0.0006608 | 0.0007032 | 0.1155 | 6.4283 | 0.00319 | 0.0006227 | 0.0006511 | 0.11917 | 6.5705 | 0.00352 | 0.000654 | 0.0006918 | 0.1164 | 6.4701 | 0.00355 | 0.0006576 | 0.0006946 | 0.11248 | 7.1807 | 0.00321 | 0.0006 | 0.0006258 | 0.11123 | 6.8813 | 0.00331 | 0.0006366 | 0.0006591 | 0.11469 | 7.0294 | 0.00361 | 0.0006649 | 0.0006961 | 0.1184 | 6.7184 | 0.00361 | 0.0006746 | 0.0007024 | 0.11969 | 7.7048 | 0.00335 | 0.0006277 | 0.0006549 | 0.11225 | 7.3646 | 0.00369 | 0.0007065 | 0.0007224 | 0.11019 | 7.2611 | 0.00371 | 0.0007088 | 0.0007234 | 0.11032 | 7.173 | 0.00397 | 0.0007243 | 0.0007282 | 0.11299 | 8.549 | 0.00339 | 0.0005967 | 0.0006074 | 0.10861 | 8.361 | 0.00342 | 0.000599 | 0.0006078 | 0.11037 | 8.448 | 0.00365 | 0.0006188 | 0.0006333 | 0.11355 | 8.234 | 0.00399 | 0.0007162 | 0.0007247 | 0.11118 | 8.405 | 0.00381 | 0.0006931 | 0.0006944 | 0.10697 | 8.623 | 0.00363 | 0.00061 | 0.0006032 | 0.10914 | 9.619 | 0.0036 | 0.0005907 | 0.0005897 | 0.10655 | 9.145 | 0.00362 | 0.0006034 | 0.0005939 | 0.12435 | 10.364 | 0.00439 | 0.0006989 | 0.0007083 | 0.11365 | 10.994 | 0.00374 | 0.0005663 | 0.0005631 | 0.11423 | 9.038 | 0.00422 | 0.0006699 | 0.0006468 | 0.12021 | 11.185 | 0.004 | 0.0005888 | 0.0005851 | 0.11963 | 11.899 | 0.00384 | 0.0005625 | 0.0005611 | 0.11852 | 11.648 | 0.0041 | 0.0005947 | 0.000586 | 0.117 | 11.634 | 0.00396 | 0.0005739 | 0.0005626 | 0.11552 | 11.599 | 0.00396 | 0.0005726 | 0.000561
0.12897 | 0.21699 | 0.0009636 | 0.0001989 | 0.0002278 | 0.13654 | 0.21515 | 0.00216 | 0.0003359 | 0.0004161 | 0.12434 | 0.21823 | 0.00304 | 0.0004312 | 0.0005457 | 0.12434 | 0.64236 | 0.00124 | 0.0002489 | 0.0002764 | 0.12491 | 0.64288 | 0.00169 | 0.0003083 | 0.0003508 | 0.14253 | 0.99772 | 0.00238 | 0.0003925 | 0.0004606 | 0.12983 | 1.704 | 0.00182 | 0.0003186 | 0.000366 | 0.12717 | 1.6915 | 0.00198 | 0.0003388 | 0.0003918 | 0.11667 | 1.937 | 0.00174 | 0.0003306 | 0.0003704 | 0.11426 | 2.2533 | 0.00173 | 0.0003359 | 0.0003739 | 0.11333 | 2.2459 | 0.00186 | 0.0003514 | 0.0003935 | 0.11254 | 2.4946 | 0.00184 | 0.0003735 | 0.0004112 | 0.11765 | 2.555 | 0.00202 | 0.0003924 | 0.0004369 | 0.12501 | 2.6381 | 0.00224 | 0.0004122 | 0.0004645 | 0.13159 | 3.0747 | 0.00214 | 0.0003979 | 0.0004432 | 0.12505 | 2.9495 | 0.00212 | 0.0004275 | 0.000468 | 0.13099 | 3.0196 | 0.00231 | 0.0004453 | 0.0004925 | 0.12505 | 2.9505 | 0.00235 | 0.0004553 | 0.0005034 | 0.12508 | 3.5128 | 0.00233 | 0.0005089 | 0.0005455 | 0.12045 | 3.5287 | 0.00239 | 0.0004965 | 0.0005382 | 0.1251 | 4.175 | 0.00215 | 0.0004191 | 0.000459 | 0.12079 | 4.0978 | 0.00218 | 0.0004257 | 0.0004661 | 0.11729 | 4.2691 | 0.00218 | 0.0004344 | 0.0004716 | 0.11439 | 4.4318 | 0.0022 | 0.0004302 | 0.0004677 | 0.12173 | 4.5936 | 0.00243 | 0.0004513 | 0.000497 | 0.12511 | 4.4928 | 0.0024 | 0.0004486 | 0.0004926 | 0.12512 | 4.4957 | 0.00268 | 0.0004784 | 0.0005303 | 0.12512 | 5.4353 | 0.00234 | 0.0004509 | 0.0004888 | 0.12513 | 5.4384 | 0.00259 | 0.0004773 | 0.0005223 | 0.12512 | 5.4412 | 0.00284 | 0.0005023 | 0.0005544 | 0.12514 | 5.4507 | 0.00279 | 0.0005202 | 0.0005678 | 0.12013 | 5.3152 | 0.00283 | 0.0005279 | 0.0005754 | 0.12759 | 6.2136 | 0.0028 | 0.0005164 | 0.000565 | 0.12514 | 6.3295 | 0.00278 | 0.0005392 | 0.0005829 | 0.12515 | 5.9788 | 0.00309 | 0.0006145 | 0.0006603 | 0.12083 | 4.5352 | 0.00389 | 0.0008537 | 0.0008971 | 0.12514 | 4.722 | 0.00442 | 0.000911 | 0.0009711 | 0.12713 | 6.0614 | 0.00335 | 0.0006593 | 0.0007053 | 0.12321 | 5.9286 | 0.00339 | 0.000666 | 0.0007116 | 0.12514 | 6.7205 | 0.00297 | 0.0005617 | 0.0006014 | 0.12871 | 6.85 | 0.00332 | 0.0005943 | 0.0006441 | 0.12871 | 6.942 | 0.00356 | 0.0007181 | 0.000766 | 0.13904 | 7.364 | 0.00384 | 0.0007403 | 0.0007996 | 0.13428 | 7.426 | 0.00378 | 0.000656 | 0.000712 | 0.12671 | 6.7344 | 0.00355 | 0.0006565 | 0.0006996 | 0.13594 | 7.0537 | 0.00382 | 0.0006779 | 0.0007317 | 0.12834 | 6.9036 | 0.00344 | 0.0006421 | 0.000682 | 0.13109 | 7.0122 | 0.00376 | 0.0006719 | 0.0007211 | 0.12804 | 6.9001 | 0.00379 | 0.000676 | 0.0007245 | 0.12373 | 7.6472 | 0.00343 | 0.0006171 | 0.0006534 | 0.12235 | 7.3299 | 0.00354 | 0.0006553 | 0.0006892 | 0.12512 | 7.4457 | 0.00384 | 0.0006823 | 0.0007246 | 0.12916 | 7.1302 | 0.00385 | 0.0006938 | 0.000733 | 0.13057 | 8.1765 | 0.00356 | 0.0006435 | 0.0006808 | 0.1216 | 7.8467 | 0.00391 | 0.0007249 | 0.0007524 | 0.11937 | 7.7335 | 0.00393 | 0.0007276 | 0.0007539 | 0.1182 | 7.545 | 0.0042 | 0.0007449 | 0.0007598 | 0.12106 | 8.914 | 0.00358 | 0.0006127 | 0.0006315 | 0.11636 | 8.707 | 0.00361 | 0.0006156 | 0.0006325 | 0.11773 | 8.776 | 0.00385 | 0.0006346 | 0.0006572 | 0.12065 | 8.543 | 0.00419 | 0.0007336 | 0.000751 | 0.11813 | 8.696 | 0.004 | 0.0007109 | 0.0007206 | 0.11326 | 8.857 | 0.00382 | 0.0006279 | 0.0006281 | 0.12126 | 10.179 | 0.00394 | 0.0006206 | 0.0006319 | 0.11839 | 9.637 | 0.00398 | 0.0006368 | 0.0006399 | 0.13816 | 11.098 | 0.00478 | 0.000731 | 0.0007564 | 0.12628 | 11.492 | 0.00411 | 0.0005988 | 0.000607 | 0.12692 | 9.581 | 0.00467 | 0.0007141 | 0.0007056 | 0.13223 | 11.701 | 0.00437 | 0.0006205 | 0.0006281 | 0.13159 | 12.403 | 0.00419 | 0.0005917 | 0.0006008 | 0.12929 | 12.085 | 0.00445 | 0.0006261 | 0.0006273 | 0.12764 | 11.952 | 0.00431 | 0.0006063 | 0.0006037 | 0.12602 | 11.903 | 0.00431 | 0.0006051 | 0.0006022
0.13889 | 0.21447 | 0.00104 | 0.0002054 | 0.0002386 | 0.14896 | 0.21172 | 0.00236 | 0.0003474 | 0.0004374 | 0.13263 | 0.2162 | 0.00324 | 0.0004406 | 0.0005641 | 0.13263 | 0.64808 | 0.0013 | 0.0002524 | 0.0002828 | 0.1374 | 0.65095 | 0.00182 | 0.0003143 | 0.0003624 | 0.15678 | 1.0256 | 0.00255 | 0.0003993 | 0.0004739 | 0.13982 | 1.7485 | 0.00192 | 0.0003232 | 0.0003746 | 0.13625 | 1.7329 | 0.00208 | 0.0003433 | 0.0004003 | 0.125 | 1.9942 | 0.00182 | 0.000335 | 0.0003785 | 0.1214 | 2.3113 | 0.00181 | 0.0003397 | 0.0003809 | 0.12 | 2.3009 | 0.00193 | 0.0003552 | 0.0004005 | 0.12504 | 2.6373 | 0.00197 | 0.0003806 | 0.000424 | 0.13236 | 2.7155 | 0.00218 | 0.0004006 | 0.0004516 | 0.1389 | 2.7809 | 0.00239 | 0.0004195 | 0.0004781 | 0.14475 | 3.2363 | 0.00228 | 0.000404 | 0.0004547 | 0.13756 | 3.0926 | 0.00226 | 0.0004348 | 0.0004811 | 0.1429 | 3.1509 | 0.00245 | 0.000452 | 0.0005047 | 0.13642 | 3.0807 | 0.00249 | 0.0004623 | 0.0005161 | 0.1355 | 3.6903 | 0.00245 | 0.000515 | 0.0005567 | 0.12972 | 3.6947 | 0.0025 | 0.0005031 | 0.0005499 | 0.13404 | 4.333 | 0.00225 | 0.0004244 | 0.0004685 | 0.12942 | 4.2526 | 0.00228 | 0.0004311 | 0.0004758 | 0.12511 | 4.44 | 0.00228 | 0.0004402 | 0.0004817 | 0.12869 | 4.7414 | 0.00238 | 0.0004414 | 0.0004867 | 0.13526 | 4.8805 | 0.00261 | 0.0004614 | 0.0005144 | 0.13901 | 4.8071 | 0.00258 | 0.0004599 | 0.0005117 | 0.13763 | 4.7796 | 0.00287 | 0.0004892 | 0.0005489 | 0.13763 | 5.7465 | 0.00249 | 0.0004596 | 0.000504 | 0.1365 | 5.7223 | 0.00274 | 0.0004856 | 0.0005371 | 0.13555 | 5.7006 | 0.00299 | 0.0005103 | 0.0005688 | 0.13556 | 5.7286 | 0.00294 | 0.0005292 | 0.0005836 | 0.13014 | 5.5867 | 0.00299 | 0.0005372 | 0.0005918 | 0.13741 | 6.5125 | 0.00293 | 0.0005238 | 0.0005782 | 0.13477 | 6.6255 | 0.0029 | 0.0005466 | 0.0005961 | 0.14302 | 6.5982 | 0.00336 | 0.0006312 | 0.0006893 | 0.13809 | 5.2598 | 0.00423 | 0.0008817 | 0.0009455 | 0.14078 | 5.3778 | 0.00474 | 0.000936 | 0.00102 | 0.14302 | 6.6001 | 0.00361 | 0.0006767 | 0.0007351 | 0.13862 | 6.4546 | 0.00366 | 0.000684 | 0.0007423 | 0.14078 | 7.2523 | 0.00321 | 0.0005772 | 0.0006277 | 0.14301 | 7.3306 | 0.00356 | 0.0006087 | 0.0006689 | 0.14301 | 7.5199 | 0.00379 | 0.0007329 | 0.0007922 | 0.15294 | 7.9055 | 0.00406 | 0.0007531 | 0.000823 | 0.14649 | 7.8702 | 0.00399 | 0.0006692 | 0.0007352 | 0.13939 | 7.1681 | 0.00379 | 0.0006731 | 0.0007275 | 0.1483 | 7.4669 | 0.00405 | 0.0006927 | 0.0007571 | 0.14117 | 7.3822 | 0.00367 | 0.0006585 | 0.0007094 | 0.14301 | 7.4564 | 0.004 | 0.0006873 | 0.0007471 | 0.13968 | 7.3337 | 0.00403 | 0.0006918 | 0.0007511 | 0.13497 | 8.0971 | 0.00365 | 0.0006319 | 0.0006782 | 0.13347 | 7.7601 | 0.00376 | 0.0006716 | 0.0007161 | 0.13555 | 7.8436 | 0.00406 | 0.0006976 | 0.0007502 | 0.13993 | 7.5397 | 0.00408 | 0.0007105 | 0.0007607 | 0.14145 | 8.6321 | 0.00376 | 0.0006572 | 0.000704 | 0.13096 | 8.3229 | 0.00411 | 0.000741 | 0.0007793 | 0.12855 | 8.2031 | 0.00414 | 0.0007441 | 0.0007813 | 0.12608 | 7.922 | 0.00441 | 0.0007634 | 0.0007889 | 0.12913 | 9.286 | 0.00376 | 0.0006272 | 0.0006539 | 0.12412 | 9.06 | 0.0038 | 0.0006306 | 0.0006556 | 0.12509 | 9.112 | 0.00403 | 0.000649 | 0.0006796 | 0.12774 | 8.85 | 0.00438 | 0.0007496 | 0.0007757 | 0.12508 | 8.989 | 0.00419 | 0.0007273 | 0.0007452 | 0.12585 | 9.351 | 0.00418 | 0.0006609 | 0.0006745 | 0.13642 | 10.915 | 0.00434 | 0.0006529 | 0.0006792 | 0.13319 | 10.284 | 0.0044 | 0.0006733 | 0.0006918 | 0.15198 | 11.843 | 0.00515 | 0.0007585 | 0.0007992 | 0.13891 | 12.028 | 0.00447 | 0.0006276 | 0.0006476 | 0.13962 | 10.191 | 0.00509 | 0.0007523 | 0.0007594 | 0.14425 | 12.266 | 0.00472 | 0.0006486 | 0.0006678 | 0.14355 | 12.933 | 0.00452 | 0.0006178 | 0.0006376 | 0.14006 | 12.571 | 0.00479 | 0.0006544 | 0.0006662 | 0.13827 | 12.332 | 0.00466 | 0.000636 | 0.0006428 | 0.13653 | 12.269 | 0.00466 | 0.000635 | 0.0006414
0.14881 | 0.21175 | 0.00112 | 0.0002117 | 0.0002493 | 0.16137 | 0.20819 | 0.00256 | 0.0003587 | 0.0004585 | 0.1492 | 0.21176 | 0.00364 | 0.0004605 | 0.0006006 | 0.1492 | 0.65614 | 0.00143 | 0.0002591 | 0.0002951 | 0.14989 | 0.65644 | 0.00195 | 0.0003199 | 0.0003733 | 0.17104 | 1.0484 | 0.00271 | 0.0004055 | 0.0004862 | 0.14981 | 1.7889 | 0.00201 | 0.0003274 | 0.0003827 | 0.14534 | 1.7714 | 0.00218 | 0.0003474 | 0.0004083 | 0.13333 | 2.0474 | 0.00191 | 0.000339 | 0.000386 | 0.12854 | 2.3664 | 0.00188 | 0.0003433 | 0.0003875 | 0.13333 | 2.4012 | 0.00207 | 0.0003622 | 0.0004132 | 0.14067 | 2.798 | 0.00212 | 0.0003883 | 0.000438 | 0.14707 | 2.8574 | 0.00233 | 0.0004075 | 0.0004645 | 0.15279 | 2.909 | 0.00254 | 0.0004259 | 0.0004901 | 0.15791 | 3.3823 | 0.00241 | 0.0004093 | 0.0004649 | 0.15006 | 3.2261 | 0.0024 | 0.0004412 | 0.0004929 | 0.15481 | 3.2756 | 0.00258 | 0.0004579 | 0.0005159 | 0.14779 | 3.2033 | 0.00263 | 0.0004685 | 0.0005277 | 0.14592 | 3.8602 | 0.00256 | 0.0005204 | 0.0005668 | 0.13898 | 3.8543 | 0.00261 | 0.0005089 | 0.0005607 | 0.14297 | 4.4843 | 0.00234 | 0.0004291 | 0.0004773 | 0.13805 | 4.4018 | 0.00238 | 0.0004361 | 0.0004848 | 0.14075 | 4.7703 | 0.00246 | 0.0004506 | 0.0004998 | 0.14298 | 5.0377 | 0.00255 | 0.000451 | 0.0005034 | 0.14879 | 5.1557 | 0.00278 | 0.0004701 | 0.0005299 | 0.15291 | 5.1158 | 0.00275 | 0.0004695 | 0.0005286 | 0.15014 | 5.0577 | 0.00304 | 0.0004985 | 0.0005655 | 0.15014 | 6.0412 | 0.00263 | 0.0004671 | 0.0005176 | 0.14788 | 5.9925 | 0.00288 | 0.000493 | 0.0005504 | 0.14598 | 5.9502 | 0.00313 | 0.0005174 | 0.0005819 | 0.14599 | 5.9958 | 0.00308 | 0.0005371 | 0.0005979 | 0.14015 | 5.8495 | 0.00313 | 0.0005456 | 0.0006066 | 0.15704 | 7.0688 | 0.00318 | 0.0005367 | 0.0006012 | 0.15402 | 7.1721 | 0.00315 | 0.0005596 | 0.0006192 | 0.1609 | 7.1841 | 0.0036 | 0.0006446 | 0.0007135 | 0.15535 | 5.9745 | 0.00452 | 0.0009029 | 0.000984 | 0.15643 | 6.0226 | 0.00503 | 0.0009555 | 0.00105 | 0.15891 | 7.1191 | 0.00385 | 0.0006911 | 0.0007606 | 0.15402 | 6.963 | 0.00391 | 0.0006989 | 0.0007687 | 0.15642 | 7.7528 | 0.00343 | 0.0005902 | 0.0006505 | 0.15731 | 7.785 | 0.00378 | 0.0006209 | 0.0006907 | 0.15731 | 8.068 | 0.004 | 0.0007452 | 0.0008148 | 0.16685 | 8.4184 | 0.00426 | 0.0007639 | 0.0008433 | 0.1587 | 8.2926 | 0.0042 | 0.0006807 | 0.000756 | 0.15206 | 7.5878 | 0.00401 | 0.0006876 | 0.0007523 | 0.16066 | 7.8655 | 0.00427 | 0.0007056 | 0.00078 | 0.154 | 7.86 | 0.00389 | 0.0006726 | 0.0007336 | 0.15493 | 7.8992 | 0.00421 | 0.0007007 | 0.0007704 | 0.15132 | 7.767 | 0.00425 | 0.0007056 | 0.000775 | 0.14622 | 8.5281 | 0.00385 | 0.0006448 | 0.0007004 | 0.1446 | 8.1677 | 0.00397 | 0.0006858 | 0.0007403 | 0.14597 | 8.2223 | 0.00427 | 0.0007111 | 0.0007735 | 0.15069 | 7.9451 | 0.0043 | 0.0007253 | 0.0007857 | 0.15233 | 9.0716 | 0.00394 | 0.0006694 | 0.0007251 | 0.14031 | 8.7925 | 0.00431 | 0.0007551 | 0.0008036 | 0.13773 | 8.6662 | 0.00434 | 0.0007585 | 0.0008062 | 0.13396 | 8.3 | 0.00462 | 0.0007799 | 0.0008159 | 0.1372 | 9.6618 | 0.00394 | 0.0006403 | 0.0006748 | 0.13188 | 9.419 | 0.00398 | 0.0006443 | 0.0006771 | 0.13244 | 9.452 | 0.00421 | 0.0006622 | 0.0007005 | 0.14194 | 9.459 | 0.00475 | 0.0007786 | 0.0008207 | 0.13897 | 9.573 | 0.00455 | 0.0007572 | 0.0007904 | 0.14158 | 10.007 | 0.00462 | 0.0006968 | 0.0007267 | 0.15158 | 11.676 | 0.00471 | 0.0006802 | 0.0007212 | 0.14799 | 10.956 | 0.0048 | 0.0007044 | 0.0007382 | 0.16579 | 12.573 | 0.00549 | 0.0007822 | 0.0008376 | 0.15154 | 12.582 | 0.00482 | 0.0006531 | 0.0006849 | 0.15231 | 10.853 | 0.00549 | 0.0007854 | 0.0008084 | 0.15627 | 12.863 | 0.00506 | 0.0006736 | 0.0007046 | 0.15552 | 13.497 | 0.00484 | 0.0006411 | 0.0006719 | 0.15084 | 13.098 | 0.00512 | 0.0006799 | 0.0007026 | 0.14891 | 12.763 | 0.005 | 0.0006632 | 0.0006799 | 0.14703 | 12.686 | 0.005 | 0.0006624 | 0.0006786
0.15873 | 0.20894 | 0.00119 | 0.000218 | 0.00026 | 0.17378 | 0.20467 | 0.00276 | 0.0003698 | 0.0004796 | 0.16578 | 0.20702 | 0.00404 | 0.00048 | 0.0006367 | 0.16578 | 0.66032 | 0.00156 | 0.0002652 | 0.0003068 | 0.16238 | 0.65984 | 0.00208 | 0.0003251 | 0.0003838 | 0.18529 | 1.0682 | 0.00287 | 0.0004112 | 0.0004978 | 0.15979 | 1.8244 | 0.00211 | 0.0003313 | 0.0003903 | 0.15442 | 1.8059 | 0.00228 | 0.0003513 | 0.0004159 | 0.14167 | 2.0978 | 0.00199 | 0.0003428 | 0.0003931 | 0.14283 | 2.4668 | 0.00202 | 0.0003499 | 0.0003996 | 0.15 | 2.5124 | 0.00225 | 0.00037 | 0.0004274 | 0.1563 | 2.939 | 0.00227 | 0.0003949 | 0.0004504 | 0.16177 | 2.9847 | 0.00248 | 0.0004136 | 0.0004761 | 0.16668 | 3.0234 | 0.00268 | 0.0004315 | 0.000501 | 0.17107 | 3.5145 | 0.00253 | 0.000414 | 0.0004743 | 0.16257 | 3.3519 | 0.00253 | 0.0004469 | 0.0005037 | 0.16671 | 3.3916 | 0.00271 | 0.0004632 | 0.0005262 | 0.15916 | 3.3192 | 0.00276 | 0.000474 | 0.0005383 | 0.15635 | 4.0195 | 0.00266 | 0.0005252 | 0.000576 | 0.14825 | 4.0091 | 0.00272 | 0.0005141 | 0.0005705 | 0.16085 | 4.7701 | 0.00253 | 0.0004378 | 0.000493 | 0.1553 | 4.6844 | 0.00257 | 0.0004451 | 0.000501 | 0.15639 | 5.084 | 0.00263 | 0.0004593 | 0.0005156 | 0.15728 | 5.3213 | 0.00272 | 0.0004592 | 0.0005182 | 0.16231 | 5.419 | 0.00294 | 0.0004776 | 0.0005438 | 0.16681 | 5.4156 | 0.00291 | 0.0004777 | 0.0005437 | 0.16265 | 5.3289 | 0.0032 | 0.0005066 | 0.0005805 | 0.16265 | 6.3211 | 0.00277 | 0.0004738 | 0.0005298 | 0.15925 | 6.2497 | 0.00302 | 0.0004995 | 0.0005625 | 0.16683 | 6.4161 | 0.00341 | 0.0005302 | 0.0006049 | 0.16685 | 6.4993 | 0.00335 | 0.0005512 | 0.0006229 | 0.16018 | 6.3444 | 0.00341 | 0.0005603 | 0.0006326 | 0.17666 | 7.5756 | 0.00341 | 0.0005472 | 0.0006208 | 0.17327 | 7.6636 | 0.00338 | 0.0005703 | 0.0006388 | 0.17878 | 7.7324 | 0.00383 | 0.0006556 | 0.0007342 | 0.17261 | 6.6621 | 0.00478 | 0.0009193 | 0.00102 | 0.17207 | 6.6447 | 0.0053 | 0.000971 | 0.00108 | 0.1748 | 7.6154 | 0.00408 | 0.0007031 | 0.0007828 | 0.16942 | 7.4507 | 0.00414 | 0.0007115 | 0.0007916 | 0.17207 | 8.2228 | 0.00365 | 0.0006013 | 0.0006705 | 0.17161 | 8.2134 | 0.004 | 0.0006314 | 0.0007101 | 0.17161 | 8.5864 | 0.00421 | 0.0007557 | 0.0008345 | 0.18075 | 8.903 | 0.00446 | 0.0007733 | 0.0008614 | 0.1709 | 8.6956 | 0.0044 | 0.0006908 | 0.0007748 | 0.16473 | 7.9929 | 0.00423 | 0.0007002 | 0.0007746 | 0.17302 | 8.2518 | 0.00448 | 0.0007171 | 0.0008006 | 0.16684 | 8.3333 | 0.0041 | 0.0006848 | 0.0007553 | 0.16684 | 8.3389 | 0.00442 | 0.0007124 | 0.0007915 | 0.16296 | 8.1973 | 0.00446 | 0.0007176 | 0.0007965 | 0.15747 | 8.9397 | 0.00404 | 0.0006562 | 0.0007205 | 0.15572 | 8.5539 | 0.00417 | 0.0006984 | 0.0007623 | 0.1564 | 8.5823 | 0.00447 | 0.0007231 | 0.0007948 | 0.16145 | 8.3447 | 0.0045 | 0.0007384 | 0.0008084 | 0.16321 | 9.4934 | 0.00413 | 0.0006802 | 0.0007442 | 0.14967 | 9.2537 | 0.00449 | 0.0007677 | 0.0008257 | 0.14692 | 9.1209 | 0.00453 | 0.0007714 | 0.0008287 | 0.14184 | 8.6789 | 0.00481 | 0.0007949 | 0.0008408 | 0.14527 | 10.0423 | 0.00411 | 0.0006522 | 0.0006943 | 0.13964 | 9.7823 | 0.00416 | 0.0006568 | 0.0006973 | 0.14716 | 10.1424 | 0.00456 | 0.0006862 | 0.0007386 | 0.15968 | 10.2 | 0.00517 | 0.0008095 | 0.0008701 | 0.15635 | 10.293 | 0.00497 | 0.0007892 | 0.0008402 | 0.15731 | 10.691 | 0.00503 | 0.0007273 | 0.0007731 | 0.16674 | 12.45 | 0.00506 | 0.0007035 | 0.0007586 | 0.16279 | 11.639 | 0.00517 | 0.0007311 | 0.0007798 | 0.17961 | 13.304 | 0.00582 | 0.0008029 | 0.0008721 | 0.16417 | 13.159 | 0.00515 | 0.0006759 | 0.0007194 | 0.165 | 11.55 | 0.00587 | 0.0008141 | 0.0008529 | 0.16829 | 13.481 | 0.00538 | 0.0006959 | 0.0007386 | 0.16748 | 14.064 | 0.00515 | 0.0006621 | 0.0007036 | 0.16161 | 13.646 | 0.00544 | 0.000703 | 0.0007367 | 0.15954 | 13.247 | 0.00533 | 0.0006879 | 0.0007149 | 0.15753 | 13.159 | 0.00533 | 0.0006874 | 0.0007138
0.16865 | 0.20602 | 0.00127 | 0.0002242 | 0.0002708 | 0.1862 | 0.20105 | 0.00297 | 0.0003809 | 0.0005007 | 0.18236 | 0.20219 | 0.00446 | 0.0004991 | 0.0006727 | 0.18236 | 0.66172 | 0.00169 | 0.000271 | 0.0003179 | 0.17487 | 0.66146 | 0.00221 | 0.0003301 | 0.0003939 | 0.19954 | 1.085 | 0.00303 | 0.0004165 | 0.0005087 | 0.16978 | 1.857 | 0.0022 | 0.000335 | 0.0003975 | 0.1635 | 1.8375 | 0.00237 | 0.0003549 | 0.000423 | 0.15 | 2.1441 | 0.00207 | 0.0003462 | 0.0003998 | 0.16068 | 2.5761 | 0.00219 | 0.0003573 | 0.0004133 | 0.16667 | 2.6099 | 0.00241 | 0.0003767 | 0.0004402 | 0.17193 | 3.0623 | 0.00241 | 0.0004007 | 0.0004614 | 0.17648 | 3.0962 | 0.00262 | 0.0004189 | 0.0004866 | 0.18057 | 3.1251 | 0.00282 | 0.0004365 | 0.000511 | 0.18423 | 3.6339 | 0.00265 | 0.0004182 | 0.0004828 | 0.17507 | 3.4689 | 0.00265 | 0.000452 | 0.0005136 | 0.17862 | 3.5008 | 0.00283 | 0.0004681 | 0.0005357 | 0.17052 | 3.4283 | 0.00289 | 0.0004791 | 0.0005482 | 0.16677 | 4.171 | 0.00277 | 0.0005295 | 0.0005845 | 0.16678 | 4.2988 | 0.00292 | 0.0005236 | 0.000588 | 0.17872 | 5.0349 | 0.0027 | 0.0004452 | 0.0005068 | 0.17256 | 4.946 | 0.00274 | 0.0004527 | 0.0005152 | 0.17203 | 5.3808 | 0.00279 | 0.0004668 | 0.0005295 | 0.17158 | 5.592 | 0.00287 | 0.0004663 | 0.0005314 | 0.17584 | 5.6702 | 0.00309 | 0.0004843 | 0.0005564 | 0.18072 | 5.7044 | 0.00306 | 0.000485 | 0.0005572 | 0.17517 | 5.5928 | 0.00336 | 0.0005137 | 0.000594 | 0.17516 | 6.586 | 0.0029 | 0.0004798 | 0.000541 | 0.182 | 6.7276 | 0.00328 | 0.0005112 | 0.0005839 | 0.18768 | 6.8415 | 0.00367 | 0.0005408 | 0.0006246 | 0.1877 | 6.9619 | 0.00361 | 0.0005628 | 0.0006442 | 0.1802 | 6.8005 | 0.00367 | 0.0005723 | 0.0006547 | 0.19629 | 8.034 | 0.00363 | 0.0005561 | 0.0006377 | 0.19253 | 8.1058 | 0.00359 | 0.0005792 | 0.0006559 | 0.19666 | 8.2452 | 0.00404 | 0.0006648 | 0.0007521 | 0.18987 | 7.3146 | 0.00502 | 0.0009325 | 0.00104 | 0.18771 | 7.2383 | 0.00554 | 0.0009837 | 0.00111 | 0.19069 | 8.0882 | 0.0043 | 0.0007134 | 0.0008023 | 0.18482 | 7.9172 | 0.00436 | 0.0007221 | 0.0008118 | 0.18771 | 8.6645 | 0.00385 | 0.0006108 | 0.0006883 | 0.18591 | 8.6191 | 0.0042 | 0.0006406 | 0.0007275 | 0.18592 | 9.0754 | 0.0044 | 0.0007647 | 0.000852 | 0.19466 | 9.3617 | 0.00464 | 0.0007814 | 0.0008775 | 0.18311 | 9.0789 | 0.00459 | 0.0006998 | 0.0007918 | 0.1774 | 8.3836 | 0.00444 | 0.0007113 | 0.0007948 | 0.18538 | 8.6234 | 0.00468 | 0.0007272 | 0.0008194 | 0.17967 | 8.8014 | 0.00429 | 0.0006955 | 0.0007747 | 0.17876 | 8.7721 | 0.00462 | 0.0007227 | 0.0008105 | 0.1746 | 8.6231 | 0.00466 | 0.0007282 | 0.000816 | 0.16872 | 9.3321 | 0.00422 | 0.0006664 | 0.0007389 | 0.16684 | 8.9191 | 0.00436 | 0.0007097 | 0.0007824 | 0.16683 | 8.9238 | 0.00466 | 0.000734 | 0.0008144 | 0.17222 | 8.7369 | 0.0047 | 0.00075 | 0.0008293 | 0.17409 | 9.8979 | 0.0043 | 0.0006898 | 0.0007618 | 0.15902 | 9.704 | 0.00467 | 0.0007788 | 0.0008459 | 0.1561 | 9.5658 | 0.0047 | 0.0007828 | 0.0008493 | 0.1576 | 9.4296 | 0.00518 | 0.0008214 | 0.0008853 | 0.16141 | 10.8053 | 0.00443 | 0.0006739 | 0.0007296 | 0.15515 | 10.5143 | 0.00449 | 0.0006794 | 0.0007338 | 0.16555 | 11.0152 | 0.00496 | 0.0007115 | 0.0007802 | 0.17742 | 10.9095 | 0.00557 | 0.0008354 | 0.0009132 | 0.17372 | 10.995 | 0.00537 | 0.0008162 | 0.000884 | 0.17304 | 11.393 | 0.00541 | 0.0007533 | 0.0008145 | 0.1819 | 13.237 | 0.00539 | 0.0007236 | 0.000792 | 0.17758 | 12.33 | 0.00552 | 0.0007543 | 0.0008173 | 0.19343 | 14.024 | 0.00613 | 0.000821 | 0.0009034 | 0.1768 | 13.747 | 0.00546 | 0.0006963 | 0.0007512 | 0.17769 | 12.274 | 0.00623 | 0.0008391 | 0.0008932 | 0.18031 | 14.129 | 0.00569 | 0.0007158 | 0.00077 | 0.17944 | 14.65 | 0.00545 | 0.000681 | 0.0007332 | 0.17239 | 14.224 | 0.00575 | 0.0007239 | 0.0007685 | 0.17018 | 13.771 | 0.00564 | 0.0007104 | 0.0007478 | 0.16803 | 13.663 | 0.00565 | 0.0007101 | 0.000747
0.17857 | 0.20321 | 0.00135 | 0.0002304 | 0.0002816 | 0.19861 | 0.19754 | 0.00319 | 0.0003919 | 0.0005218 | 0.19894 | 0.19747 | 0.00489 | 0.0005181 | 0.0007088 | 0.19894 | 0.66074 | 0.00181 | 0.0002765 | 0.0003286 | 0.19985 | 0.66071 | 0.00246 | 0.0003404 | 0.0004132 | 0.2138 | 1.0989 | 0.00319 | 0.0004215 | 0.000519 | 0.17977 | 1.8866 | 0.00229 | 0.0003384 | 0.0004044 | 0.18167 | 1.8927 | 0.00255 | 0.0003619 | 0.0004364 | 0.16667 | 2.2281 | 0.00222 | 0.0003528 | 0.0004122 | 0.17853 | 2.6707 | 0.00235 | 0.0003638 | 0.0004256 | 0.18333 | 2.6947 | 0.00257 | 0.0003828 | 0.0004518 | 0.18756 | 3.1709 | 0.00255 | 0.0004058 | 0.0004714 | 0.19119 | 3.1949 | 0.00275 | 0.0004237 | 0.0004961 | 0.19446 | 3.2148 | 0.00296 | 0.000441 | 0.0005202 | 0.19739 | 3.7396 | 0.00276 | 0.0004221 | 0.0004907 | 0.18758 | 3.5782 | 0.00277 | 0.0004567 | 0.0005228 | 0.19053 | 3.6042 | 0.00295 | 0.0004725 | 0.0005446 | 0.18189 | 3.5306 | 0.00301 | 0.0004837 | 0.0005573 | 0.18762 | 4.4478 | 0.00296 | 0.0005373 | 0.0005996 | 0.18531 | 4.5643 | 0.00312 | 0.0005315 | 0.0006032 | 0.19659 | 5.2785 | 0.00287 | 0.0004517 | 0.0005191 | 0.18981 | 5.1885 | 0.00291 | 0.0004593 | 0.0005279 | 0.18766 | 5.6595 | 0.00295 | 0.0004733 | 0.0005419 | 0.18588 | 5.8474 | 0.00302 | 0.0004726 | 0.0005433 | 0.18936 | 5.9081 | 0.00324 | 0.0004902 | 0.0005678 | 0.19462 | 5.9819 | 0.00321 | 0.0004913 | 0.0005694 | 0.20019 | 6.0917 | 0.00365 | 0.0005265 | 0.0006175 | 0.20019 | 7.0749 | 0.00315 | 0.0004905 | 0.0005606 | 0.20475 | 7.1599 | 0.00353 | 0.000521 | 0.0006021 | 0.20854 | 7.23 | 0.00391 | 0.0005498 | 0.0006418 | 0.20856 | 7.3877 | 0.00384 | 0.0005725 | 0.0006626 | 0.20022 | 7.2219 | 0.00391 | 0.0005825 | 0.0006739 | 0.21592 | 8.4522 | 0.00384 | 0.0005637 | 0.0006526 | 0.21178 | 8.5051 | 0.0038 | 0.000587 | 0.0006709 | 0.21453 | 8.721 | 0.00424 | 0.0006727 | 0.0007678 | 0.20713 | 7.9274 | 0.00524 | 0.0009434 | 0.00106 | 0.20335 | 7.8008 | 0.00576 | 0.0009943 | 0.00113 | 0.20658 | 8.5382 | 0.0045 | 0.0007223 | 0.0008196 | 0.20022 | 8.3618 | 0.00457 | 0.0007314 | 0.0008297 | 0.20335 | 9.0785 | 0.00404 | 0.0006192 | 0.0007043 | 0.20021 | 9.0008 | 0.00439 | 0.0006488 | 0.0007432 | 0.20022 | 9.5365 | 0.00458 | 0.0007726 | 0.0008676 | 0.20856 | 9.7953 | 0.00482 | 0.0007886 | 0.000892 | 0.19532 | 9.4439 | 0.00478 | 0.0007079 | 0.0008074 | 0.19007 | 8.7596 | 0.00463 | 0.0007212 | 0.0008132 | 0.19774 | 8.9809 | 0.00488 | 0.0007364 | 0.0008366 | 0.19251 | 9.2597 | 0.00448 | 0.0007049 | 0.0007924 | 0.19068 | 9.1993 | 0.00481 | 0.0007319 | 0.0008278 | 0.18624 | 9.042 | 0.00486 | 0.0007377 | 0.0008338 | 0.17997 | 9.7059 | 0.0044 | 0.0006756 | 0.0007558 | 0.17797 | 9.2649 | 0.00455 | 0.0007199 | 0.0008008 | 0.17725 | 9.2476 | 0.00485 | 0.0007438 | 0.0008324 | 0.18298 | 9.1195 | 0.00489 | 0.0007605 | 0.0008484 | 0.18497 | 10.2858 | 0.00447 | 0.0006986 | 0.0007779 | 0.16837 | 10.143 | 0.00484 | 0.0007889 | 0.0008644 | 0.16528 | 10.0004 | 0.00488 | 0.0007931 | 0.0008682 | 0.1773 | 10.3442 | 0.00561 | 0.0008489 | 0.0009328 | 0.18159 | 11.7512 | 0.00481 | 0.0006966 | 0.0007678 | 0.17455 | 11.4281 | 0.00487 | 0.0007032 | 0.0007734 | 0.18395 | 11.8731 | 0.00533 | 0.0007325 | 0.0008161 | 0.19516 | 11.5871 | 0.00595 | 0.0008575 | 0.0009512 | 0.19109 | 11.6717 | 0.00574 | 0.0008393 | 0.0009228 | 0.18877 | 12.105 | 0.00577 | 0.0007757 | 0.0008516 | 0.19705 | 14.012 | 0.0057 | 0.000741 | 0.0008219 | 0.19238 | 13.021 | 0.00586 | 0.0007745 | 0.0008511 | 0.20724 | 14.722 | 0.00643 | 0.0008371 | 0.0009318 | 0.18942 | 14.343 | 0.00577 | 0.0007146 | 0.0007807 | 0.19039 | 13.009 | 0.00656 | 0.000861 | 0.0009299 | 0.19233 | 14.775 | 0.00599 | 0.0007337 | 0.0007991 | 0.19141 | 15.244 | 0.00573 | 0.0006982 | 0.0007606 | 0.19393 | 15.435 | 0.00632 | 0.000762 | 0.0008259 | 0.19145 | 14.905 | 0.00624 | 0.0007517 | 0.0008079 | 0.18904 | 14.775 | 0.00625 | 0.000752 | 0.0008075
0.19841 | 0.19749 | 0.00152 | 0.0002432 | 0.0003032 | 0.22344 | 0.19071 | 0.00362 | 0.0004159 | 0.0005645 | 0.21552 | 0.19284 | 0.00533 | 0.0005371 | 0.0007451 | 0.21552 | 0.65807 | 0.00194 | 0.0002817 | 0.000339 | 0.22483 | 0.656 | 0.00273 | 0.0003501 | 0.0004316 | 0.22805 | 1.1097 | 0.00334 | 0.0004261 | 0.0005288 | 0.19974 | 1.937 | 0.00247 | 0.0003451 | 0.0004171 | 0.20438 | 1.948 | 0.00278 | 0.00037 | 0.0004516 | 0.1875 | 2.3159 | 0.00241 | 0.0003602 | 0.0004261 | 0.19639 | 2.7536 | 0.00251 | 0.0003696 | 0.0004367 | 0.2 | 2.7686 | 0.00273 | 0.0003882 | 0.0004624 | 0.20319 | 3.2657 | 0.00268 | 0.0004104 | 0.0004806 | 0.20589 | 3.2807 | 0.00289 | 0.000428 | 0.0005049 | 0.20834 | 3.2948 | 0.00309 | 0.0004451 | 0.0005286 | 0.21055 | 3.8343 | 0.00288 | 0.0004256 | 0.000498 | 0.20008 | 3.6807 | 0.00289 | 0.0004609 | 0.0005313 | 0.21435 | 3.7904 | 0.00318 | 0.0004809 | 0.0005606 | 0.20463 | 3.7178 | 0.00324 | 0.0004923 | 0.0005738 | 0.20846 | 4.6933 | 0.00315 | 0.0005439 | 0.0006127 | 0.20384 | 4.8076 | 0.0033 | 0.0005383 | 0.0006166 | 0.21446 | 5.5037 | 0.00302 | 0.0004573 | 0.0005301 | 0.20707 | 5.4126 | 0.00307 | 0.0004651 | 0.0005392 | 0.2033 | 5.9199 | 0.0031 | 0.000479 | 0.000553 | 0.20018 | 6.0895 | 0.00316 | 0.0004782 | 0.0005542 | 0.21642 | 6.3485 | 0.00352 | 0.000501 | 0.0005878 | 0.22242 | 6.4997 | 0.00348 | 0.0005028 | 0.0005906 | 0.22521 | 6.5505 | 0.00392 | 0.000537 | 0.0006373 | 0.22521 | 7.5121 | 0.00338 | 0.0004994 | 0.0005774 | 0.22751 | 7.5521 | 0.00376 | 0.0005293 | 0.0006181 | 0.22939 | 7.5849 | 0.00414 | 0.0005576 | 0.000657 | 0.22942 | 7.7793 | 0.00407 | 0.0005809 | 0.0006789 | 0.22024 | 7.6121 | 0.00414 | 0.0005912 | 0.0006907 | 0.23555 | 8.833 | 0.00404 | 0.0005704 | 0.0006658 | 0.23103 | 8.868 | 0.004 | 0.0005938 | 0.0006843 | 0.23241 | 9.1643 | 0.00443 | 0.0006796 | 0.0007818 | 0.22439 | 8.5001 | 0.00545 | 0.0009524 | 0.00108 | 0.219 | 8.329 | 0.00597 | 0.001 | 0.00115 | 0.22247 | 8.9658 | 0.0047 | 0.0007301 | 0.0008352 | 0.21562 | 8.7861 | 0.00477 | 0.0007395 | 0.0008458 | 0.21899 | 9.4672 | 0.00422 | 0.0006267 | 0.0007187 | 0.21452 | 9.3621 | 0.00458 | 0.0006561 | 0.0007575 | 0.21452 | 9.9734 | 0.00475 | 0.0007796 | 0.0008816 | 0.22246 | 10.2064 | 0.00499 | 0.000795 | 0.0009051 | 0.20753 | 9.7906 | 0.00496 | 0.0007153 | 0.0008218 | 0.20274 | 9.1215 | 0.00482 | 0.00073 | 0.00083 | 0.21009 | 9.327 | 0.00506 | 0.0007446 | 0.0008525 | 0.20534 | 9.707 | 0.00466 | 0.0007133 | 0.0008084 | 0.2026 | 9.6162 | 0.00499 | 0.0007401 | 0.0008436 | 0.19788 | 9.4536 | 0.00504 | 0.0007461 | 0.00085 | 0.19121 | 10.0628 | 0.00457 | 0.0006839 | 0.0007713 | 0.18909 | 9.5918 | 0.00473 | 0.0007291 | 0.0008178 | 0.18768 | 9.5554 | 0.00503 | 0.0007528 | 0.0008492 | 0.19374 | 9.493 | 0.00507 | 0.00077 | 0.0008661 | 0.19585 | 10.6577 | 0.00463 | 0.0007065 | 0.0007929 | 0.18708 | 10.9895 | 0.00516 | 0.0008068 | 0.0008971 | 0.18365 | 10.8392 | 0.0052 | 0.0008114 | 0.0009016 | 0.197 | 11.225 | 0.006 | 0.0008714 | 0.0009733 | 0.20177 | 12.6834 | 0.00516 | 0.0007154 | 0.0008007 | 0.19394 | 12.3285 | 0.00523 | 0.0007229 | 0.0008076 | 0.20234 | 12.7203 | 0.00568 | 0.0007501 | 0.0008475 | 0.2129 | 12.2332 | 0.00631 | 0.0008767 | 0.0009851 | 0.20846 | 12.3226 | 0.0061 | 0.0008593 | 0.0009574 | 0.2045 | 12.815 | 0.00611 | 0.0007952 | 0.000885 | 0.21221 | 14.775 | 0.006 | 0.0007563 | 0.000849 | 0.20718 | 13.71 | 0.00618 | 0.0007924 | 0.0008818 | 0.22106 | 15.416 | 0.00671 | 0.0008514 | 0.0009577 | 0.20205 | 14.937 | 0.00606 | 0.0007311 | 0.000808 | 0.20308 | 13.762 | 0.00688 | 0.0008803 | 0.0009633 | 0.21637 | 16.096 | 0.00654 | 0.0007662 | 0.0008509 | 0.21533 | 16.423 | 0.00628 | 0.0007298 | 0.0008101 | 0.21548 | 16.671 | 0.00686 | 0.0007936 | 0.0008761 | 0.21273 | 16.115 | 0.00679 | 0.0007859 | 0.0008607 | 0.21004 | 15.964 | 0.00681 | 0.0007867 | 0.0008609
0.22321 | 0.19066 | 0.00173 | 0.0002593 | 0.0003307 | 0.24826 | 0.18418 | 0.00408 | 0.0004399 | 0.0006077 | 0.2321 | 0.18842 | 0.00578 | 0.000556 | 0.0007816 | 0.2321 | 0.654 | 0.00207 | 0.0002868 | 0.0003492 | 0.24981 | 0.64861 | 0.00299 | 0.0003593 | 0.0004495 | 0.2423 | 1.1186 | 0.0035 | 0.0004305 | 0.0005382 | 0.22471 | 1.9873 | 0.00269 | 0.0003529 | 0.0004318 | 0.22709 | 1.9914 | 0.003 | 0.0003772 | 0.0004655 | 0.20833 | 2.389 | 0.00259 | 0.0003667 | 0.0004387 | 0.21424 | 2.8246 | 0.00266 | 0.0003749 | 0.000447 | 0.21667 | 2.8337 | 0.00288 | 0.0003932 | 0.0004723 | 0.21882 | 3.3476 | 0.00281 | 0.0004146 | 0.0004891 | 0.2206 | 3.3567 | 0.00302 | 0.000432 | 0.0005131 | 0.22223 | 3.3648 | 0.00322 | 0.0004489 | 0.0005366 | 0.23687 | 3.9932 | 0.0031 | 0.0004324 | 0.0005113 | 0.22509 | 3.8661 | 0.00312 | 0.000469 | 0.0005468 | 0.23816 | 3.9541 | 0.0034 | 0.0004881 | 0.0005748 | 0.22737 | 3.8824 | 0.00347 | 0.0004998 | 0.0005885 | 0.22931 | 4.9104 | 0.00333 | 0.0005496 | 0.0006243 | 0.22237 | 5.0283 | 0.00347 | 0.0005442 | 0.0006286 | 0.23233 | 5.7104 | 0.00318 | 0.0004623 | 0.0005402 | 0.22432 | 5.6202 | 0.00323 | 0.0004703 | 0.0005495 | 0.21894 | 6.1648 | 0.00324 | 0.0004841 | 0.0005632 | 0.22877 | 6.5334 | 0.00344 | 0.0004885 | 0.0005733 | 0.24347 | 6.7415 | 0.00378 | 0.00051 | 0.000605 | 0.25022 | 6.9682 | 0.00374 | 0.0005121 | 0.0006086 | 0.25024 | 6.9696 | 0.00417 | 0.0005457 | 0.0006545 | 0.25023 | 7.906 | 0.00361 | 0.000507 | 0.0005922 | 0.25026 | 7.9086 | 0.00399 | 0.0005365 | 0.0006322 | 0.25025 | 7.91 | 0.00436 | 0.0005644 | 0.0006706 | 0.25027 | 8.1412 | 0.00428 | 0.0005882 | 0.0006934 | 0.24026 | 7.9717 | 0.00436 | 0.0005988 | 0.0007057 | 0.25518 | 9.181 | 0.00423 | 0.0005762 | 0.0006777 | 0.25028 | 9.1993 | 0.00419 | 0.0005998 | 0.0006964 | 0.25029 | 9.576 | 0.00461 | 0.0006856 | 0.0007943 | 0.24165 | 9.0322 | 0.00564 | 0.0009602 | 0.0011 | 0.23464 | 8.8245 | 0.00617 | 0.00101 | 0.00117 | 0.23836 | 9.3729 | 0.00488 | 0.000737 | 0.0008492 | 0.23103 | 9.1888 | 0.00496 | 0.0007466 | 0.0008603 | 0.23464 | 9.8335 | 0.0044 | 0.0006333 | 0.0007319 | 0.22882 | 9.7028 | 0.00476 | 0.0006627 | 0.0007706 | 0.22882 | 10.3878 | 0.00492 | 0.0007858 | 0.0008944 | 0.23637 | 10.5927 | 0.00516 | 0.0008008 | 0.0009171 | 0.21973 | 10.1216 | 0.00513 | 0.0007219 | 0.0008351 | 0.21541 | 9.4709 | 0.00501 | 0.000738 | 0.0008454 | 0.22245 | 9.6605 | 0.00524 | 0.0007521 | 0.0008671 | 0.21817 | 10.1439 | 0.00483 | 0.0007207 | 0.000823 | 0.21451 | 10.0236 | 0.00516 | 0.0007474 | 0.0008582 | 0.20952 | 9.8557 | 0.00522 | 0.0007537 | 0.0008649 | 0.20246 | 10.4024 | 0.00474 | 0.0006915 | 0.0007857 | 0.20021 | 9.9015 | 0.0049 | 0.0007376 | 0.0008336 | 0.20853 | 10.1267 | 0.00538 | 0.0007695 | 0.0008794 | 0.21527 | 10.2108 | 0.00542 | 0.0007872 | 0.0008976 | 0.21761 | 11.3526 | 0.00494 | 0.0007211 | 0.0008197 | 0.21047 | 11.97 | 0.00553 | 0.0008254 | 0.0009319 | 0.2066 | 11.8189 | 0.00557 | 0.0008304 | 0.0009371 | 0.2167 | 12.0664 | 0.00637 | 0.0008901 | 0.00101 | 0.22194 | 13.5842 | 0.00548 | 0.0007312 | 0.0008294 | 0.21334 | 13.2077 | 0.00557 | 0.0007394 | 0.0008374 | 0.22074 | 13.5446 | 0.006 | 0.0007652 | 0.0008752 | 0.23065 | 12.8361 | 0.00665 | 0.0008935 | 0.00102 | 0.22583 | 12.9508 | 0.00643 | 0.0008769 | 0.0009886 | 0.22023 | 13.5217 | 0.00644 | 0.0008123 | 0.0009152 | 0.22737 | 15.534 | 0.00628 | 0.0007698 | 0.0008736 | 0.22198 | 14.396 | 0.00648 | 0.0008082 | 0.0009097 | 0.24869 | 16.729 | 0.00725 | 0.0008775 | 0.001 | 0.22731 | 16.152 | 0.00661 | 0.0007615 | 0.0008568 | 0.22846 | 15.255 | 0.00747 | 0.0009145 | 0.00102 | 0.24041 | 17.419 | 0.00705 | 0.0007929 | 0.0008958 | 0.23926 | 17.613 | 0.00678 | 0.0007563 | 0.0008534 | 0.23703 | 17.926 | 0.00735 | 0.0008201 | 0.0009202 | 0.234 | 17.386 | 0.0073 | 0.0008146 | 0.0009073 | 0.23104 | 17.203 | 0.00732 | 0.0008159 | 0.0009079
0.24802 | 0.18424 | 0.00196 | 0.0002755 | 0.0003586 | 0.27309 | 0.17816 | 0.00455 | 0.0004639 | 0.0006516 | 0.26525 | 0.17999 | 0.00672 | 0.0006009 | 0.0008556 | 0.26525 | 0.64309 | 0.00234 | 0.0002976 | 0.0003691 | 0.27479 | 0.63953 | 0.00326 | 0.0003683 | 0.000467 | 0.25656 | 1.1255 | 0.00365 | 0.0004347 | 0.0005473 | 0.24968 | 2.0257 | 0.0029 | 0.0003599 | 0.0004452 | 0.2498 | 2.0258 | 0.00321 | 0.0003838 | 0.0004783 | 0.22917 | 2.4493 | 0.00277 | 0.0003726 | 0.0004503 | 0.23209 | 2.8867 | 0.00281 | 0.0003797 | 0.0004566 | 0.23333 | 2.8908 | 0.00303 | 0.0003977 | 0.0004816 | 0.23445 | 3.4196 | 0.00294 | 0.0004184 | 0.000497 | 0.23531 | 3.4238 | 0.00314 | 0.0004357 | 0.0005208 | 0.25001 | 3.4822 | 0.00347 | 0.0004565 | 0.0005511 | 0.26319 | 4.1175 | 0.00331 | 0.0004384 | 0.0005232 | 0.2501 | 4.0279 | 0.00333 | 0.000476 | 0.0005606 | 0.26198 | 4.0982 | 0.00362 | 0.0004945 | 0.0005876 | 0.2501 | 4.0283 | 0.00369 | 0.0005064 | 0.0006017 | 0.25016 | 5.1018 | 0.0035 | 0.0005546 | 0.0006347 | 0.2409 | 5.2295 | 0.00364 | 0.0005494 | 0.0006394 | 0.25021 | 5.9016 | 0.00333 | 0.0004668 | 0.0005493 | 0.24158 | 5.8112 | 0.00338 | 0.0004749 | 0.0005589 | 0.25022 | 6.606 | 0.00351 | 0.0004934 | 0.0005809 | 0.25737 | 6.9267 | 0.00369 | 0.0004971 | 0.0005898 | 0.27052 | 7.0927 | 0.00403 | 0.0005177 | 0.0006201 | 0.27802 | 7.388 | 0.00398 | 0.00052 | 0.0006241 | 0.27526 | 7.3489 | 0.00441 | 0.0005532 | 0.0006695 | 0.27525 | 8.2622 | 0.00382 | 0.0005137 | 0.0006052 | 0.27301 | 8.2332 | 0.0042 | 0.0005428 | 0.0006449 | 0.2711 | 8.208 | 0.00458 | 0.0005704 | 0.0006829 | 0.27113 | 8.4751 | 0.00449 | 0.0005946 | 0.0007064 | 0.26029 | 8.3054 | 0.00458 | 0.0006054 | 0.0007192 | 0.27481 | 9.501 | 0.00441 | 0.0005815 | 0.0006886 | 0.26954 | 9.5026 | 0.00437 | 0.0006052 | 0.0007075 | 0.26817 | 9.9587 | 0.00479 | 0.000691 | 0.0008056 | 0.25891 | 9.5266 | 0.00582 | 0.0009669 | 0.00111 | 0.25028 | 9.2871 | 0.00636 | 0.00102 | 0.00118 | 0.25425 | 9.758 | 0.00506 | 0.0007432 | 0.000862 | 0.24643 | 9.5717 | 0.00514 | 0.000753 | 0.0008735 | 0.25028 | 10.1789 | 0.00457 | 0.0006394 | 0.000744 | 0.24312 | 10.0265 | 0.00493 | 0.0006686 | 0.0007827 | 0.24312 | 10.7764 | 0.00508 | 0.0007914 | 0.000906 | 0.25027 | 10.9621 | 0.00532 | 0.000806 | 0.0009282 | 0.24415 | 10.7388 | 0.00546 | 0.0007343 | 0.0008589 | 0.22808 | 9.8076 | 0.00519 | 0.0007453 | 0.0008597 | 0.24717 | 10.2899 | 0.00558 | 0.0007659 | 0.0008934 | 0.23101 | 10.5682 | 0.005 | 0.0007274 | 0.0008364 | 0.23835 | 10.8041 | 0.00549 | 0.0007608 | 0.000884 | 0.2328 | 10.6307 | 0.00555 | 0.0007675 | 0.0008914 | 0.22496 | 11.039 | 0.00506 | 0.0007055 | 0.0008117 | 0.22246 | 10.4796 | 0.00524 | 0.0007532 | 0.0008622 | 0.2346 | 10.7676 | 0.00579 | 0.0007875 | 0.0009122 | 0.24218 | 11.0532 | 0.00582 | 0.0008053 | 0.0009313 | 0.24481 | 12.1559 | 0.0053 | 0.0007367 | 0.0008487 | 0.23385 | 12.8886 | 0.00587 | 0.0008406 | 0.0009613 | 0.22956 | 12.7269 | 0.00592 | 0.000846 | 0.0009671 | 0.2364 | 12.8644 | 0.00671 | 0.000906 | 0.00104 | 0.24212 | 14.4618 | 0.00579 | 0.0007446 | 0.0008546 | 0.23273 | 14.064 | 0.00588 | 0.0007535 | 0.0008636 | 0.23913 | 14.3348 | 0.00631 | 0.0007781 | 0.0008997 | 0.24839 | 13.4145 | 0.00697 | 0.0009084 | 0.00104 | 0.2432 | 13.5451 | 0.00675 | 0.0008924 | 0.00102 | 0.23596 | 14.2244 | 0.00674 | 0.0008274 | 0.0009425 | 0.24253 | 16.2779 | 0.00655 | 0.0007818 | 0.0008959 | 0.23678 | 15.067 | 0.00677 | 0.0008222 | 0.0009353 | 0.27632 | 17.988 | 0.00774 | 0.000899 | 0.00104 | 0.25257 | 17.346 | 0.00712 | 0.0007868 | 0.0008993 | 0.25385 | 16.728 | 0.008 | 0.0009418 | 0.00107 | 0.26445 | 18.717 | 0.00753 | 0.0008153 | 0.0009348 | 0.26318 | 18.769 | 0.00725 | 0.0007787 | 0.0008915 | 0.25858 | 19.167 | 0.00781 | 0.0008426 | 0.0009591 | 0.25527 | 18.662 | 0.00778 | 0.0008389 | 0.0009484 | 0.25205 | 18.469 | 0.0078 | 0.0008405 | 0.0009496
0.27282 | 0.17822 | 0.00219 | 0.0002917 | 0.000387 | 0.29791 | 0.17254 | 0.00504 | 0.0004882 | 0.0006963 | 0.29841 | 0.17246 | 0.0077 | 0.000646 | 0.0009312 | 0.29841 | 0.62981 | 0.00261 | 0.0003081 | 0.0003886 | 0.29978 | 0.62926 | 0.00353 | 0.000377 | 0.0004842 | 0.28506 | 1.1343 | 0.00396 | 0.0004437 | 0.0005646 | 0.27464 | 2.0542 | 0.00312 | 0.0003664 | 0.0004577 | 0.2725 | 2.0524 | 0.00342 | 0.00039 | 0.0004904 | 0.25 | 2.4996 | 0.00295 | 0.000378 | 0.000461 | 0.24995 | 2.94 | 0.00296 | 0.0003841 | 0.0004655 | 0.25 | 2.9411 | 0.00318 | 0.000402 | 0.0004902 | 0.25008 | 3.4818 | 0.00306 | 0.0004219 | 0.0005044 | 0.26472 | 3.5332 | 0.00339 | 0.000443 | 0.0005349 | 0.27779 | 3.5738 | 0.00372 | 0.0004631 | 0.0005642 | 0.2895 | 4.214 | 0.00352 | 0.0004438 | 0.000534 | 0.27511 | 4.169 | 0.00354 | 0.0004821 | 0.000573 | 0.2858 | 4.2246 | 0.00382 | 0.0005002 | 0.0005992 | 0.27284 | 4.1576 | 0.0039 | 0.0005123 | 0.0006136 | 0.271 | 5.2716 | 0.00367 | 0.0005591 | 0.0006442 | 0.25943 | 5.4121 | 0.0038 | 0.0005541 | 0.0006492 | 0.28595 | 6.2387 | 0.00361 | 0.0004755 | 0.0005657 | 0.27609 | 6.1512 | 0.00367 | 0.0004838 | 0.0005757 | 0.2815 | 6.9895 | 0.00376 | 0.0005012 | 0.0005961 | 0.28597 | 7.2742 | 0.00393 | 0.0005044 | 0.0006041 | 0.29757 | 7.4049 | 0.00427 | 0.0005244 | 0.0006334 | 0.30583 | 7.7628 | 0.00421 | 0.0005268 | 0.0006377 | 0.30029 | 7.693 | 0.00464 | 0.0005597 | 0.0006828 | 0.30028 | 8.5843 | 0.00403 | 0.0005195 | 0.000617 | 0.29576 | 8.5296 | 0.00441 | 0.0005484 | 0.0006563 | 0.29195 | 8.4827 | 0.00479 | 0.0005758 | 0.0006941 | 0.29198 | 8.7859 | 0.00469 | 0.0006004 | 0.0007182 | 0.28031 | 8.616 | 0.00478 | 0.0006114 | 0.0007315 | 0.29444 | 9.7958 | 0.00459 | 0.0005862 | 0.0006985 | 0.28879 | 9.7828 | 0.00455 | 0.0006101 | 0.0007177 | 0.28605 | 10.3173 | 0.00496 | 0.0006958 | 0.000816 | 0.27617 | 9.9839 | 0.006 | 0.0009728 | 0.00113 | 0.26592 | 9.7196 | 0.00654 | 0.00102 | 0.00119 | 0.27014 | 10.1252 | 0.00523 | 0.0007487 | 0.0008736 | 0.26183 | 9.9366 | 0.00531 | 0.0007587 | 0.0008856 | 0.26592 | 10.5035 | 0.00474 | 0.0006448 | 0.0007552 | 0.25742 | 10.3312 | 0.0051 | 0.0006741 | 0.0007939 | 0.25742 | 11.1461 | 0.00524 | 0.0007964 | 0.0009168 | 0.27808 | 11.6437 | 0.00562 | 0.0008157 | 0.0009479 | 0.27467 | 11.4352 | 0.00584 | 0.0007478 | 0.0008847 | 0.25343 | 10.4435 | 0.00552 | 0.0007588 | 0.0008854 | 0.27807 | 11.0254 | 0.00599 | 0.0007808 | 0.0009217 | 0.25667 | 11.3742 | 0.00531 | 0.0007397 | 0.0008602 | 0.26814 | 11.7177 | 0.00587 | 0.0007749 | 0.0009114 | 0.2619 | 11.5337 | 0.00594 | 0.000782 | 0.0009195 | 0.25308 | 11.7573 | 0.00544 | 0.0007207 | 0.0008399 | 0.25026 | 11.1263 | 0.00563 | 0.0007701 | 0.0008933 | 0.26067 | 11.3484 | 0.00617 | 0.0008028 | 0.0009409 | 0.26909 | 11.8337 | 0.00619 | 0.0008202 | 0.0009601 | 0.27201 | 12.8854 | 0.00565 | 0.0007498 | 0.0008737 | 0.25724 | 13.7336 | 0.00619 | 0.0008534 | 0.0009866 | 0.25251 | 13.5714 | 0.00625 | 0.0008591 | 0.0009929 | 0.2561 | 13.6278 | 0.00703 | 0.0009197 | 0.00107 | 0.2623 | 15.2948 | 0.00608 | 0.0007562 | 0.000877 | 0.25212 | 14.8758 | 0.00618 | 0.0007657 | 0.0008869 | 0.25753 | 15.1097 | 0.0066 | 0.0007895 | 0.0009218 | 0.26613 | 13.9675 | 0.00729 | 0.0009217 | 0.00107 | 0.26058 | 14.1144 | 0.00706 | 0.0009063 | 0.00104 | 0.25169 | 14.9119 | 0.00704 | 0.0008408 | 0.0009674 | 0.27284 | 17.7088 | 0.00706 | 0.0008037 | 0.0009352 | 0.26638 | 16.3729 | 0.00732 | 0.000848 | 0.0009803 | 0.30395 | 19.1688 | 0.0082 | 0.0009171 | 0.00108 | 0.27782 | 18.514 | 0.0076 | 0.0008082 | 0.0009366 | 0.27923 | 18.155 | 0.00849 | 0.0009643 | 0.00111 | 0.28849 | 19.978 | 0.00797 | 0.0008343 | 0.0009691 | 0.28711 | 19.908 | 0.0077 | 0.000798 | 0.0009254 | 0.28013 | 20.381 | 0.00825 | 0.000862 | 0.0009938 | 0.27654 | 19.942 | 0.00822 | 0.0008596 | 0.0009849 | 0.27305 | 19.728 | 0.00826 | 0.0008616 | 0.0009865
0.29762 | 0.17251 | 0.00243 | 0.0003081 | 0.000416 | 0.32274 | 0.16723 | 0.00555 | 0.0005126 | 0.0007418 | 0.33156 | 0.16544 | 0.00872 | 0.0006915 | 0.00101 | 0.33156 | 0.61543 | 0.00289 | 0.0003183 | 0.0004079 | 0.32476 | 0.6185 | 0.00381 | 0.0003856 | 0.0005013 | 0.3207 | 1.1381 | 0.00434 | 0.0004547 | 0.0005848 | 0.29961 | 2.0758 | 0.00333 | 0.0003723 | 0.0004695 | 0.29521 | 2.073 | 0.00363 | 0.0003957 | 0.0005018 | 0.27083 | 2.54 | 0.00312 | 0.0003829 | 0.000471 | 0.2678 | 2.9873 | 0.0031 | 0.0003882 | 0.000474 | 0.26667 | 2.9845 | 0.00333 | 0.0004059 | 0.0004984 | 0.28134 | 3.5833 | 0.00331 | 0.000429 | 0.0005181 | 0.29413 | 3.618 | 0.00363 | 0.0004495 | 0.0005476 | 0.30557 | 3.6447 | 0.00396 | 0.0004692 | 0.0005761 | 0.31582 | 4.2878 | 0.00372 | 0.0004487 | 0.000544 | 0.30012 | 4.2925 | 0.00375 | 0.0004877 | 0.0005843 | 0.30961 | 4.3361 | 0.00403 | 0.0005054 | 0.0006099 | 0.29558 | 4.2721 | 0.0041 | 0.0005176 | 0.0006246 | 0.29185 | 5.4227 | 0.00383 | 0.0005631 | 0.0006528 | 0.29649 | 5.728 | 0.00411 | 0.000563 | 0.0006666 | 0.32169 | 6.5248 | 0.00388 | 0.0004828 | 0.0005799 | 0.3106 | 6.4412 | 0.00394 | 0.0004914 | 0.0005903 | 0.31277 | 7.3229 | 0.004 | 0.0005079 | 0.0006094 | 0.31456 | 7.5826 | 0.00417 | 0.0005108 | 0.0006169 | 0.32462 | 7.6837 | 0.0045 | 0.0005303 | 0.0006454 | 0.33363 | 8.0973 | 0.00442 | 0.0005327 | 0.0006499 | 0.32531 | 8.0027 | 0.00486 | 0.0005654 | 0.0006947 | 0.3253 | 8.8762 | 0.00422 | 0.0005247 | 0.0006277 | 0.31851 | 8.8008 | 0.00461 | 0.0005535 | 0.0006668 | 0.31281 | 8.736 | 0.00499 | 0.0005808 | 0.0007044 | 0.31284 | 9.0745 | 0.00489 | 0.0006055 | 0.0007291 | 0.30033 | 8.9043 | 0.00498 | 0.0006168 | 0.0007427 | 0.31407 | 10.0682 | 0.00477 | 0.0005906 | 0.0007077 | 0.30804 | 10.0418 | 0.00472 | 0.0006146 | 0.0007271 | 0.30392 | 10.6507 | 0.00512 | 0.0007002 | 0.0008255 | 0.29343 | 10.4052 | 0.00617 | 0.000978 | 0.00114 | 0.28157 | 10.1229 | 0.00671 | 0.00103 | 0.00121 | 0.28603 | 10.4712 | 0.0054 | 0.0007537 | 0.0008844 | 0.27723 | 10.2864 | 0.00548 | 0.0007639 | 0.0008967 | 0.28156 | 10.8149 | 0.0049 | 0.0006498 | 0.0007656 | 0.28602 | 10.905 | 0.00543 | 0.0006845 | 0.0008142 | 0.28602 | 11.8281 | 0.00554 | 0.0008058 | 0.0009359 | 0.31284 | 12.4145 | 0.00598 | 0.000826 | 0.000969 | 0.30519 | 12.0656 | 0.00621 | 0.0007591 | 0.000907 | 0.28511 | 11.1795 | 0.00592 | 0.0007733 | 0.000913 | 0.30896 | 11.705 | 0.00637 | 0.0007932 | 0.000946 | 0.28876 | 12.3094 | 0.00567 | 0.0007526 | 0.0008855 | 0.29793 | 12.5657 | 0.00623 | 0.0007865 | 0.0009347 | 0.291 | 12.3713 | 0.0063 | 0.0007939 | 0.0009434 | 0.2812 | 12.4111 | 0.00579 | 0.0007336 | 0.0008643 | 0.27807 | 11.7087 | 0.00601 | 0.0007846 | 0.0009204 | 0.28673 | 11.8837 | 0.00654 | 0.000816 | 0.0009662 | 0.296 | 12.5586 | 0.00655 | 0.0008329 | 0.0009851 | 0.29922 | 13.5596 | 0.00597 | 0.0007611 | 0.0008957 | 0.28062 | 14.5234 | 0.0065 | 0.0008643 | 0.00101 | 0.27547 | 14.3507 | 0.00655 | 0.0008703 | 0.00102 | 0.2758 | 14.3555 | 0.00734 | 0.0009316 | 0.00109 | 0.28247 | 16.0922 | 0.00635 | 0.0007663 | 0.000897 | 0.27152 | 15.6621 | 0.00646 | 0.0007763 | 0.0009078 | 0.27592 | 15.8485 | 0.00688 | 0.0007995 | 0.0009416 | 0.28387 | 14.4944 | 0.00759 | 0.0009337 | 0.00109 | 0.27795 | 14.6679 | 0.00736 | 0.0009189 | 0.00107 | 0.28315 | 16.2587 | 0.00759 | 0.0008652 | 0.00101 | 0.30316 | 19.063 | 0.00753 | 0.0008217 | 0.0009688 | 0.29597 | 17.6226 | 0.00782 | 0.0008692 | 0.00102 | 0.33159 | 20.2996 | 0.00864 | 0.0009326 | 0.00111 | 0.30308 | 19.664 | 0.00806 | 0.0008265 | 0.0009696 | 0.30462 | 19.523 | 0.00895 | 0.000983 | 0.00115 | 0.31253 | 21.199 | 0.00839 | 0.0008506 | 0.0009996 | 0.31103 | 21.017 | 0.00812 | 0.0008147 | 0.0009557 | 0.30167 | 21.564 | 0.00866 | 0.0008789 | 0.00102 | 0.29782 | 21.202 | 0.00864 | 0.0008775 | 0.00102 | 0.29405 | 20.977 | 0.00868 | 0.0008798 | 0.00102
0.32242 | 0.1673 | 0.00268 | 0.0003246 | 0.0004455 | 0.34757 | 0.16232 | 0.00607 | 0.0005374 | 0.0007881 | 0.36472 | 0.15912 | 0.00979 | 0.0007374 | 0.00109 | 0.36472 | 0.60067 | 0.00317 | 0.0003284 | 0.0004271 | 0.34974 | 0.60735 | 0.00409 | 0.0003942 | 0.0005183 | 0.35633 | 1.1359 | 0.00472 | 0.000465 | 0.0006041 | 0.32458 | 2.0925 | 0.00353 | 0.000378 | 0.0004806 | 0.31792 | 2.0887 | 0.00384 | 0.0004011 | 0.0005126 | 0.29167 | 2.5735 | 0.00329 | 0.0003876 | 0.0004804 | 0.28565 | 3.0287 | 0.00325 | 0.000392 | 0.0004819 | 0.3 | 3.0574 | 0.00361 | 0.0004141 | 0.0005137 | 0.3126 | 3.6601 | 0.00355 | 0.0004354 | 0.0005305 | 0.32355 | 3.6819 | 0.00387 | 0.0004554 | 0.0005593 | 0.33335 | 3.7007 | 0.00419 | 0.0004747 | 0.0005872 | 0.34214 | 4.3447 | 0.00392 | 0.0004533 | 0.0005534 | 0.32513 | 4.4011 | 0.00395 | 0.0004927 | 0.0005947 | 0.33343 | 4.4339 | 0.00422 | 0.0005101 | 0.0006198 | 0.31831 | 4.3728 | 0.0043 | 0.0005225 | 0.0006348 | 0.33354 | 5.6735 | 0.00414 | 0.000571 | 0.0006683 | 0.33356 | 5.9886 | 0.00441 | 0.0005706 | 0.0006816 | 0.35744 | 6.7686 | 0.00414 | 0.0004893 | 0.0005925 | 0.34511 | 6.6899 | 0.0042 | 0.0004979 | 0.0006032 | 0.34405 | 7.6141 | 0.00423 | 0.0005137 | 0.0006213 | 0.34316 | 7.8557 | 0.00439 | 0.0005165 | 0.0006284 | 0.35167 | 7.9321 | 0.00472 | 0.0005356 | 0.0006563 | 0.36143 | 8.3964 | 0.00463 | 0.0005379 | 0.0006608 | 0.35033 | 8.282 | 0.00508 | 0.0005706 | 0.0007056 | 0.35032 | 9.1437 | 0.00442 | 0.0005294 | 0.0006374 | 0.34126 | 9.0504 | 0.0048 | 0.0005581 | 0.0006765 | 0.33366 | 8.9709 | 0.00518 | 0.0005853 | 0.0007139 | 0.33369 | 9.3436 | 0.00507 | 0.0006103 | 0.0007391 | 0.32035 | 9.1742 | 0.00517 | 0.0006217 | 0.0007531 | 0.3337 | 10.3242 | 0.00494 | 0.0005945 | 0.0007162 | 0.32729 | 10.2843 | 0.00489 | 0.0006187 | 0.0007358 | 0.3218 | 10.9546 | 0.00528 | 0.0007042 | 0.0008343 | 0.31069 | 10.7981 | 0.00633 | 0.0009827 | 0.00115 | 0.31285 | 10.8496 | 0.00704 | 0.00104 | 0.00123 | 0.31781 | 11.1172 | 0.00572 | 0.0007632 | 0.0009036 | 0.30803 | 10.932 | 0.00581 | 0.0007737 | 0.0009165 | 0.31285 | 11.3899 | 0.00521 | 0.0006594 | 0.0007843 | 0.32177 | 11.5383 | 0.00581 | 0.0006959 | 0.0008362 | 0.32178 | 12.5994 | 0.00589 | 0.0008158 | 0.0009564 | 0.3476 | 13.0987 | 0.00632 | 0.0008347 | 0.0009871 | 0.33571 | 12.6491 | 0.00656 | 0.000769 | 0.0009266 | 0.31678 | 11.8696 | 0.00629 | 0.0007854 | 0.0009368 | 0.33986 | 12.3379 | 0.00673 | 0.0008039 | 0.0009674 | 0.32084 | 13.1588 | 0.00601 | 0.0007632 | 0.000907 | 0.32773 | 13.3372 | 0.00656 | 0.0007963 | 0.0009548 | 0.3201 | 13.1424 | 0.00664 | 0.000804 | 0.000964 | 0.30932 | 13.0088 | 0.00613 | 0.0007447 | 0.0008859 | 0.30588 | 12.2453 | 0.00637 | 0.0007971 | 0.0009444 | 0.3128 | 12.3725 | 0.0069 | 0.0008277 | 0.0009889 | 0.32291 | 13.2271 | 0.00688 | 0.0008438 | 0.00101 | 0.32642 | 14.1775 | 0.00628 | 0.0007709 | 0.0009152 | 0.30401 | 15.2571 | 0.00679 | 0.0008738 | 0.00103 | 0.29843 | 15.0841 | 0.00685 | 0.00088 | 0.00104 | 0.2955 | 15.0369 | 0.00763 | 0.000942 | 0.00111 | 0.30265 | 16.8532 | 0.00661 | 0.0007753 | 0.0009151 | 0.29091 | 16.4222 | 0.00673 | 0.0007857 | 0.0009266 | 0.29432 | 16.5506 | 0.00715 | 0.0008084 | 0.0009597 | 0.31936 | 15.4773 | 0.00816 | 0.0009562 | 0.00113 | 0.31269 | 15.6951 | 0.00793 | 0.0009422 | 0.00111 | 0.31461 | 17.5477 | 0.0081 | 0.0008852 | 0.00105 | 0.33347 | 20.3471 | 0.00797 | 0.0008369 | 0.0009978 | 0.32557 | 18.8229 | 0.0083 | 0.000887 | 0.00105 | 0.35922 | 21.3679 | 0.00906 | 0.0009461 | 0.00113 | 0.32834 | 20.772 | 0.00848 | 0.0008424 | 0.000999 | 0.33 | 20.84 | 0.00938 | 0.000999 | 0.00118 | 0.33658 | 22.368 | 0.00879 | 0.0008649 | 0.00103 | 0.33496 | 22.085 | 0.00852 | 0.0008294 | 0.0009829 | 0.34477 | 23.835 | 0.00942 | 0.0009098 | 0.00108 | 0.34036 | 23.637 | 0.00941 | 0.00091 | 0.00107 | 0.33606 | 23.401 | 0.00946 | 0.0009129 | 0.00108
0.34722 | 0.16239 | 0.00293 | 0.0003413 | 0.0004757 | 0.39722 | 0.15349 | 0.00716 | 0.0005971 | 0.0008834 | 0.39788 | 0.15341 | 0.0109 | 0.000784 | 0.00117 | 0.39788 | 0.58582 | 0.00346 | 0.0003385 | 0.0004464 | 0.37472 | 0.5962 | 0.00438 | 0.0004027 | 0.0005353 | 0.39196 | 1.1288 | 0.00511 | 0.0004749 | 0.0006225 | 0.34955 | 2.1032 | 0.00374 | 0.0003833 | 0.0004913 | 0.34063 | 2.1004 | 0.00405 | 0.0004062 | 0.000523 | 0.3125 | 2.601 | 0.00345 | 0.0003919 | 0.0004893 | 0.32136 | 3.0956 | 0.00353 | 0.0004001 | 0.0004968 | 0.33333 | 3.1145 | 0.0039 | 0.0004216 | 0.0005277 | 0.34386 | 3.7181 | 0.00378 | 0.0004412 | 0.0005419 | 0.35296 | 3.732 | 0.0041 | 0.0004609 | 0.0005702 | 0.36113 | 3.7429 | 0.00443 | 0.0004799 | 0.0005976 | 0.36846 | 4.3877 | 0.00412 | 0.0004575 | 0.0005621 | 0.35014 | 4.4959 | 0.00414 | 0.0004973 | 0.0006043 | 0.38106 | 4.5978 | 0.00461 | 0.00052 | 0.0006378 | 0.36379 | 4.5427 | 0.00469 | 0.0005325 | 0.0006533 | 0.37523 | 5.8719 | 0.00444 | 0.0005777 | 0.0006819 | 0.37062 | 6.2049 | 0.00469 | 0.0005772 | 0.0006949 | 0.39318 | 6.9769 | 0.0044 | 0.000495 | 0.0006039 | 0.37962 | 6.9021 | 0.00446 | 0.0005038 | 0.0006148 | 0.37533 | 7.8668 | 0.00446 | 0.0005189 | 0.000632 | 0.37176 | 8.0982 | 0.00461 | 0.0005216 | 0.0006389 | 0.37873 | 8.1539 | 0.00494 | 0.0005404 | 0.0006663 | 0.38923 | 8.662 | 0.00484 | 0.0005426 | 0.0006708 | 0.37536 | 8.5346 | 0.00528 | 0.0005752 | 0.0007155 | 0.37535 | 9.3878 | 0.0046 | 0.0005337 | 0.0006464 | 0.36401 | 9.2806 | 0.00499 | 0.0005623 | 0.0006854 | 0.35451 | 9.1882 | 0.00537 | 0.0005894 | 0.0007228 | 0.35455 | 9.5952 | 0.00526 | 0.0006146 | 0.0007484 | 0.34037 | 9.4267 | 0.00535 | 0.0006261 | 0.0007626 | 0.35333 | 10.5597 | 0.0051 | 0.0005982 | 0.0007242 | 0.34655 | 10.5094 | 0.00506 | 0.0006225 | 0.000744 | 0.35756 | 11.5241 | 0.00559 | 0.0007119 | 0.0008501 | 0.34521 | 11.5059 | 0.00664 | 0.0009912 | 0.00117 | 0.35196 | 11.6357 | 0.00742 | 0.00105 | 0.00125 | 0.35754 | 11.8527 | 0.0061 | 0.0007734 | 0.0009243 | 0.34654 | 11.6571 | 0.00619 | 0.0007842 | 0.0009378 | 0.35195 | 12.0344 | 0.00558 | 0.00067 | 0.0008047 | 0.35753 | 12.1144 | 0.00618 | 0.0007057 | 0.0008553 | 0.35753 | 13.284 | 0.00623 | 0.0008243 | 0.000974 | 0.38236 | 13.7154 | 0.00664 | 0.0008422 | 0.001 | 0.36622 | 13.1849 | 0.0069 | 0.0007776 | 0.0009441 | 0.34846 | 12.5028 | 0.00665 | 0.0007958 | 0.0009576 | 0.37075 | 12.9232 | 0.00707 | 0.0008131 | 0.0009863 | 0.35293 | 13.9314 | 0.00633 | 0.0007722 | 0.0009257 | 0.35752 | 14.0413 | 0.00688 | 0.0008047 | 0.0009725 | 0.3492 | 13.8462 | 0.00696 | 0.0008126 | 0.0009821 | 0.33744 | 13.5698 | 0.00646 | 0.0007544 | 0.0009051 | 0.33369 | 12.7352 | 0.00672 | 0.0008081 | 0.000966 | 0.33887 | 12.8341 | 0.00724 | 0.0008381 | 0.00101 | 0.34982 | 13.8485 | 0.0072 | 0.0008534 | 0.00103 | 0.35362 | 14.7582 | 0.00658 | 0.0007796 | 0.0009328 | 0.32739 | 15.9341 | 0.00706 | 0.0008821 | 0.00105 | 0.32138 | 15.7706 | 0.00713 | 0.0008885 | 0.00105 | 0.3152 | 15.7012 | 0.00791 | 0.0009514 | 0.00113 | 0.32283 | 17.5873 | 0.00686 | 0.0007833 | 0.0009315 | 0.31031 | 17.1454 | 0.00698 | 0.0007941 | 0.0009437 | 0.33111 | 17.8825 | 0.00765 | 0.0008251 | 0.0009913 | 0.35484 | 16.3799 | 0.0087 | 0.0009752 | 0.00117 | 0.34743 | 16.6428 | 0.00846 | 0.0009618 | 0.00114 | 0.34608 | 18.7661 | 0.00858 | 0.000902 | 0.00108 | 0.36379 | 21.5391 | 0.00838 | 0.0008499 | 0.00102 | 0.35517 | 19.9716 | 0.00874 | 0.0009022 | 0.00108 | 0.38685 | 22.3925 | 0.00945 | 0.000958 | 0.00116 | 0.35359 | 21.8483 | 0.00889 | 0.0008563 | 0.00103 | 0.35539 | 22.0954 | 0.00978 | 0.00101 | 0.00121 | 0.38466 | 24.5851 | 0.00953 | 0.0008915 | 0.00107 | 0.38281 | 24.12 | 0.00927 | 0.0008573 | 0.00103 | 0.38787 | 25.959 | 0.01012 | 0.0009344 | 0.00112 | 0.38291 | 25.937 | 0.01011 | 0.0009355 | 0.00112 | 0.37807 | 25.689 | 0.01016 | 0.0009389 | 0.00112
0.37202 | 0.15778 | 0.00319 | 0.0003582 | 0.0005064 | 0.44687 | 0.14578 | 0.00831 | 0.0006575 | 0.0009822 | 0.43103 | 0.1481 | 0.01205 | 0.0008312 | 0.00125 | 0.43103 | 0.57128 | 0.00376 | 0.0003486 | 0.0004658 | 0.3997 | 0.58506 | 0.00467 | 0.0004112 | 0.0005523 | 0.42759 | 1.1177 | 0.0055 | 0.0004845 | 0.0006404 | 0.37451 | 2.1109 | 0.00395 | 0.0003884 | 0.0005015 | 0.36334 | 2.1081 | 0.00426 | 0.0004111 | 0.0005329 | 0.33333 | 2.6226 | 0.00362 | 0.000396 | 0.0004979 | 0.35707 | 3.1468 | 0.00381 | 0.0004074 | 0.0005105 | 0.36667 | 3.1577 | 0.00417 | 0.0004284 | 0.0005407 | 0.37512 | 3.7602 | 0.00402 | 0.0004465 | 0.0005526 | 0.38238 | 3.7692 | 0.00434 | 0.000466 | 0.0005804 | 0.38891 | 3.7761 | 0.00466 | 0.0004847 | 0.0006074 | 0.4211 | 4.4422 | 0.00452 | 0.000467 | 0.0005784 | 0.40016 | 4.6519 | 0.00452 | 0.000507 | 0.0006219 | 0.42869 | 4.7251 | 0.00498 | 0.0005287 | 0.0006539 | 0.40926 | 4.6769 | 0.00507 | 0.0005414 | 0.0006697 | 0.41693 | 6.0287 | 0.00473 | 0.0005838 | 0.000694 | 0.40768 | 6.3846 | 0.00497 | 0.0005831 | 0.0007069 | 0.42892 | 7.1536 | 0.00464 | 0.0005002 | 0.0006143 | 0.41414 | 7.0837 | 0.00471 | 0.0005091 | 0.0006254 | 0.40661 | 8.089 | 0.00467 | 0.0005236 | 0.0006417 | 0.40035 | 8.3142 | 0.00482 | 0.0005262 | 0.0006485 | 0.40578 | 8.3521 | 0.00515 | 0.0005448 | 0.0006755 | 0.41704 | 8.9 | 0.00503 | 0.0005469 | 0.00068 | 0.40038 | 8.7617 | 0.00549 | 0.0005795 | 0.0007247 | 0.40037 | 9.6123 | 0.00479 | 0.0005377 | 0.0006548 | 0.38676 | 9.4941 | 0.00517 | 0.0005662 | 0.0006938 | 0.37537 | 9.3898 | 0.00556 | 0.0005933 | 0.0007311 | 0.37541 | 9.8312 | 0.00544 | 0.0006186 | 0.000757 | 0.3604 | 9.6636 | 0.00554 | 0.0006303 | 0.0007716 | 0.39259 | 10.9819 | 0.00543 | 0.0006057 | 0.0007387 | 0.38505 | 10.9208 | 0.00539 | 0.0006302 | 0.000759 | 0.40225 | 12.1333 | 0.00596 | 0.0007204 | 0.0008673 | 0.38837 | 12.2532 | 0.007 | 0.001 | 0.00119 | 0.39106 | 12.2943 | 0.00778 | 0.00106 | 0.00127 | 0.39727 | 12.5008 | 0.00645 | 0.000782 | 0.000942 | 0.38504 | 12.3049 | 0.00655 | 0.0007931 | 0.0009561 | 0.39106 | 12.6116 | 0.00593 | 0.0006791 | 0.0008225 | 0.39328 | 12.6427 | 0.00653 | 0.0007142 | 0.0008723 | 0.39328 | 13.901 | 0.00654 | 0.0008316 | 0.0009895 | 0.41712 | 14.2839 | 0.00695 | 0.0008488 | 0.00102 | 0.39674 | 13.6726 | 0.00722 | 0.0007853 | 0.0009598 | 0.38014 | 13.0984 | 0.00699 | 0.0008049 | 0.0009761 | 0.40165 | 13.4804 | 0.0074 | 0.0008213 | 0.001 | 0.38501 | 14.6364 | 0.00663 | 0.00078 | 0.0009421 | 0.38732 | 14.6875 | 0.00718 | 0.000812 | 0.0009882 | 0.3783 | 14.4921 | 0.00726 | 0.0008201 | 0.0009982 | 0.36555 | 14.0832 | 0.00677 | 0.0007631 | 0.0009225 | 0.36149 | 13.2078 | 0.00705 | 0.000818 | 0.0009855 | 0.36493 | 13.2679 | 0.00757 | 0.0008474 | 0.00103 | 0.37672 | 14.4321 | 0.0075 | 0.0008618 | 0.00104 | 0.38082 | 15.3113 | 0.00687 | 0.0007874 | 0.0009487 | 0.35078 | 16.5836 | 0.00733 | 0.0008896 | 0.00106 | 0.34434 | 16.4098 | 0.00739 | 0.0008961 | 0.00107 | 0.3546 | 16.9171 | 0.00844 | 0.0009687 | 0.00116 | 0.36318 | 18.9527 | 0.00733 | 0.0007983 | 0.0009603 | 0.34909 | 18.4894 | 0.00747 | 0.0008098 | 0.0009737 | 0.3679 | 19.1027 | 0.00812 | 0.0008389 | 0.00102 | 0.39033 | 17.2198 | 0.00922 | 0.0009915 | 0.0012 | 0.38218 | 17.5186 | 0.00897 | 0.0009787 | 0.00118 | 0.37754 | 19.9317 | 0.00902 | 0.0009163 | 0.00111 | 0.39411 | 22.6673 | 0.00877 | 0.0008611 | 0.00105 | 0.38477 | 21.0669 | 0.00917 | 0.0009154 | 0.00111 | 0.44212 | 24.296 | 0.0102 | 0.0009806 | 0.0012 | 0.40411 | 23.887 | 0.00965 | 0.0008827 | 0.00107 | 0.40616 | 24.4326 | 0.01053 | 0.00104 | 0.00126 | 0.43274 | 26.6316 | 0.01021 | 0.0009129 | 0.00111 | 0.43066 | 26.0345 | 0.00997 | 0.0008799 | 0.00107 | 0.43096 | 27.932 | 0.01077 | 0.0009547 | 0.00116 | 0.42545 | 28.085 | 0.01075 | 0.0009563 | 0.00116 | 0.42008 | 27.827 | 0.01081 | 0.00096 | 0.00116
0.39683 | 0.15357 | 0.00347 | 0.0003753 | 0.0005378 | 0.49652 | 0.13886 | 0.00952 | 0.0007187 | 0.00108 | 0.46419 | 0.14328 | 0.01324 | 0.0008791 | 0.00134 | 0.46419 | 0.55714 | 0.00407 | 0.0003587 | 0.0004854 | 0.42468 | 0.57403 | 0.00497 | 0.0004197 | 0.0005694 | 0.46323 | 1.1055 | 0.00589 | 0.0004938 | 0.0006578 | 0.39948 | 2.1156 | 0.00415 | 0.0003933 | 0.0005114 | 0.40876 | 2.1176 | 0.00467 | 0.0004223 | 0.0005519 | 0.375 | 2.654 | 0.00395 | 0.0004049 | 0.0005139 | 0.39277 | 3.1851 | 0.00408 | 0.0004142 | 0.0005233 | 0.4 | 3.1921 | 0.00445 | 0.0004348 | 0.0005529 | 0.40638 | 3.7925 | 0.00425 | 0.0004516 | 0.0005626 | 0.41179 | 3.7975 | 0.00457 | 0.0004708 | 0.00059 | 0.44447 | 3.8199 | 0.00512 | 0.0004957 | 0.0006257 | 0.47373 | 4.4689 | 0.00491 | 0.0004757 | 0.0005933 | 0.45018 | 4.7733 | 0.00489 | 0.0005155 | 0.0006377 | 0.47633 | 4.8257 | 0.00535 | 0.0005365 | 0.0006685 | 0.45473 | 4.7835 | 0.00544 | 0.0005493 | 0.0006846 | 0.45862 | 6.1539 | 0.00502 | 0.0005892 | 0.0007051 | 0.44474 | 6.5336 | 0.00524 | 0.0005884 | 0.0007179 | 0.46467 | 7.3056 | 0.00488 | 0.000505 | 0.0006239 | 0.44865 | 7.2406 | 0.00495 | 0.0005139 | 0.0006352 | 0.43788 | 8.2835 | 0.00489 | 0.0005279 | 0.0006507 | 0.42895 | 8.5066 | 0.00503 | 0.0005305 | 0.0006574 | 0.43283 | 8.5306 | 0.00536 | 0.0005489 | 0.0006841 | 0.44484 | 9.1123 | 0.00523 | 0.0005509 | 0.0006884 | 0.4254 | 8.9671 | 0.00568 | 0.0005834 | 0.0007333 | 0.42539 | 9.8201 | 0.00497 | 0.0005413 | 0.0006627 | 0.40951 | 9.691 | 0.00536 | 0.0005698 | 0.0007016 | 0.41708 | 9.7549 | 0.00593 | 0.0006013 | 0.0007463 | 0.41712 | 10.2603 | 0.00578 | 0.0006267 | 0.0007727 | 0.40044 | 10.0934 | 0.00589 | 0.0006386 | 0.0007878 | 0.44166 | 11.4438 | 0.00581 | 0.0006143 | 0.0007547 | 0.43318 | 11.3719 | 0.00578 | 0.000639 | 0.0007755 | 0.44695 | 12.6543 | 0.00631 | 0.0007278 | 0.0008822 | 0.43152 | 12.8828 | 0.00734 | 0.00101 | 0.0012 | 0.43017 | 12.8647 | 0.00813 | 0.00106 | 0.00128 | 0.43699 | 13.0907 | 0.00679 | 0.0007895 | 0.0009576 | 0.42355 | 12.8945 | 0.0069 | 0.0008008 | 0.0009721 | 0.43016 | 13.1308 | 0.00627 | 0.0006871 | 0.0008383 | 0.42903 | 13.1127 | 0.00687 | 0.0007218 | 0.0008874 | 0.42904 | 14.4598 | 0.00685 | 0.000838 | 0.001 | 0.45188 | 14.794 | 0.00725 | 0.0008546 | 0.00103 | 0.42726 | 14.1318 | 0.00753 | 0.0007921 | 0.0009741 | 0.41182 | 13.656 | 0.00731 | 0.0008128 | 0.0009927 | 0.43255 | 13.9992 | 0.00771 | 0.0008286 | 0.00102 | 0.41709 | 15.2735 | 0.00692 | 0.0007868 | 0.0009567 | 0.41711 | 15.2754 | 0.00747 | 0.0008186 | 0.001 | 0.4074 | 15.0897 | 0.00756 | 0.0008268 | 0.00101 | 0.39367 | 14.5787 | 0.00707 | 0.0007709 | 0.0009383 | 0.3893 | 13.6625 | 0.00737 | 0.0008268 | 0.001 | 0.391 | 13.6836 | 0.0079 | 0.0008559 | 0.00105 | 0.40363 | 14.9775 | 0.0078 | 0.0008694 | 0.00106 | 0.40802 | 15.8263 | 0.00715 | 0.0007944 | 0.0009632 | 0.37416 | 17.1853 | 0.00758 | 0.0008962 | 0.00108 | 0.36729 | 17.0112 | 0.00765 | 0.0009029 | 0.00108 | 0.394 | 18.0406 | 0.00894 | 0.0009831 | 0.00119 | 0.40353 | 20.1958 | 0.00778 | 0.0008108 | 0.0009849 | 0.38788 | 19.7212 | 0.00792 | 0.0008229 | 0.0009992 | 0.40469 | 20.229 | 0.00856 | 0.0008507 | 0.00104 | 0.42581 | 18.0154 | 0.00971 | 0.00101 | 0.00123 | 0.41692 | 18.3506 | 0.00945 | 0.0009934 | 0.00121 | 0.409 | 21.033 | 0.00945 | 0.0009286 | 0.00113 | 0.42442 | 23.7306 | 0.00915 | 0.000871 | 0.00107 | 0.41436 | 22.1077 | 0.00957 | 0.0009269 | 0.00113 | 0.49738 | 26.0541 | 0.01089 | 0.0009992 | 0.00123 | 0.45462 | 25.7829 | 0.01035 | 0.0009041 | 0.00111 | 0.45693 | 26.5373 | 0.01121 | 0.00106 | 0.00129 | 0.48082 | 28.5023 | 0.01084 | 0.0009305 | 0.00115 | 0.47851 | 27.8135 | 0.01061 | 0.0008987 | 0.0011 | 0.47406 | 29.758 | 0.01137 | 0.0009717 | 0.00119 | 0.468 | 30.087 | 0.01135 | 0.0009736 | 0.00119 | 0.46209 | 29.818 | 0.01142 | 0.0009775 | 0.0012
0.44643 | 0.14575 | 0.00403 | 0.0004137 | 0.0006023 | 0.54618 | 0.13285 | 0.01079 | 0.0007808 | 0.00119 | 0.49735 | 0.13877 | 0.01447 | 0.0009277 | 0.00142 | 0.49735 | 0.54351 | 0.00438 | 0.000369 | 0.0005052 | 0.44966 | 0.56329 | 0.00528 | 0.0004282 | 0.0005867 | 0.49886 | 1.0915 | 0.00629 | 0.000503 | 0.000675 | 0.44942 | 2.1182 | 0.00456 | 0.0004046 | 0.0005302 | 0.45417 | 2.1183 | 0.00508 | 0.0004329 | 0.0005698 | 0.41667 | 2.6714 | 0.00428 | 0.0004132 | 0.0005289 | 0.42848 | 3.2145 | 0.00436 | 0.0004205 | 0.0005353 | 0.43333 | 3.2175 | 0.00472 | 0.0004409 | 0.0005644 | 0.43764 | 3.8158 | 0.00447 | 0.0004563 | 0.0005721 | 0.47062 | 3.8323 | 0.00502 | 0.0004818 | 0.0006081 | 0.50003 | 3.8429 | 0.00557 | 0.000506 | 0.0006425 | 0.52637 | 4.4778 | 0.0053 | 0.0004839 | 0.0006073 | 0.5002 | 4.868 | 0.00525 | 0.0005233 | 0.000652 | 0.52396 | 4.9046 | 0.00571 | 0.0005438 | 0.000682 | 0.5002 | 4.8682 | 0.0058 | 0.0005567 | 0.0006983 | 0.50031 | 6.2544 | 0.0053 | 0.0005942 | 0.0007153 | 0.4818 | 6.6579 | 0.0055 | 0.0005933 | 0.000728 | 0.50041 | 7.4358 | 0.00512 | 0.0005094 | 0.0006328 | 0.48316 | 7.3758 | 0.00519 | 0.0005184 | 0.0006442 | 0.46916 | 8.4543 | 0.0051 | 0.0005318 | 0.000659 | 0.45755 | 8.6782 | 0.00523 | 0.0005344 | 0.0006657 | 0.45988 | 8.6914 | 0.00556 | 0.0005527 | 0.0006921 | 0.47264 | 9.3019 | 0.00542 | 0.0005545 | 0.0006964 | 0.45043 | 9.1527 | 0.00587 | 0.000587 | 0.0007412 | 0.45042 | 10.0112 | 0.00514 | 0.0005447 | 0.00067 | 0.45501 | 10.0456 | 0.00571 | 0.0005775 | 0.0007159 | 0.46921 | 10.1518 | 0.00636 | 0.0006108 | 0.0007631 | 0.46926 | 10.7332 | 0.0062 | 0.000636 | 0.00079 | 0.4505 | 10.566 | 0.00631 | 0.0006481 | 0.0008056 | 0.49073 | 11.8471 | 0.00619 | 0.0006219 | 0.0007688 | 0.48132 | 11.7646 | 0.00615 | 0.0006468 | 0.0007902 | 0.49164 | 13.1168 | 0.00665 | 0.0007342 | 0.0008954 | 0.47467 | 13.4239 | 0.00767 | 0.00101 | 0.00122 | 0.46928 | 13.3565 | 0.00846 | 0.00107 | 0.0013 | 0.47672 | 13.6221 | 0.00712 | 0.000796 | 0.0009714 | 0.46205 | 13.4257 | 0.00723 | 0.0008075 | 0.0009863 | 0.46927 | 13.6115 | 0.00659 | 0.0006941 | 0.0008524 | 0.46478 | 13.554 | 0.00719 | 0.0007285 | 0.0009012 | 0.46479 | 14.9701 | 0.00715 | 0.0008437 | 0.00102 | 0.48664 | 15.2653 | 0.00754 | 0.0008598 | 0.00104 | 0.45778 | 14.5723 | 0.00784 | 0.0007984 | 0.0009872 | 0.4435 | 14.175 | 0.00762 | 0.0008199 | 0.00101 | 0.46344 | 14.4893 | 0.00802 | 0.0008351 | 0.00103 | 0.44918 | 15.8622 | 0.0072 | 0.0007929 | 0.0009698 | 0.4469 | 15.8247 | 0.00775 | 0.0008244 | 0.00102 | 0.4365 | 15.6388 | 0.00784 | 0.0008327 | 0.00103 | 0.42179 | 15.0458 | 0.00737 | 0.0007779 | 0.0009528 | 0.41711 | 14.0889 | 0.00768 | 0.0008349 | 0.00102 | 0.41707 | 14.0908 | 0.00821 | 0.0008636 | 0.00106 | 0.43054 | 15.4946 | 0.00808 | 0.0008762 | 0.00108 | 0.43522 | 16.323 | 0.00742 | 0.0008007 | 0.0009766 | 0.42093 | 18.3039 | 0.00807 | 0.000909 | 0.0011 | 0.4132 | 18.1293 | 0.00815 | 0.0009159 | 0.00111 | 0.4334 | 19.0797 | 0.0094 | 0.0009953 | 0.00122 | 0.44388 | 21.3345 | 0.0082 | 0.0008215 | 0.00101 | 0.42667 | 20.859 | 0.00835 | 0.000834 | 0.00102 | 0.44148 | 21.2702 | 0.00898 | 0.0008608 | 0.00106 | 0.46129 | 18.7555 | 0.01018 | 0.00102 | 0.00125 | 0.45166 | 19.1176 | 0.00991 | 0.00101 | 0.00123 | 0.44046 | 22.0791 | 0.00985 | 0.0009394 | 0.00116 | 0.48505 | 25.6589 | 0.00985 | 0.0008904 | 0.0011 | 0.47356 | 24.0616 | 0.01032 | 0.0009492 | 0.00117 | 0.55264 | 27.6828 | 0.01154 | 0.00101 | 0.00126 | 0.50513 | 27.5415 | 0.011 | 0.0009219 | 0.00114 | 0.5077 | 28.4648 | 0.01184 | 0.00107 | 0.00133 | 0.5289 | 30.2437 | 0.01143 | 0.0009455 | 0.00117 | 0.52637 | 29.4736 | 0.01122 | 0.0009146 | 0.00113 | 0.51716 | 31.4638 | 0.01194 | 0.0009862 | 0.00122 | 0.51054 | 31.9407 | 0.01191 | 0.0009882 | 0.00122 | 0.50409 | 31.671 | 0.01198 | 0.0009925 | 0.00122
0.49603 | 0.13894 | 0.00463 | 0.0004527 | 0.0006692 | 0.59583 | 0.12734 | 0.01212 | 0.000844 | 0.0013 | 0.5305 | 0.13466 | 0.01574 | 0.0009769 | 0.00151 | 0.5305 | 0.53037 | 0.00471 | 0.0003793 | 0.0005252 | 0.49963 | 0.54264 | 0.00591 | 0.0004498 | 0.0006215 | 0.53449 | 1.0764 | 0.00669 | 0.000512 | 0.0006919 | 0.49935 | 2.1149 | 0.00498 | 0.0004153 | 0.0005482 | 0.49959 | 2.1149 | 0.00549 | 0.0004429 | 0.0005869 | 0.45833 | 2.6809 | 0.0046 | 0.0004211 | 0.0005431 | 0.46419 | 3.2359 | 0.00463 | 0.0004265 | 0.0005467 | 0.46667 | 3.238 | 0.00499 | 0.0004466 | 0.0005754 | 0.50016 | 3.8427 | 0.00493 | 0.0004673 | 0.00059 | 0.52944 | 3.8494 | 0.00548 | 0.000492 | 0.0006248 | 0.55559 | 3.8521 | 0.00603 | 0.0005156 | 0.0006583 | 0.57901 | 4.475 | 0.00569 | 0.0004917 | 0.0006206 | 0.55022 | 4.9409 | 0.00561 | 0.0005305 | 0.0006653 | 0.57159 | 4.9666 | 0.00606 | 0.0005505 | 0.0006946 | 0.54568 | 4.9352 | 0.00616 | 0.0005634 | 0.000711 | 0.54201 | 6.3341 | 0.00558 | 0.0005989 | 0.0007248 | 0.51886 | 6.7614 | 0.00576 | 0.0005978 | 0.0007373 | 0.53615 | 7.5473 | 0.00535 | 0.0005135 | 0.0006412 | 0.51767 | 7.4922 | 0.00543 | 0.0005225 | 0.0006527 | 0.50044 | 8.6043 | 0.0053 | 0.0005355 | 0.0006667 | 0.48614 | 8.8321 | 0.00543 | 0.0005381 | 0.0006735 | 0.48693 | 8.8364 | 0.00576 | 0.0005562 | 0.0006997 | 0.50044 | 9.4728 | 0.0056 | 0.0005579 | 0.0007038 | 0.50048 | 9.4735 | 0.00625 | 0.0005948 | 0.0007558 | 0.50046 | 10.3573 | 0.00548 | 0.000552 | 0.0006835 | 0.51189 | 10.427 | 0.00614 | 0.0005865 | 0.0007318 | 0.52134 | 10.4869 | 0.00679 | 0.0006191 | 0.0007781 | 0.5214 | 11.1473 | 0.00659 | 0.0006441 | 0.0008052 | 0.50055 | 10.99 | 0.00671 | 0.0006565 | 0.0008212 | 0.53981 | 12.2015 | 0.00655 | 0.0006286 | 0.0007816 | 0.52945 | 12.1185 | 0.00652 | 0.0006538 | 0.0008034 | 0.53634 | 13.5204 | 0.00697 | 0.00074 | 0.0009073 | 0.51782 | 13.8864 | 0.00799 | 0.00102 | 0.00123 | 0.50838 | 13.7894 | 0.00878 | 0.00108 | 0.00131 | 0.51645 | 14.1047 | 0.00743 | 0.0008018 | 0.0009839 | 0.50055 | 13.918 | 0.00755 | 0.0008135 | 0.0009991 | 0.50838 | 14.0535 | 0.00691 | 0.0007004 | 0.0008653 | 0.50054 | 13.9664 | 0.00751 | 0.0007347 | 0.0009137 | 0.50054 | 15.4417 | 0.00743 | 0.0008488 | 0.00103 | 0.5214 | 15.7077 | 0.00782 | 0.0008646 | 0.00105 | 0.4883 | 14.9838 | 0.00813 | 0.0008041 | 0.0009993 | 0.47518 | 14.6753 | 0.00793 | 0.0008263 | 0.00102 | 0.49434 | 14.9605 | 0.00831 | 0.0008411 | 0.00105 | 0.48126 | 16.3921 | 0.00747 | 0.0007983 | 0.0009818 | 0.4767 | 16.3251 | 0.00802 | 0.0008297 | 0.00103 | 0.4656 | 16.1391 | 0.00811 | 0.0008381 | 0.00104 | 0.44991 | 15.4843 | 0.00765 | 0.0007843 | 0.0009662 | 0.44491 | 14.5068 | 0.00799 | 0.0008422 | 0.00103 | 0.4692 | 14.8589 | 0.00881 | 0.0008792 | 0.00109 | 0.48436 | 16.4324 | 0.00863 | 0.0008897 | 0.0011 | 0.48963 | 17.2501 | 0.00794 | 0.0008135 | 0.001 | 0.4677 | 19.3079 | 0.00853 | 0.0009199 | 0.00112 | 0.45912 | 19.133 | 0.00861 | 0.0009269 | 0.00113 | 0.4728 | 20.0533 | 0.00985 | 0.00101 | 0.00124 | 0.48424 | 22.3778 | 0.00859 | 0.0008307 | 0.00102 | 0.46546 | 21.9014 | 0.00876 | 0.0008436 | 0.00104 | 0.47827 | 22.2351 | 0.00938 | 0.0008697 | 0.00108 | 0.49678 | 19.4593 | 0.01064 | 0.00103 | 0.00127 | 0.48641 | 19.8487 | 0.01036 | 0.00102 | 0.00125 | 0.50338 | 24.0021 | 0.0106 | 0.0009604 | 0.00119 | 0.54569 | 27.389 | 0.01051 | 0.0009064 | 0.00113 | 0.53275 | 25.8482 | 0.01102 | 0.0009674 | 0.0012 | 0.60791 | 29.1896 | 0.01215 | 0.00103 | 0.00129 | 0.55565 | 29.1796 | 0.01162 | 0.000937 | 0.00117 | 0.55847 | 30.212 | 0.01243 | 0.00109 | 0.00136 | 0.57699 | 31.8435 | 0.012 | 0.0009584 | 0.0012 | 0.57422 | 31.0421 | 0.0118 | 0.0009284 | 0.00116 | 0.56025 | 33.0484 | 0.01248 | 0.0009989 | 0.00124 | 0.55309 | 33.6727 | 0.01245 | 0.001 | 0.00124 | 0.5461 | 33.3925 | 0.01252 | 0.00101 | 0.00125
0.54563 | 0.13283 | 0.00526 | 0.0004925 | 0.0007384 | 0.64548 | 0.12243 | 0.01351 | 0.0009081 | 0.00141 | 0.56366 | 0.13086 | 0.01705 | 0.00103 | 0.0016 | 0.56366 | 0.51785 | 0.00504 | 0.0003897 | 0.0005456 | 0.56208 | 0.51848 | 0.00673 | 0.0004799 | 0.0006661 | 0.57013 | 1.0603 | 0.0071 | 0.000521 | 0.0007087 | 0.54929 | 2.1056 | 0.00539 | 0.0004255 | 0.0005654 | 0.54501 | 2.1067 | 0.00591 | 0.0004526 | 0.0006034 | 0.5 | 2.6835 | 0.00493 | 0.0004285 | 0.0005566 | 0.49989 | 3.2515 | 0.0049 | 0.0004322 | 0.0005576 | 0.53333 | 3.2622 | 0.00553 | 0.0004604 | 0.0005961 | 0.56268 | 3.8518 | 0.00538 | 0.0004776 | 0.0006066 | 0.58827 | 3.8526 | 0.00593 | 0.0005017 | 0.0006405 | 0.61115 | 3.8524 | 0.00648 | 0.0005247 | 0.0006733 | 0.63165 | 4.4652 | 0.00608 | 0.0004992 | 0.0006332 | 0.60024 | 4.997 | 0.00596 | 0.0005371 | 0.0006777 | 0.61922 | 5.0157 | 0.00641 | 0.0005568 | 0.0007064 | 0.59115 | 4.9883 | 0.00651 | 0.0005698 | 0.000723 | 0.5837 | 6.3979 | 0.00585 | 0.0006032 | 0.0007337 | 0.55593 | 6.8481 | 0.00602 | 0.000602 | 0.0007462 | 0.5719 | 7.6429 | 0.00558 | 0.0005173 | 0.0006491 | 0.55218 | 7.5928 | 0.00566 | 0.0005265 | 0.0006608 | 0.53172 | 8.7375 | 0.0055 | 0.0005389 | 0.0006741 | 0.51474 | 8.9702 | 0.00563 | 0.0005415 | 0.0006809 | 0.54104 | 9.0849 | 0.00615 | 0.0005641 | 0.0007137 | 0.55605 | 9.763 | 0.00597 | 0.0005652 | 0.0007174 | 0.56303 | 9.7963 | 0.0067 | 0.000604 | 0.0007719 | 0.56302 | 10.7222 | 0.0059 | 0.0005606 | 0.0006986 | 0.56876 | 10.7524 | 0.00655 | 0.0005945 | 0.0007461 | 0.57348 | 10.7727 | 0.0072 | 0.0006267 | 0.0007916 | 0.57354 | 11.5024 | 0.00698 | 0.0006514 | 0.0008189 | 0.55061 | 11.3549 | 0.00711 | 0.0006639 | 0.0008353 | 0.58888 | 12.5067 | 0.0069 | 0.0006348 | 0.0007932 | 0.57758 | 12.4432 | 0.00687 | 0.0006601 | 0.0008155 | 0.58103 | 13.8848 | 0.00729 | 0.0007452 | 0.0009181 | 0.56097 | 14.2999 | 0.0083 | 0.00103 | 0.00124 | 0.54749 | 14.1731 | 0.00909 | 0.00108 | 0.00132 | 0.55617 | 14.5482 | 0.00774 | 0.0008071 | 0.0009952 | 0.53906 | 14.3613 | 0.00786 | 0.0008188 | 0.00101 | 0.54748 | 14.4565 | 0.00722 | 0.0007062 | 0.000877 | 0.53629 | 14.3497 | 0.00782 | 0.0007402 | 0.0009253 | 0.5363 | 15.8842 | 0.00771 | 0.0008535 | 0.00104 | 0.55616 | 16.1109 | 0.00809 | 0.0008689 | 0.00106 | 0.54934 | 15.7393 | 0.0087 | 0.0008161 | 0.00102 | 0.50686 | 15.1367 | 0.00822 | 0.0008321 | 0.00103 | 0.55613 | 15.8254 | 0.00888 | 0.0008533 | 0.00107 | 0.51335 | 16.8832 | 0.00773 | 0.0008033 | 0.0009927 | 0.53628 | 17.2088 | 0.00854 | 0.0008405 | 0.00105 | 0.5238 | 17.0324 | 0.00864 | 0.0008492 | 0.00106 | 0.50615 | 16.3147 | 0.0082 | 0.0007975 | 0.0009901 | 0.50053 | 15.2961 | 0.00857 | 0.000857 | 0.00106 | 0.52133 | 15.5808 | 0.00938 | 0.0008926 | 0.00111 | 0.53818 | 17.264 | 0.00914 | 0.0009012 | 0.00112 | 0.54403 | 18.1011 | 0.00843 | 0.0008244 | 0.00102 | 0.51448 | 20.236 | 0.00897 | 0.0009292 | 0.00114 | 0.50503 | 20.0507 | 0.00906 | 0.0009364 | 0.00115 | 0.5122 | 20.9503 | 0.01027 | 0.00102 | 0.00126 | 0.52459 | 23.3446 | 0.00898 | 0.0008388 | 0.00104 | 0.50425 | 22.8674 | 0.00915 | 0.000852 | 0.00106 | 0.51506 | 23.1331 | 0.00976 | 0.0008776 | 0.0011 | 0.56775 | 20.7853 | 0.0115 | 0.00105 | 0.00131 | 0.5559 | 21.2101 | 0.01121 | 0.00104 | 0.00129 | 0.5663 | 25.7461 | 0.01131 | 0.0009775 | 0.00123 | 0.60632 | 28.9377 | 0.01113 | 0.00092 | 0.00115 | 0.59195 | 27.494 | 0.01167 | 0.0009825 | 0.00123 | 0.66317 | 30.6025 | 0.01273 | 0.00104 | 0.00131 | 0.60616 | 30.7051 | 0.0122 | 0.0009501 | 0.00119 | 0.60924 | 31.8168 | 0.013 | 0.0011 | 0.00138 | 0.62507 | 33.3399 | 0.01253 | 0.0009697 | 0.00122 | 0.62207 | 32.5075 | 0.01235 | 0.0009405 | 0.00118 | 0.60335 | 34.5397 | 0.013 | 0.00101 | 0.00127 | 0.59563 | 35.2817 | 0.01295 | 0.00101 | 0.00127 | 0.58811 | 35.001 | 0.01303 | 0.00102 | 0.00127
0.59524 | 0.12742 | 0.00591 | 0.000533 | 0.0008099 | 0.69513 | 0.11792 | 0.01495 | 0.0009733 | 0.00153 | 0.59682 | 0.12725 | 0.0184 | 0.00108 | 0.0017 | 0.59682 | 0.50592 | 0.00538 | 0.0004003 | 0.0005663 | 0.62453 | 0.49633 | 0.00759 | 0.0005105 | 0.0007119 | 0.64139 | 1.0272 | 0.00793 | 0.0005453 | 0.0007422 | 0.59922 | 2.0943 | 0.00581 | 0.0004354 | 0.000582 | 0.59043 | 2.0964 | 0.00632 | 0.000462 | 0.0006194 | 0.54167 | 2.6812 | 0.00525 | 0.0004356 | 0.0005696 | 0.57131 | 3.2687 | 0.00543 | 0.000446 | 0.0005782 | 0.6 | 3.2725 | 0.00606 | 0.0004732 | 0.0006154 | 0.6252 | 3.8511 | 0.00584 | 0.0004874 | 0.0006223 | 0.6471 | 3.848 | 0.00639 | 0.0005109 | 0.0006555 | 0.6667 | 3.8458 | 0.00694 | 0.0005335 | 0.0006877 | 0.68428 | 4.4516 | 0.00647 | 0.0005065 | 0.0006454 | 0.65026 | 5.0412 | 0.00631 | 0.0005434 | 0.0006894 | 0.66686 | 5.053 | 0.00676 | 0.0005628 | 0.0007176 | 0.63662 | 5.0305 | 0.00686 | 0.0005758 | 0.0007343 | 0.62539 | 6.4489 | 0.00612 | 0.0006074 | 0.0007422 | 0.59299 | 6.9209 | 0.00627 | 0.000606 | 0.0007545 | 0.60764 | 7.7257 | 0.00581 | 0.000521 | 0.0006566 | 0.58669 | 7.6795 | 0.00589 | 0.0005302 | 0.0006684 | 0.56299 | 8.855 | 0.0057 | 0.0005422 | 0.000681 | 0.57194 | 9.2058 | 0.00601 | 0.0005492 | 0.0006945 | 0.60867 | 9.3343 | 0.00662 | 0.0005736 | 0.0007295 | 0.62556 | 10.0492 | 0.00641 | 0.0005741 | 0.0007325 | 0.62559 | 10.0497 | 0.00714 | 0.0006123 | 0.0007863 | 0.62558 | 11.028 | 0.0063 | 0.0005683 | 0.0007121 | 0.62564 | 11.0286 | 0.00695 | 0.0006018 | 0.0007589 | 0.62561 | 11.0291 | 0.0076 | 0.0006336 | 0.0008039 | 0.62568 | 11.8282 | 0.00735 | 0.0006579 | 0.0008313 | 0.60066 | 11.6805 | 0.00748 | 0.0006706 | 0.000848 | 0.63796 | 12.7826 | 0.00725 | 0.0006405 | 0.0008038 | 0.62571 | 12.7287 | 0.00722 | 0.0006659 | 0.0008266 | 0.62573 | 14.21 | 0.0076 | 0.00075 | 0.000928 | 0.60413 | 14.6542 | 0.0086 | 0.00103 | 0.00125 | 0.5866 | 14.5176 | 0.00939 | 0.00109 | 0.00133 | 0.5959 | 14.9524 | 0.00803 | 0.0008118 | 0.00101 | 0.57756 | 14.7654 | 0.00816 | 0.0008237 | 0.00102 | 0.58659 | 14.8403 | 0.00751 | 0.0007114 | 0.0008879 | 0.57204 | 14.7038 | 0.00812 | 0.0007454 | 0.000936 | 0.57205 | 16.2875 | 0.00798 | 0.0008577 | 0.00105 | 0.62568 | 16.8492 | 0.00862 | 0.0008782 | 0.00108 | 0.61037 | 16.4274 | 0.00924 | 0.0008265 | 0.00104 | 0.57021 | 16.012 | 0.00878 | 0.0008441 | 0.00106 | 0.61792 | 16.623 | 0.00942 | 0.0008638 | 0.00109 | 0.57752 | 17.7479 | 0.00823 | 0.0008135 | 0.00101 | 0.59587 | 17.9753 | 0.00904 | 0.0008498 | 0.00107 | 0.582 | 17.8087 | 0.00914 | 0.0008587 | 0.00108 | 0.56239 | 17.0884 | 0.00872 | 0.0008088 | 0.00101 | 0.55614 | 16.049 | 0.00913 | 0.0008698 | 0.00109 | 0.57347 | 16.2856 | 0.00993 | 0.0009044 | 0.00114 | 0.592 | 18.0286 | 0.00964 | 0.0009112 | 0.00114 | 0.59843 | 18.9052 | 0.0089 | 0.000834 | 0.00104 | 0.56125 | 21.0873 | 0.0094 | 0.0009374 | 0.00116 | 0.55094 | 20.9017 | 0.00948 | 0.0009447 | 0.00117 | 0.5516 | 21.8102 | 0.01068 | 0.00102 | 0.00128 | 0.56494 | 24.2443 | 0.00934 | 0.000846 | 0.00106 | 0.54304 | 23.7664 | 0.00952 | 0.0008595 | 0.00107 | 0.58864 | 24.7564 | 0.01049 | 0.000894 | 0.00113 | 0.63871 | 22.0198 | 0.01232 | 0.00107 | 0.00135 | 0.62538 | 22.4609 | 0.012 | 0.00106 | 0.00133 | 0.62923 | 27.328 | 0.01196 | 0.0009919 | 0.00125 | 0.66695 | 30.3429 | 0.01172 | 0.0009316 | 0.00118 | 0.65114 | 29.0068 | 0.01229 | 0.0009955 | 0.00126 | 0.71844 | 31.9204 | 0.01329 | 0.00105 | 0.00133 | 0.65667 | 32.1366 | 0.01276 | 0.0009616 | 0.00122 | 0.66001 | 33.2975 | 0.01353 | 0.00111 | 0.0014 | 0.67315 | 34.7317 | 0.01304 | 0.0009797 | 0.00124 | 0.66992 | 33.8883 | 0.01287 | 0.0009512 | 0.0012 | 0.64645 | 35.9266 | 0.01349 | 0.00102 | 0.00129 | 0.63818 | 36.7865 | 0.01344 | 0.00102 | 0.00129 | 0.63012 | 36.5154 | 0.01352 | 0.00103 | 0.00129
0.64484 | 0.12241 | 0.0066 | 0.0005743 | 0.0008837 | 0.74479 | 0.11382 | 0.01645 | 0.00104 | 0.00165 | 0.66313 | 0.12084 | 0.02121 | 0.00121 | 0.00189 | 0.66313 | 0.48358 | 0.00608 | 0.0004276 | 0.0006086 | 0.68698 | 0.47609 | 0.00849 | 0.0005416 | 0.0007591 | 0.71266 | 0.99469 | 0.0088 | 0.0005696 | 0.0007757 | 0.64916 | 2.0801 | 0.00622 | 0.000445 | 0.0005982 | 0.63584 | 2.0842 | 0.00674 | 0.0004712 | 0.000635 | 0.58333 | 2.6739 | 0.00558 | 0.0004425 | 0.0005821 | 0.64272 | 3.2731 | 0.00597 | 0.0004591 | 0.0005975 | 0.66667 | 3.272 | 0.0066 | 0.0004855 | 0.0006338 | 0.68771 | 3.8415 | 0.00629 | 0.0004968 | 0.0006373 | 0.70592 | 3.8384 | 0.00684 | 0.0005198 | 0.0006699 | 0.72226 | 3.8343 | 0.00739 | 0.0005421 | 0.0007015 | 0.73692 | 4.434 | 0.00687 | 0.0005135 | 0.0006573 | 0.70028 | 5.0734 | 0.00665 | 0.0005494 | 0.0007005 | 0.71449 | 5.0813 | 0.0071 | 0.0005686 | 0.0007283 | 0.6821 | 5.0629 | 0.00721 | 0.0005816 | 0.0007451 | 0.66708 | 6.489 | 0.00639 | 0.0006113 | 0.0007503 | 0.63005 | 6.9819 | 0.00652 | 0.0006098 | 0.0007624 | 0.64339 | 7.7956 | 0.00604 | 0.0005245 | 0.0006637 | 0.6212 | 7.7534 | 0.00611 | 0.0005337 | 0.0006756 | 0.62555 | 9.0512 | 0.00609 | 0.0005495 | 0.0006938 | 0.64343 | 9.4404 | 0.00648 | 0.0005586 | 0.0007098 | 0.6763 | 9.5303 | 0.00709 | 0.0005823 | 0.0007437 | 0.69506 | 10.276 | 0.00684 | 0.0005821 | 0.0007462 | 0.68815 | 10.2568 | 0.00757 | 0.0006198 | 0.0007994 | 0.68814 | 11.2944 | 0.00669 | 0.0005753 | 0.0007243 | 0.68252 | 11.2653 | 0.00734 | 0.0006084 | 0.0007707 | 0.67775 | 11.2461 | 0.00799 | 0.0006399 | 0.0008153 | 0.67782 | 12.1146 | 0.00772 | 0.0006639 | 0.0008426 | 0.65072 | 11.9667 | 0.00785 | 0.0006767 | 0.0008596 | 0.68703 | 13.0389 | 0.00759 | 0.0006457 | 0.0008137 | 0.67384 | 12.9947 | 0.00756 | 0.0006713 | 0.0008369 | 0.67042 | 14.4957 | 0.00791 | 0.0007545 | 0.0009372 | 0.64728 | 14.9792 | 0.0089 | 0.00103 | 0.00126 | 0.6257 | 14.8227 | 0.00969 | 0.00109 | 0.00134 | 0.63563 | 15.3273 | 0.00832 | 0.0008162 | 0.00102 | 0.61607 | 15.1501 | 0.00845 | 0.0008282 | 0.00103 | 0.62569 | 15.1948 | 0.0078 | 0.0007163 | 0.0008979 | 0.64355 | 15.3536 | 0.0087 | 0.0007568 | 0.0009553 | 0.64356 | 17.0162 | 0.00851 | 0.0008668 | 0.00106 | 0.6952 | 17.4896 | 0.00913 | 0.0008863 | 0.00109 | 0.67141 | 17.0573 | 0.00976 | 0.0008358 | 0.00106 | 0.63357 | 16.8098 | 0.00931 | 0.0008544 | 0.00108 | 0.67972 | 17.3426 | 0.00993 | 0.000873 | 0.00111 | 0.64168 | 18.4853 | 0.00872 | 0.0008223 | 0.00103 | 0.65546 | 18.634 | 0.00951 | 0.0008581 | 0.00108 | 0.6402 | 18.4671 | 0.00962 | 0.000867 | 0.00109 | 0.61863 | 17.8148 | 0.00922 | 0.0008188 | 0.00103 | 0.61176 | 16.7746 | 0.00966 | 0.000881 | 0.00111 | 0.6256 | 16.9527 | 0.01045 | 0.0009148 | 0.00116 | 0.64581 | 18.7255 | 0.01011 | 0.00092 | 0.00116 | 0.65283 | 19.6516 | 0.00935 | 0.0008424 | 0.00106 | 0.60802 | 21.8711 | 0.0098 | 0.0009446 | 0.00118 | 0.59685 | 21.6852 | 0.00989 | 0.0009521 | 0.00118 | 0.6304 | 23.3866 | 0.01145 | 0.00104 | 0.00131 | 0.64565 | 25.8802 | 0.01004 | 0.0008612 | 0.00108 | 0.62061 | 25.3912 | 0.01023 | 0.0008752 | 0.0011 | 0.66222 | 26.1867 | 0.01118 | 0.0009078 | 0.00115 | 0.70968 | 23.1806 | 0.01309 | 0.00109 | 0.00138 | 0.69487 | 23.6285 | 0.01276 | 0.00108 | 0.00136 | 0.69215 | 28.776 | 0.01259 | 0.001 | 0.00128 | 0.72758 | 31.6132 | 0.01228 | 0.0009419 | 0.0012 | 0.71034 | 30.4049 | 0.01288 | 0.00101 | 0.00128 | 0.7737 | 33.1623 | 0.01383 | 0.00106 | 0.00135 | 0.70718 | 33.4727 | 0.01329 | 0.0009718 | 0.00124 | 0.71078 | 34.6631 | 0.01405 | 0.00112 | 0.00142 | 0.72123 | 36.0378 | 0.01354 | 0.0009887 | 0.00126 | 0.71777 | 35.1936 | 0.01338 | 0.0009609 | 0.00122 | 0.68954 | 37.2381 | 0.01397 | 0.00103 | 0.00131 | 0.68072 | 38.2062 | 0.0139 | 0.00103 | 0.00131 | 0.67212 | 37.9247 | 0.01399 | 0.00104 | 0.00131
0.69444 | 0.11801 | 0.00731 | 0.0006164 | 0.0009597 | 0.79444 | 0.11011 | 0.018 | 0.00111 | 0.00177 | 0.74602 | 0.11372 | 0.02492 | 0.0014 | 0.00214 | 0.74602 | 0.45854 | 0.00701 | 0.0004659 | 0.0006634 | 0.74944 | 0.45766 | 0.00942 | 0.0005734 | 0.0008078 | 0.78392 | 0.96261 | 0.0097 | 0.0005942 | 0.0008094 | 0.69909 | 2.0639 | 0.00665 | 0.0004544 | 0.0006141 | 0.72668 | 2.0549 | 0.00759 | 0.0004961 | 0.0006653 | 0.66667 | 2.6544 | 0.00624 | 0.0004604 | 0.0006062 | 0.71413 | 3.2676 | 0.0065 | 0.0004714 | 0.0006158 | 0.73333 | 3.2645 | 0.00713 | 0.0004972 | 0.0006513 | 0.75023 | 3.828 | 0.00675 | 0.0005058 | 0.0006517 | 0.76475 | 3.8239 | 0.0073 | 0.0005285 | 0.0006838 | 0.77782 | 3.8209 | 0.00785 | 0.0005504 | 0.0007149 | 0.78956 | 4.4155 | 0.00726 | 0.0005204 | 0.0006688 | 0.7503 | 5.0978 | 0.007 | 0.0005552 | 0.0007111 | 0.76212 | 5.1028 | 0.00745 | 0.0005741 | 0.0007386 | 0.72757 | 5.0883 | 0.00755 | 0.0005871 | 0.0007554 | 0.70878 | 6.5201 | 0.00666 | 0.0006151 | 0.000758 | 0.66711 | 7.0329 | 0.00677 | 0.0006134 | 0.00077 | 0.71487 | 7.9076 | 0.00648 | 0.0005329 | 0.0006771 | 0.69023 | 7.8734 | 0.00656 | 0.0005421 | 0.0006892 | 0.70374 | 9.2394 | 0.00657 | 0.0005587 | 0.0007083 | 0.71492 | 9.6226 | 0.00694 | 0.0005672 | 0.0007237 | 0.74393 | 9.6859 | 0.00754 | 0.0005903 | 0.0007567 | 0.76457 | 10.4433 | 0.00726 | 0.0005894 | 0.0007586 | 0.75071 | 10.4143 | 0.008 | 0.0006268 | 0.0008114 | 0.75069 | 11.5214 | 0.00708 | 0.0005818 | 0.0007356 | 0.73939 | 11.4825 | 0.00773 | 0.0006146 | 0.0007817 | 0.72988 | 11.4434 | 0.00838 | 0.0006459 | 0.0008259 | 0.72996 | 12.3614 | 0.00808 | 0.0006695 | 0.0008531 | 0.70077 | 12.2234 | 0.00822 | 0.0006824 | 0.0008703 | 0.7361 | 13.2658 | 0.00792 | 0.0006506 | 0.000823 | 0.72197 | 13.2312 | 0.00789 | 0.0006763 | 0.0008465 | 0.71512 | 14.7619 | 0.00821 | 0.0007586 | 0.0009458 | 0.69043 | 15.2747 | 0.00918 | 0.00104 | 0.00127 | 0.70392 | 15.3544 | 0.01027 | 0.0011 | 0.00136 | 0.71508 | 15.9985 | 0.00888 | 0.0008259 | 0.00103 | 0.69308 | 15.8211 | 0.00901 | 0.000838 | 0.00105 | 0.70391 | 15.8454 | 0.00837 | 0.0007271 | 0.000916 | 0.71505 | 15.9252 | 0.00926 | 0.0007668 | 0.0009723 | 0.71506 | 17.6668 | 0.00901 | 0.0008748 | 0.00108 | 0.76472 | 18.0715 | 0.00962 | 0.0008935 | 0.00111 | 0.73245 | 17.6388 | 0.01027 | 0.0008441 | 0.00107 | 0.69693 | 17.5396 | 0.00982 | 0.0008634 | 0.00109 | 0.74151 | 18.0137 | 0.01043 | 0.0008811 | 0.00112 | 0.70585 | 19.1247 | 0.00918 | 0.0008302 | 0.00104 | 0.71504 | 19.2144 | 0.00998 | 0.0008654 | 0.0011 | 0.6984 | 19.0573 | 0.01009 | 0.0008745 | 0.00111 | 0.67487 | 18.5032 | 0.0097 | 0.0008276 | 0.00105 | 0.66737 | 17.4624 | 0.01017 | 0.0008909 | 0.00113 | 0.67773 | 17.5914 | 0.01096 | 0.0009241 | 0.00117 | 0.69963 | 19.3741 | 0.01057 | 0.000928 | 0.00118 | 0.70724 | 20.3699 | 0.00979 | 0.00085 | 0.00107 | 0.65479 | 22.6169 | 0.0102 | 0.0009511 | 0.00119 | 0.64276 | 22.4308 | 0.01029 | 0.0009587 | 0.0012 | 0.7092 | 24.8095 | 0.01218 | 0.00105 | 0.00133 | 0.72636 | 27.3128 | 0.0107 | 0.000874 | 0.00111 | 0.69819 | 26.8328 | 0.0109 | 0.0008884 | 0.00112 | 0.7358 | 27.4723 | 0.01183 | 0.0009196 | 0.00117 | 0.78065 | 24.2659 | 0.01383 | 0.0011 | 0.0014 | 0.76436 | 24.7212 | 0.01349 | 0.00109 | 0.00139 | 0.75507 | 30.1086 | 0.01318 | 0.00101 | 0.0013 | 0.78821 | 32.7874 | 0.01283 | 0.0009511 | 0.00121 | 0.76953 | 31.7073 | 0.01344 | 0.00102 | 0.0013 | 0.82897 | 34.3274 | 0.01435 | 0.00107 | 0.00136 | 0.7577 | 34.7328 | 0.0138 | 0.0009809 | 0.00125 | 0.76155 | 35.9327 | 0.01454 | 0.00113 | 0.00144 | 0.76932 | 37.2576 | 0.01402 | 0.0009969 | 0.00127 | 0.76562 | 36.4327 | 0.01387 | 0.0009696 | 0.00124 | 0.73264 | 38.4735 | 0.01443 | 0.00104 | 0.00132 | 0.72327 | 39.5399 | 0.01435 | 0.00104 | 0.00132 | 0.71413 | 39.2581 | 0.01444 | 0.00104 | 0.00133
0.79365 | 0.1102 | 0.00881 | 0.0007175 | 0.00112 | 0.84409 | 0.1067 | 0.0196 | 0.00118 | 0.00189 | 0.82891 | 0.10771 | 0.02886 | 0.00159 | 0.0024 | 0.82891 | 0.4363 | 0.00798 | 0.000505 | 0.0007204 | 0.81189 | 0.44063 | 0.01039 | 0.0006058 | 0.0008579 | 0.85519 | 0.93183 | 0.01062 | 0.000619 | 0.0008437 | 0.79896 | 2.0296 | 0.0075 | 0.0004803 | 0.000645 | 0.81751 | 2.0226 | 0.00845 | 0.0005201 | 0.0006946 | 0.75 | 2.627 | 0.0069 | 0.0004775 | 0.0006293 | 0.78555 | 3.2552 | 0.00704 | 0.0004834 | 0.0006334 | 0.8 | 3.2522 | 0.00767 | 0.0005085 | 0.0006682 | 0.81275 | 3.8106 | 0.00721 | 0.0005146 | 0.0006657 | 0.82358 | 3.8065 | 0.00776 | 0.0005369 | 0.0006972 | 0.83338 | 3.8035 | 0.00831 | 0.0005585 | 0.0007279 | 0.84219 | 4.3961 | 0.00766 | 0.0005272 | 0.00068 | 0.80032 | 5.1143 | 0.00734 | 0.0005607 | 0.0007213 | 0.80976 | 5.1172 | 0.00779 | 0.0005794 | 0.0007485 | 0.77304 | 5.1067 | 0.00789 | 0.0005924 | 0.0007654 | 0.75047 | 6.5444 | 0.00693 | 0.0006187 | 0.0007654 | 0.74123 | 7.1093 | 0.00727 | 0.0006222 | 0.0007842 | 0.80423 | 8.0027 | 0.00703 | 0.0005437 | 0.0006926 | 0.7765 | 7.9773 | 0.00711 | 0.000553 | 0.0007048 | 0.78193 | 9.379 | 0.00704 | 0.0005671 | 0.0007216 | 0.78641 | 9.7653 | 0.00739 | 0.0005751 | 0.0007365 | 0.81156 | 9.8087 | 0.00799 | 0.0005978 | 0.0007688 | 0.83407 | 10.581 | 0.00768 | 0.0005963 | 0.0007702 | 0.81327 | 10.5421 | 0.00842 | 0.0006334 | 0.0008226 | 0.81325 | 11.7088 | 0.00745 | 0.0005878 | 0.0007461 | 0.79627 | 11.66 | 0.00811 | 0.0006204 | 0.0007918 | 0.78202 | 11.621 | 0.00876 | 0.0006514 | 0.0008358 | 0.7821 | 12.5986 | 0.00843 | 0.0006746 | 0.0008629 | 0.75083 | 12.4605 | 0.00857 | 0.0006876 | 0.0008803 | 0.78518 | 13.4629 | 0.00825 | 0.0006552 | 0.0008316 | 0.7701 | 13.4581 | 0.00822 | 0.000681 | 0.0008555 | 0.80451 | 15.2253 | 0.00879 | 0.0007683 | 0.0009613 | 0.77673 | 15.7771 | 0.00975 | 0.00105 | 0.00129 | 0.78213 | 15.8075 | 0.01083 | 0.00111 | 0.00138 | 0.79453 | 16.5814 | 0.00942 | 0.0008344 | 0.00105 | 0.77008 | 16.4137 | 0.00955 | 0.0008467 | 0.00106 | 0.78212 | 16.4177 | 0.00891 | 0.0007367 | 0.0009321 | 0.78656 | 16.4482 | 0.0098 | 0.0007759 | 0.0009876 | 0.78657 | 18.2389 | 0.0095 | 0.0008819 | 0.00109 | 0.83424 | 18.5847 | 0.0101 | 0.0009001 | 0.00112 | 0.79349 | 18.1814 | 0.01076 | 0.0008516 | 0.00109 | 0.76028 | 18.2009 | 0.01031 | 0.0008714 | 0.00111 | 0.8033 | 18.626 | 0.01091 | 0.0008884 | 0.00113 | 0.77002 | 19.6856 | 0.00963 | 0.0008372 | 0.00106 | 0.77463 | 19.716 | 0.01043 | 0.0008721 | 0.00111 | 0.7566 | 19.5688 | 0.01054 | 0.0008813 | 0.00112 | 0.73111 | 19.1431 | 0.01017 | 0.0008356 | 0.00106 | 0.72299 | 18.1318 | 0.01066 | 0.0008997 | 0.00114 | 0.72987 | 18.2116 | 0.01145 | 0.0009325 | 0.00119 | 0.75345 | 19.9641 | 0.01102 | 0.0009351 | 0.00119 | 0.76164 | 21.0396 | 0.01021 | 0.0008568 | 0.00108 | 0.74833 | 23.9631 | 0.01095 | 0.0009653 | 0.00121 | 0.73459 | 23.7767 | 0.01105 | 0.0009731 | 0.00122 | 0.788 | 26.1271 | 0.01286 | 0.00107 | 0.00136 | 0.80706 | 28.6002 | 0.01132 | 0.0008851 | 0.00112 | 0.77577 | 28.1195 | 0.01154 | 0.0008998 | 0.00114 | 0.80938 | 28.6317 | 0.01245 | 0.00093 | 0.00119 | 0.85162 | 25.3049 | 0.01453 | 0.00112 | 0.00143 | 0.83384 | 25.7479 | 0.01418 | 0.00111 | 0.00141 | 0.818 | 31.3249 | 0.01375 | 0.00102 | 0.00132 | 0.84884 | 33.8649 | 0.01335 | 0.0009594 | 0.00123 | 0.82873 | 32.9231 | 0.01398 | 0.00103 | 0.00132 | 0.88423 | 35.4353 | 0.01485 | 0.00107 | 0.00138 | 0.80821 | 35.9161 | 0.0143 | 0.0009892 | 0.00127 | 0.81232 | 37.1155 | 0.01502 | 0.00114 | 0.00145 | 0.8174 | 38.4105 | 0.01448 | 0.001 | 0.00129 | 0.81347 | 37.6049 | 0.01434 | 0.0009775 | 0.00125 | 0.77574 | 39.6422 | 0.01488 | 0.00104 | 0.00134 | 0.76581 | 40.7971 | 0.01479 | 0.00105 | 0.00134 | 0.75614 | 40.5149 | 0.01488 | 0.00105 | 0.00134
0.89286 | 0.10359 | 0.01041 | 0.0008199 | 0.00128 | 0.89374 | 0.1035 | 0.02125 | 0.00124 | 0.00202 | 0.9118 | 0.1024 | 0.03301 | 0.00177 | 0.00267 | 0.9118 | 0.41627 | 0.009 | 0.0005448 | 0.0007796 | 0.87434 | 0.4251 | 0.0114 | 0.0006388 | 0.0009095 | 0.92645 | 0.90247 | 0.01158 | 0.0006442 | 0.0008785 | 0.89883 | 1.9924 | 0.00837 | 0.0005054 | 0.0006751 | 0.90835 | 1.9884 | 0.00932 | 0.0005436 | 0.0007233 | 0.83333 | 2.5966 | 0.00757 | 0.0004941 | 0.0006517 | 0.85696 | 3.2378 | 0.00758 | 0.0004949 | 0.0006505 | 0.86667 | 3.2348 | 0.00821 | 0.0005195 | 0.0006846 | 0.87527 | 3.7902 | 0.00767 | 0.0005232 | 0.0006793 | 0.8824 | 3.7882 | 0.00822 | 0.0005452 | 0.0007104 | 0.88894 | 3.7852 | 0.00877 | 0.0005665 | 0.0007407 | 0.89483 | 4.3757 | 0.00806 | 0.0005339 | 0.000691 | 0.85034 | 5.1258 | 0.00768 | 0.000566 | 0.0007311 | 0.85739 | 5.1268 | 0.00813 | 0.0005846 | 0.000758 | 0.81852 | 5.1192 | 0.00824 | 0.0005976 | 0.000775 | 0.83385 | 6.5741 | 0.00746 | 0.0006279 | 0.0007795 | 0.83389 | 7.1686 | 0.00788 | 0.0006336 | 0.0008006 | 0.89359 | 8.062 | 0.00758 | 0.0005539 | 0.0007069 | 0.86278 | 8.0457 | 0.00766 | 0.0005631 | 0.0007192 | 0.86013 | 9.4811 | 0.0075 | 0.000575 | 0.0007339 | 0.8579 | 9.8773 | 0.00784 | 0.0005826 | 0.0007484 | 0.87919 | 9.9059 | 0.00844 | 0.0006049 | 0.0007802 | 0.90358 | 10.6791 | 0.00809 | 0.0006028 | 0.0007809 | 0.87583 | 10.6402 | 0.00883 | 0.0006396 | 0.0008331 | 0.87581 | 11.8765 | 0.00782 | 0.0005934 | 0.0007559 | 0.85315 | 11.8178 | 0.00848 | 0.0006258 | 0.0008014 | 0.83415 | 11.7689 | 0.00913 | 0.0006567 | 0.0008452 | 0.83424 | 12.8062 | 0.00877 | 0.0006795 | 0.000872 | 0.80088 | 12.668 | 0.00892 | 0.0006926 | 0.0008897 | 0.88332 | 13.8181 | 0.00889 | 0.0006668 | 0.0008476 | 0.86637 | 13.8429 | 0.00886 | 0.0006925 | 0.000872 | 0.89389 | 15.61 | 0.00936 | 0.000777 | 0.0009753 | 0.86304 | 16.2008 | 0.0103 | 0.00105 | 0.0013 | 0.86034 | 16.1818 | 0.01138 | 0.00111 | 0.00139 | 0.87399 | 17.0853 | 0.00994 | 0.000842 | 0.00106 | 0.84709 | 16.9275 | 0.01008 | 0.0008544 | 0.00108 | 0.86033 | 16.9312 | 0.00944 | 0.0007453 | 0.0009465 | 0.85806 | 16.9122 | 0.01033 | 0.000784 | 0.001 | 0.85807 | 18.7523 | 0.00997 | 0.0008884 | 0.0011 | 0.90376 | 19.0487 | 0.01057 | 0.0009061 | 0.00113 | 0.85452 | 18.6849 | 0.01123 | 0.0008584 | 0.0011 | 0.82364 | 18.8234 | 0.01078 | 0.0008786 | 0.00112 | 0.86509 | 19.1993 | 0.01137 | 0.0008951 | 0.00115 | 0.83419 | 20.1678 | 0.01007 | 0.0008437 | 0.00107 | 0.83422 | 20.1688 | 0.01086 | 0.0008783 | 0.00112 | 0.8148 | 20.0313 | 0.01098 | 0.0008876 | 0.00113 | 0.78735 | 19.7543 | 0.01062 | 0.0008428 | 0.00108 | 0.7786 | 18.7725 | 0.01113 | 0.0009077 | 0.00116 | 0.83413 | 19.3852 | 0.01238 | 0.0009516 | 0.00122 | 0.86109 | 21.0375 | 0.01187 | 0.0009515 | 0.00122 | 0.87045 | 22.2824 | 0.01102 | 0.0008725 | 0.00111 | 0.84187 | 25.1741 | 0.01166 | 0.0009775 | 0.00123 | 0.82641 | 24.9773 | 0.01176 | 0.0009854 | 0.00124 | 0.8668 | 27.3284 | 0.01352 | 0.00108 | 0.00137 | 0.88777 | 29.7612 | 0.01192 | 0.0008948 | 0.00114 | 0.85334 | 29.2798 | 0.01215 | 0.0009098 | 0.00116 | 0.88296 | 29.6942 | 0.01306 | 0.0009393 | 0.0012 | 0.92259 | 26.2868 | 0.01521 | 0.00113 | 0.00145 | 0.90333 | 26.7178 | 0.01485 | 0.00112 | 0.00143 | 0.88092 | 32.4541 | 0.0143 | 0.00103 | 0.00133 | 0.90948 | 34.875 | 0.01386 | 0.000967 | 0.00124 | 0.88792 | 34.0518 | 0.01451 | 0.00103 | 0.00133 | 0.9395 | 36.4754 | 0.01534 | 0.00108 | 0.00139 | 0.85872 | 37.0322 | 0.01478 | 0.0009968 | 0.00129 | 0.86309 | 38.2312 | 0.01549 | 0.00114 | 0.00147 | 0.86548 | 39.496 | 0.01493 | 0.00101 | 0.0013 | 0.86133 | 38.7197 | 0.0148 | 0.0009848 | 0.00127 | 0.86193 | 41.8078 | 0.01574 | 0.00106 | 0.00137 | 0.8509 | 43.12 | 0.01562 | 0.00106 | 0.00137 | 0.84016 | 42.8373 | 0.01572 | 0.00107 | 0.00137
0.99206 | 0.097841 | 0.01212 | 0.0009242 | 0.00146 | 0.99305 | 0.097801 | 0.0247 | 0.00143 | 0.00229 | 0.99469 | 0.097717 | 0.03737 | 0.00196 | 0.00295 | 0.99469 | 0.39834 | 0.01008 | 0.0005853 | 0.0008411 | 0.9368 | 0.41068 | 0.01245 | 0.0006725 | 0.0009626 | 0.99772 | 0.87472 | 0.01256 | 0.0006698 | 0.000914 | 0.9987 | 1.9542 | 0.00926 | 0.00053 | 0.0007048 | 0.99918 | 1.9542 | 0.01021 | 0.0005666 | 0.0007517 | 0.91667 | 2.5634 | 0.00825 | 0.0005103 | 0.0006736 | 0.92837 | 3.2165 | 0.00812 | 0.0005062 | 0.0006671 | 0.93333 | 3.2155 | 0.00876 | 0.0005303 | 0.0007006 | 0.93779 | 3.7678 | 0.00813 | 0.0005316 | 0.0006926 | 0.94123 | 3.7669 | 0.00869 | 0.0005533 | 0.0007233 | 0.9445 | 3.7659 | 0.00924 | 0.0005743 | 0.0007532 | 0.94747 | 4.3553 | 0.00846 | 0.0005404 | 0.0007018 | 0.90036 | 5.1313 | 0.00803 | 0.0005712 | 0.0007407 | 0.95265 | 5.133 | 0.00882 | 0.0005984 | 0.0007763 | 0.90946 | 5.1324 | 0.00892 | 0.0006113 | 0.0007933 | 0.93809 | 6.5859 | 0.00813 | 0.0006402 | 0.0007961 | 0.92654 | 7.1993 | 0.00849 | 0.0006444 | 0.000816 | 0.98295 | 8.0937 | 0.00812 | 0.0005636 | 0.0007204 | 0.94906 | 8.0843 | 0.00821 | 0.0005728 | 0.0007327 | 0.93832 | 9.5544 | 0.00796 | 0.0005824 | 0.0007454 | 0.92939 | 9.9635 | 0.00828 | 0.0005897 | 0.0007596 | 0.94682 | 9.9813 | 0.00888 | 0.0006117 | 0.0007909 | 0.97309 | 10.7574 | 0.0085 | 0.0006089 | 0.0007911 | 0.93839 | 10.7186 | 0.00924 | 0.0006455 | 0.000843 | 0.93837 | 12.0245 | 0.00819 | 0.0005988 | 0.0007651 | 0.91002 | 11.9659 | 0.00885 | 0.000631 | 0.0008105 | 0.93842 | 12.0253 | 0.00987 | 0.0006705 | 0.0008625 | 0.93852 | 13.1519 | 0.00945 | 0.0006917 | 0.0008889 | 0.90099 | 13.0336 | 0.0096 | 0.0007049 | 0.0009068 | 0.98147 | 14.1041 | 0.00952 | 0.0006774 | 0.000862 | 0.96263 | 14.1785 | 0.00949 | 0.0007031 | 0.000887 | 0.98328 | 15.9255 | 0.00992 | 0.0007851 | 0.0009879 | 0.94934 | 16.5655 | 0.01083 | 0.00106 | 0.00132 | 0.93856 | 16.5169 | 0.01191 | 0.00112 | 0.0014 | 0.95344 | 17.5302 | 0.01044 | 0.000849 | 0.00107 | 0.9241 | 17.3723 | 0.01059 | 0.0008615 | 0.00109 | 0.93854 | 17.3857 | 0.00995 | 0.0007532 | 0.0009597 | 0.92957 | 17.337 | 0.01084 | 0.0007915 | 0.00101 | 0.92958 | 19.2065 | 0.01043 | 0.0008943 | 0.00111 | 0.97328 | 19.4636 | 0.01102 | 0.0009116 | 0.00114 | 0.9766 | 19.5842 | 0.01215 | 0.0008754 | 0.00112 | 0.887 | 19.3968 | 0.01124 | 0.0008851 | 0.00113 | 0.98868 | 20.2181 | 0.01226 | 0.0009111 | 0.00117 | 0.89836 | 20.611 | 0.0105 | 0.0008496 | 0.00108 | 0.95339 | 20.9466 | 0.01172 | 0.0008934 | 0.00114 | 0.9312 | 20.8189 | 0.01184 | 0.0009028 | 0.00115 | 0.89983 | 20.8896 | 0.01148 | 0.0008598 | 0.0011 | 0.88983 | 19.967 | 0.01204 | 0.0009259 | 0.00118 | 0.9384 | 20.4621 | 0.01326 | 0.0009678 | 0.00124 | 0.96872 | 21.9741 | 0.01269 | 0.0009657 | 0.00124 | 0.97925 | 23.4087 | 0.01179 | 0.0008859 | 0.00113 | 0.93541 | 26.2584 | 0.01234 | 0.000988 | 0.00125 | 0.91823 | 26.0714 | 0.01245 | 0.0009961 | 0.00126 | 0.9456 | 28.4524 | 0.01415 | 0.00109 | 0.00139 | 0.96848 | 30.815 | 0.0125 | 0.0009035 | 0.00116 | 0.93092 | 30.3331 | 0.01274 | 0.0009187 | 0.00118 | 0.95654 | 30.6591 | 0.01364 | 0.0009477 | 0.00122 | 0.99356 | 27.2309 | 0.01587 | 0.00114 | 0.00147 | 0.97282 | 27.6502 | 0.01549 | 0.00113 | 0.00145 | 0.94384 | 33.5058 | 0.01483 | 0.00104 | 0.00135 | 0.97011 | 35.7973 | 0.01436 | 0.0009739 | 0.00126 | 0.94712 | 35.1128 | 0.01501 | 0.00104 | 0.00135 | 0.99476 | 37.4674 | 0.01582 | 0.00109 | 0.00141 | 0.90924 | 38.0906 | 0.01525 | 0.001 | 0.0013 | 0.91386 | 39.2691 | 0.01594 | 0.00115 | 0.00148 | 0.96164 | 41.4934 | 0.0158 | 0.00103 | 0.00133 | 0.95703 | 40.7861 | 0.01568 | 0.001 | 0.0013 | 0.96967 | 44.2116 | 0.01676 | 0.00108 | 0.00139 | 0.95727 | 45.7111 | 0.01661 | 0.00108 | 0.00139 | 0.94518 | 45.4377 | 0.01671 | 0.00109 | 0.0014
1.0913 | 0.093365 | 0.01392 | 0.00103 | 0.00164 | 1.1172 | 0.092223 | 0.02928 | 0.00168 | 0.00263 | 1.0776 | 0.093991 | 0.04192 | 0.00215 | 0.00324 | 1.0776 | 0.38222 | 0.01119 | 0.0006267 | 0.0009048 | 0.99925 | 0.39746 | 0.01353 | 0.0007068 | 0.00102 | 1.1403 | 0.82373 | 0.01463 | 0.0007512 | 0.0009873 | 1.0986 | 1.915 | 0.01017 | 0.0005541 | 0.0007342 | 1.09 | 1.9191 | 0.01112 | 0.0005893 | 0.0007797 | 1 | 2.5291 | 0.00894 | 0.0005263 | 0.000695 | 0.99979 | 3.1933 | 0.00867 | 0.0005172 | 0.0006833 | 1 | 3.1933 | 0.0093 | 0.0005409 | 0.0007162 | 1.0003 | 3.7445 | 0.0086 | 0.0005399 | 0.0007056 | 1.0001 | 3.7446 | 0.00915 | 0.0005613 | 0.000736 | 1.0001 | 3.7446 | 0.00971 | 0.0005821 | 0.0007655 | 1.0527 | 4.3147 | 0.00927 | 0.0005591 | 0.0007229 | 1.0004 | 5.1315 | 0.00871 | 0.0005852 | 0.000759 | 1.0717 | 5.1231 | 0.00967 | 0.0006173 | 0.000798 | 1.0231 | 5.1295 | 0.00978 | 0.0006299 | 0.000815 | 1.0423 | 6.5778 | 0.0088 | 0.000652 | 0.0008117 | 1.0192 | 7.2091 | 0.0091 | 0.0006547 | 0.0008304 | 1.0723 | 8.1045 | 0.00866 | 0.0005729 | 0.0007332 | 1.0353 | 8.1031 | 0.00875 | 0.000582 | 0.0007455 | 1.0165 | 9.606 | 0.00842 | 0.0005896 | 0.0007562 | 1.0009 | 10.034 | 0.00872 | 0.0005964 | 0.0007702 | 1.0144 | 10.044 | 0.00932 | 0.0006181 | 0.0008012 | 1.0426 | 10.8159 | 0.0089 | 0.0006148 | 0.0008007 | 1.001 | 10.7871 | 0.00965 | 0.0006512 | 0.0008524 | 1.0009 | 12.1528 | 0.00855 | 0.0006038 | 0.0007739 | 1.0238 | 12.1926 | 0.00957 | 0.0006447 | 0.0008273 | 1.0427 | 12.2224 | 0.0106 | 0.0006833 | 0.0008783 | 1.0428 | 13.4385 | 0.01011 | 0.0007028 | 0.0009041 | 1.0011 | 13.33 | 0.01027 | 0.0007161 | 0.0009223 | 1.0796 | 14.3508 | 0.01014 | 0.0006872 | 0.0008753 | 1.0589 | 14.4649 | 0.0101 | 0.0007128 | 0.0009007 | 1.0727 | 16.2017 | 0.01046 | 0.0007926 | 0.0009996 | 1.0356 | 16.8711 | 0.01135 | 0.00107 | 0.00133 | 1.0168 | 16.8127 | 0.01244 | 0.00113 | 0.00141 | 1.0329 | 17.9258 | 0.01094 | 0.0008554 | 0.00108 | 1.0011 | 17.7677 | 0.01109 | 0.000868 | 0.0011 | 1.0168 | 17.8009 | 0.01045 | 0.0007604 | 0.0009717 | 1.0011 | 17.7225 | 0.01134 | 0.0007985 | 0.00103 | 1.0011 | 19.6214 | 0.01089 | 0.0008998 | 0.00112 | 1.1123 | 20.185 | 0.01191 | 0.0009258 | 0.00116 | 1.0987 | 20.3655 | 0.01303 | 0.0008903 | 0.00114 | 1.0137 | 20.4059 | 0.01212 | 0.0009009 | 0.00116 | 1.1123 | 21.0991 | 0.01311 | 0.000925 | 0.00119 | 1.0267 | 21.3497 | 0.01134 | 0.0008644 | 0.0011 | 1.0726 | 21.5769 | 0.01254 | 0.0009069 | 0.00116 | 1.0476 | 21.459 | 0.01267 | 0.0009164 | 0.00117 | 1.0123 | 21.8979 | 0.0123 | 0.0008744 | 0.00112 | 1.0011 | 21.0746 | 0.01289 | 0.0009414 | 0.00121 | 1.0427 | 21.4613 | 0.0141 | 0.0009819 | 0.00126 | 1.0764 | 22.8132 | 0.01347 | 0.0009782 | 0.00126 | 1.0881 | 24.4174 | 0.01252 | 0.0008977 | 0.00115 | 1.029 | 27.2552 | 0.013 | 0.0009974 | 0.00127 | 1.0101 | 27.058 | 0.01311 | 0.00101 | 0.00128 | 1.0244 | 29.4985 | 0.01475 | 0.00109 | 0.00141 | 1.0492 | 31.7811 | 0.01306 | 0.0009114 | 0.00117 | 1.0085 | 31.2986 | 0.01331 | 0.0009268 | 0.00119 | 1.0301 | 31.5559 | 0.0142 | 0.0009553 | 0.00123 | 1.0645 | 28.1268 | 0.0165 | 0.00115 | 0.00148 | 1.0423 | 28.5346 | 0.01611 | 0.00114 | 0.00147 | 1.0068 | 34.4795 | 0.01535 | 0.00105 | 0.00136 | 1.0307 | 36.6714 | 0.01484 | 0.0009804 | 0.00127 | 1.0063 | 36.1057 | 0.01551 | 0.00105 | 0.00136 | 1.1053 | 39.2863 | 0.01673 | 0.0011 | 0.00143 | 1.0103 | 40.033 | 0.01614 | 0.00102 | 0.00132 | 1.0154 | 41.1609 | 0.01681 | 0.00116 | 0.00151 | 1.0819 | 43.7095 | 0.01683 | 0.00105 | 0.00136 | 1.0767 | 43.1111 | 0.01673 | 0.00102 | 0.00132 | 1.0774 | 46.3652 | 0.01773 | 0.0011 | 0.00142 | 1.0636 | 48.0425 | 0.01755 | 0.0011 | 0.00142 | 1.0502 | 47.7586 | 0.01765 | 0.0011 | 0.00143
1.1905 | 0.08897 | 0.0158 | 0.00114 | 0.00183 | 1.2413 | 0.086986 | 0.03413 | 0.00193 | 0.003 | 1.1605 | 0.090315 | 0.04666 | 0.00234 | 0.00354 | 1.1605 | 0.3675 | 0.01236 | 0.0006688 | 0.0009707 | 1.1242 | 0.37383 | 0.0158 | 0.0008092 | 0.00113 | 1.2828 | 0.77837 | 0.01682 | 0.0008329 | 0.00106 | 1.1984 | 1.8769 | 0.0111 | 0.000578 | 0.0007634 | 1.1809 | 1.8839 | 0.01204 | 0.0006119 | 0.0008077 | 1.0833 | 2.4939 | 0.00964 | 0.000542 | 0.0007162 | 1.0712 | 3.167 | 0.00922 | 0.0005281 | 0.0006992 | 1.0667 | 3.1691 | 0.00985 | 0.0005514 | 0.0007316 | 1.0628 | 3.7203 | 0.00907 | 0.0005481 | 0.0007185 | 1.0589 | 3.7223 | 0.00962 | 0.0005692 | 0.0007484 | 1.1112 | 3.7011 | 0.01065 | 0.0006046 | 0.0007896 | 1.1843 | 4.2631 | 0.0103 | 0.0005855 | 0.0007486 | 1.1255 | 5.1137 | 0.00957 | 0.0006044 | 0.0007807 | 1.1908 | 5.0984 | 0.01053 | 0.0006355 | 0.0008187 | 1.1368 | 5.1108 | 0.01063 | 0.0006478 | 0.0008356 | 1.1465 | 6.5549 | 0.00947 | 0.0006634 | 0.0008267 | 1.1119 | 7.2021 | 0.00971 | 0.0006647 | 0.0008442 | 1.1617 | 8.0995 | 0.0092 | 0.0005819 | 0.0007455 | 1.1216 | 8.104 | 0.00929 | 0.0005909 | 0.0007578 | 1.0947 | 9.6378 | 0.00888 | 0.0005964 | 0.0007665 | 1.0724 | 10.0827 | 0.00915 | 0.0006029 | 0.0007803 | 1.0821 | 10.0827 | 0.00975 | 0.0006244 | 0.0008109 | 1.1121 | 10.8545 | 0.00931 | 0.0006205 | 0.0008099 | 1.1261 | 10.8646 | 0.01046 | 0.0006668 | 0.0008701 | 1.126 | 12.3498 | 0.00927 | 0.0006175 | 0.0007902 | 1.1375 | 12.3699 | 0.01029 | 0.0006575 | 0.0008427 | 1.147 | 12.38 | 0.01131 | 0.0006953 | 0.0008929 | 1.1471 | 13.6756 | 0.01076 | 0.0007131 | 0.000918 | 1.1012 | 13.577 | 0.01092 | 0.0007265 | 0.0009364 | 1.1778 | 14.548 | 0.01075 | 0.0006965 | 0.0008877 | 1.1552 | 14.7018 | 0.01071 | 0.0007219 | 0.0009134 | 1.1621 | 16.4384 | 0.011 | 0.0007996 | 0.00101 | 1.1219 | 17.1472 | 0.01187 | 0.00107 | 0.00134 | 1.095 | 17.069 | 0.01296 | 0.00113 | 0.00142 | 1.1123 | 18.2619 | 0.01142 | 0.0008613 | 0.00109 | 1.0781 | 18.1237 | 0.01158 | 0.000874 | 0.00111 | 1.095 | 18.1668 | 0.01093 | 0.0007671 | 0.0009828 | 1.1441 | 18.385 | 0.01231 | 0.0008169 | 0.00105 | 1.1441 | 20.323 | 0.01176 | 0.0009139 | 0.00114 | 1.2514 | 20.7681 | 0.01277 | 0.0009386 | 0.00117 | 1.2207 | 21.0385 | 0.01388 | 0.0009037 | 0.00116 | 1.1404 | 21.2871 | 0.01296 | 0.0009147 | 0.00118 | 1.2358 | 21.8618 | 0.01393 | 0.0009375 | 0.00121 | 1.155 | 21.9505 | 0.01215 | 0.0008775 | 0.00112 | 1.1917 | 22.1089 | 0.01335 | 0.0009191 | 0.00118 | 1.164 | 21.9909 | 0.01348 | 0.0009287 | 0.00119 | 1.1248 | 22.8082 | 0.01308 | 0.0008872 | 0.00114 | 1.1123 | 22.0844 | 0.0137 | 0.0009549 | 0.00123 | 1.1469 | 22.3823 | 0.0149 | 0.0009943 | 0.00128 | 1.184 | 23.554 | 0.01423 | 0.0009895 | 0.00127 | 1.1969 | 25.3379 | 0.01323 | 0.0009082 | 0.00116 | 1.1225 | 28.154 | 0.01363 | 0.00101 | 0.00128 | 1.1019 | 27.9666 | 0.01375 | 0.00101 | 0.00129 | 1.1032 | 30.4765 | 0.01534 | 0.0011 | 0.00142 | 1.1299 | 32.6688 | 0.01361 | 0.0009186 | 0.00118 | 1.0861 | 32.196 | 0.01386 | 0.0009342 | 0.0012 | 1.1037 | 32.3842 | 0.01475 | 0.0009624 | 0.00125 | 1.1355 | 28.9844 | 0.01712 | 0.00115 | 0.0015 | 1.1118 | 29.3708 | 0.01672 | 0.00115 | 0.00148 | 1.0697 | 35.3848 | 0.01585 | 0.00105 | 0.00137 | 1.0914 | 37.487 | 0.01532 | 0.0009864 | 0.00128 | 1.0655 | 37.0403 | 0.01599 | 0.00105 | 0.00137 | 1.2435 | 41.3042 | 0.01782 | 0.00112 | 0.00145 | 1.1365 | 42.1943 | 0.01721 | 0.00104 | 0.00135 | 1.1423 | 43.2515 | 0.01785 | 0.00118 | 0.00153 | 1.2021 | 45.6633 | 0.01781 | 0.00106 | 0.00138 | 1.1963 | 45.1741 | 0.01772 | 0.00104 | 0.00135 | 1.1852 | 48.2863 | 0.01866 | 0.00111 | 0.00144 | 1.17 | 50.1417 | 0.01844 | 0.00111 | 0.00144 | 1.1552 | 49.8574 | 0.01855 | 0.00112 | 0.00145
1.2897 | 0.085226 | 0.01778 | 0.00125 | 0.00203 | 1.3654 | 0.08266 | 0.03926 | 0.00217 | 0.00337 | 1.2434 | 0.08691 | 0.05159 | 0.00253 | 0.00385 | 1.2434 | 0.35409 | 0.01357 | 0.0007118 | 0.00104 | 1.2491 | 0.3533 | 0.01821 | 0.0009113 | 0.00125 | 1.4253 | 0.73801 | 0.01914 | 0.0009154 | 0.00114 | 1.2983 | 1.8388 | 0.01204 | 0.0006018 | 0.0007926 | 1.2717 | 1.8488 | 0.01298 | 0.0006343 | 0.0008356 | 1.1667 | 2.4588 | 0.01035 | 0.0005576 | 0.0007372 | 1.1426 | 3.1398 | 0.00978 | 0.0005388 | 0.0007149 | 1.1333 | 3.1439 | 0.01041 | 0.0005617 | 0.0007468 | 1.1254 | 3.695 | 0.00954 | 0.0005562 | 0.0007311 | 1.1765 | 3.6739 | 0.01057 | 0.0005924 | 0.0007729 | 1.2501 | 3.6427 | 0.01185 | 0.0006366 | 0.000819 | 1.3159 | 4.2116 | 0.01133 | 0.000611 | 0.0007737 | 1.2505 | 5.0821 | 0.01043 | 0.0006229 | 0.0008015 | 1.3099 | 5.0629 | 0.0114 | 0.0006531 | 0.0008386 | 1.2505 | 5.0822 | 0.0115 | 0.0006652 | 0.0008554 | 1.2508 | 6.5211 | 0.01014 | 0.0006745 | 0.000841 | 1.2045 | 7.1843 | 0.01032 | 0.0006744 | 0.0008574 | 1.251 | 8.0817 | 0.00975 | 0.0005906 | 0.0007573 | 1.2079 | 8.0911 | 0.00983 | 0.0005996 | 0.0007696 | 1.1729 | 9.6557 | 0.00933 | 0.000603 | 0.0007764 | 1.1439 | 10.1115 | 0.00959 | 0.0006091 | 0.0007899 | 1.2173 | 10.1406 | 0.01062 | 0.0006422 | 0.0008294 | 1.2511 | 10.9023 | 0.01012 | 0.0006364 | 0.0008273 | 1.2512 | 10.9025 | 0.01127 | 0.0006817 | 0.0008866 | 1.2512 | 12.4973 | 0.00998 | 0.0006302 | 0.0008052 | 1.2513 | 12.4976 | 0.011 | 0.0006695 | 0.000857 | 1.2512 | 12.4979 | 0.01202 | 0.0007067 | 0.0009066 | 1.2514 | 13.8631 | 0.0114 | 0.0007228 | 0.0009309 | 1.2013 | 13.7744 | 0.01156 | 0.0007362 | 0.0009496 | 1.2759 | 14.7056 | 0.01135 | 0.0007052 | 0.0008993 | 1.2514 | 14.9091 | 0.0113 | 0.0007305 | 0.0009253 | 1.2515 | 16.6356 | 0.01153 | 0.0008063 | 0.00102 | 1.2083 | 17.3938 | 0.01238 | 0.00108 | 0.00135 | 1.2514 | 17.5028 | 0.01397 | 0.00115 | 0.00144 | 1.2713 | 18.8355 | 0.01237 | 0.0008773 | 0.00111 | 1.2321 | 18.7071 | 0.01253 | 0.0008901 | 0.00113 | 1.2514 | 18.7998 | 0.01188 | 0.0007851 | 0.001 | 1.2871 | 18.929 | 0.01325 | 0.0008333 | 0.00107 | 1.2871 | 20.8963 | 0.01262 | 0.0009266 | 0.00116 | 1.3904 | 21.2424 | 0.0136 | 0.0009503 | 0.00119 | 1.3428 | 21.6226 | 0.0147 | 0.0009159 | 0.00117 | 1.2671 | 22.0299 | 0.01377 | 0.000927 | 0.00119 | 1.3594 | 22.5156 | 0.01472 | 0.0009487 | 0.00122 | 1.2834 | 22.4531 | 0.01294 | 0.0008896 | 0.00114 | 1.3109 | 22.5523 | 0.01413 | 0.0009304 | 0.00119 | 1.2804 | 22.444 | 0.01427 | 0.0009401 | 0.00121 | 1.2373 | 23.6301 | 0.01384 | 0.0008988 | 0.00116 | 1.2235 | 23.0059 | 0.01448 | 0.0009668 | 0.00125 | 1.2512 | 23.2246 | 0.01567 | 0.00101 | 0.0013 | 1.2916 | 24.2162 | 0.01496 | 0.0009998 | 0.00129 | 1.3057 | 26.1698 | 0.01391 | 0.0009177 | 0.00118 | 1.216 | 28.9843 | 0.01424 | 0.00101 | 0.00129 | 1.1937 | 28.7968 | 0.01437 | 0.00102 | 0.00131 | 1.182 | 31.3858 | 0.0159 | 0.00111 | 0.00143 | 1.2106 | 33.4781 | 0.01414 | 0.0009253 | 0.00119 | 1.1636 | 33.0148 | 0.0144 | 0.000941 | 0.00122 | 1.1773 | 33.1538 | 0.01529 | 0.0009689 | 0.00126 | 1.2065 | 29.8032 | 0.01771 | 0.00116 | 0.00151 | 1.1813 | 30.1784 | 0.01731 | 0.00115 | 0.0015 | 1.1326 | 36.2316 | 0.01634 | 0.00106 | 0.00139 | 1.2126 | 38.9722 | 0.01624 | 0.001 | 0.0013 | 1.1839 | 38.7336 | 0.01691 | 0.00107 | 0.00139 | 1.3816 | 43.0779 | 0.01886 | 0.00114 | 0.00147 | 1.2628 | 44.0924 | 0.01823 | 0.00106 | 0.00137 | 1.2692 | 45.0691 | 0.01884 | 0.0012 | 0.00155 | 1.3223 | 47.403 | 0.01875 | 0.00108 | 0.0014 | 1.3159 | 47.033 | 0.01868 | 0.00105 | 0.00137 | 1.2929 | 50.0231 | 0.01955 | 0.00113 | 0.00146 | 1.2764 | 52.0568 | 0.0193 | 0.00113 | 0.00146 | 1.2602 | 51.7722 | 0.01942 | 0.00113 | 0.00147
1.3889 | 0.081892 | 0.01984 | 0.00136 | 0.00223 | 1.4896 | 0.078825 | 0.04465 | 0.00242 | 0.00377 | 1.3263 | 0.083966 | 0.0567 | 0.00272 | 0.00416 | 1.3263 | 0.34187 | 0.01483 | 0.0007555 | 0.00111 | 1.374 | 0.33528 | 0.02076 | 0.00101 | 0.00138 | 1.5678 | 0.70196 | 0.02158 | 0.0009991 | 0.00123 | 1.3982 | 1.8007 | 0.01301 | 0.0006255 | 0.0008219 | 1.3625 | 1.8137 | 0.01394 | 0.0006567 | 0.0008635 | 1.25 | 2.4236 | 0.01106 | 0.0005731 | 0.0007581 | 1.214 | 3.1106 | 0.01034 | 0.0005494 | 0.0007303 | 1.2 | 3.1167 | 0.01097 | 0.0005719 | 0.0007618 | 1.2504 | 3.6426 | 0.0105 | 0.00058 | 0.000756 | 1.3236 | 3.6114 | 0.01178 | 0.0006253 | 0.0008028 | 1.389 | 3.5823 | 0.01306 | 0.0006678 | 0.0008479 | 1.4475 | 4.1612 | 0.01238 | 0.000636 | 0.0007983 | 1.3756 | 5.0406 | 0.0113 | 0.0006408 | 0.0008216 | 1.429 | 5.0204 | 0.01227 | 0.0006703 | 0.0008579 | 1.3642 | 5.0447 | 0.01236 | 0.0006821 | 0.0008745 | 1.355 | 6.4795 | 0.01081 | 0.0006854 | 0.000855 | 1.2972 | 7.1565 | 0.01093 | 0.0006839 | 0.0008702 | 1.3404 | 8.0529 | 0.01029 | 0.0005992 | 0.0007687 | 1.2942 | 8.0684 | 0.01038 | 0.000608 | 0.000781 | 1.2511 | 9.6597 | 0.00979 | 0.0006095 | 0.000786 | 1.2869 | 10.1495 | 0.01046 | 0.0006271 | 0.0008083 | 1.3526 | 10.1489 | 0.01149 | 0.0006591 | 0.0008467 | 1.3901 | 10.9104 | 0.01092 | 0.0006516 | 0.0008435 | 1.3763 | 10.9108 | 0.01207 | 0.0006959 | 0.0009021 | 1.3763 | 12.5952 | 0.01068 | 0.0006423 | 0.0008192 | 1.365 | 12.5957 | 0.0117 | 0.0006809 | 0.0008704 | 1.3555 | 12.5861 | 0.01272 | 0.0007175 | 0.0009195 | 1.3556 | 14.011 | 0.01203 | 0.000732 | 0.000943 | 1.3014 | 13.9422 | 0.0122 | 0.0007454 | 0.0009618 | 1.3741 | 14.8435 | 0.01194 | 0.0007136 | 0.0009102 | 1.3477 | 15.0768 | 0.01188 | 0.0007386 | 0.0009365 | 1.4302 | 16.9408 | 0.01258 | 0.0008253 | 0.00104 | 1.3809 | 17.7882 | 0.01338 | 0.00109 | 0.00136 | 1.4078 | 17.838 | 0.01497 | 0.00116 | 0.00146 | 1.4302 | 19.2704 | 0.01329 | 0.0008919 | 0.00113 | 1.3862 | 19.1618 | 0.01346 | 0.0009047 | 0.00115 | 1.4078 | 19.3143 | 0.0128 | 0.0008012 | 0.00102 | 1.4301 | 19.3741 | 0.01417 | 0.0008484 | 0.00108 | 1.4301 | 21.3608 | 0.01345 | 0.0009382 | 0.00117 | 1.5294 | 21.6277 | 0.01442 | 0.0009612 | 0.0012 | 1.4649 | 22.1276 | 0.01551 | 0.0009271 | 0.00119 | 1.3939 | 22.6739 | 0.01456 | 0.0009381 | 0.00121 | 1.483 | 23.0704 | 0.01549 | 0.000959 | 0.00124 | 1.4117 | 22.8768 | 0.01371 | 0.0009008 | 0.00115 | 1.4301 | 22.9266 | 0.01491 | 0.000941 | 0.00121 | 1.3968 | 22.8282 | 0.01505 | 0.0009507 | 0.00122 | 1.3497 | 24.3633 | 0.01457 | 0.0009092 | 0.00117 | 1.3347 | 23.8486 | 0.01523 | 0.0009775 | 0.00126 | 1.3555 | 23.9879 | 0.01641 | 0.00102 | 0.00132 | 1.3993 | 24.8195 | 0.01568 | 0.00101 | 0.0013 | 1.4145 | 26.9129 | 0.01457 | 0.0009264 | 0.00119 | 1.3096 | 29.7459 | 0.01484 | 0.00102 | 0.00131 | 1.2855 | 29.5582 | 0.01497 | 0.00103 | 0.00132 | 1.2608 | 32.2363 | 0.01646 | 0.00111 | 0.00144 | 1.2913 | 34.2385 | 0.01466 | 0.0009315 | 0.0012 | 1.2412 | 33.7749 | 0.01492 | 0.0009474 | 0.00123 | 1.2509 | 33.8645 | 0.01581 | 0.000975 | 0.00127 | 1.2774 | 30.5831 | 0.01829 | 0.00117 | 0.00153 | 1.2508 | 30.9472 | 0.01788 | 0.00116 | 0.00151 | 1.2585 | 37.7688 | 0.01729 | 0.00108 | 0.00141 | 1.3642 | 40.5866 | 0.01734 | 0.00102 | 0.00132 | 1.3319 | 40.5862 | 0.01802 | 0.00109 | 0.00142 | 1.5198 | 44.6358 | 0.01986 | 0.00115 | 0.00149 | 1.3891 | 45.7757 | 0.01921 | 0.00107 | 0.0014 | 1.3962 | 46.6719 | 0.0198 | 0.00121 | 0.00157 | 1.4425 | 48.9471 | 0.01966 | 0.00109 | 0.00142 | 1.4355 | 48.6865 | 0.01959 | 0.00107 | 0.00139 | 1.4006 | 51.5944 | 0.02041 | 0.00114 | 0.00148 | 1.3827 | 53.8067 | 0.02013 | 0.00114 | 0.00148 | 1.3653 | 53.5317 | 0.02025 | 0.00114 | 0.00149
1.4881 | 0.078858 | 0.02198 | 0.00147 | 0.00244 | 1.6137 | 0.075401 | 0.0503 | 0.00267 | 0.00417 | 1.492 | 0.078749 | 0.06744 | 0.00329 | 0.00482 | 1.492 | 0.32025 | 0.01747 | 0.0008848 | 0.00126 | 1.4989 | 0.31936 | 0.02343 | 0.00112 | 0.00151 | 1.7104 | 0.66962 | 0.02414 | 0.00108 | 0.00132 | 1.4981 | 1.7636 | 0.01399 | 0.0006492 | 0.0008513 | 1.4534 | 1.7806 | 0.01492 | 0.0006791 | 0.0008916 | 1.3333 | 2.3885 | 0.01179 | 0.0005886 | 0.0007789 | 1.2854 | 3.0814 | 0.01091 | 0.00056 | 0.0007457 | 1.3333 | 3.0614 | 0.01211 | 0.0006029 | 0.0007915 | 1.4067 | 3.5752 | 0.01172 | 0.000614 | 0.0007866 | 1.4707 | 3.546 | 0.01301 | 0.0006575 | 0.0008323 | 1.5279 | 3.5209 | 0.0143 | 0.0006985 | 0.0008764 | 1.5791 | 4.1098 | 0.01345 | 0.0006604 | 0.0008226 | 1.5006 | 4.9911 | 0.01217 | 0.0006584 | 0.0008411 | 1.5481 | 4.971 | 0.01315 | 0.0006873 | 0.0008768 | 1.4779 | 5.0013 | 0.01324 | 0.0006987 | 0.0008932 | 1.4592 | 6.4309 | 0.01149 | 0.0006962 | 0.0008686 | 1.3898 | 7.1219 | 0.01155 | 0.0006932 | 0.0008826 | 1.4297 | 8.0162 | 0.01084 | 0.0006076 | 0.0007799 | 1.3805 | 8.0377 | 0.01092 | 0.0006163 | 0.0007921 | 1.4075 | 9.6401 | 0.0107 | 0.0006285 | 0.0008042 | 1.4298 | 10.1479 | 0.01132 | 0.0006443 | 0.0008255 | 1.4879 | 10.1374 | 0.01235 | 0.0006754 | 0.0008631 | 1.5291 | 10.8888 | 0.01173 | 0.0006662 | 0.0008589 | 1.5014 | 10.8894 | 0.01288 | 0.0007097 | 0.0009168 | 1.5014 | 12.6635 | 0.01137 | 0.0006538 | 0.0008325 | 1.4788 | 12.654 | 0.01239 | 0.0006918 | 0.0008832 | 1.4598 | 12.6445 | 0.01341 | 0.000728 | 0.0009318 | 1.4599 | 14.1291 | 0.01265 | 0.0007408 | 0.0009544 | 1.4015 | 14.0703 | 0.01282 | 0.0007542 | 0.0009734 | 1.5704 | 15.0199 | 0.01312 | 0.0007388 | 0.0009305 | 1.5402 | 15.3429 | 0.01304 | 0.0007626 | 0.0009572 | 1.609 | 17.147 | 0.01361 | 0.0008431 | 0.00106 | 1.5535 | 18.0837 | 0.01436 | 0.00111 | 0.00138 | 1.5643 | 18.104 | 0.01595 | 0.00117 | 0.00147 | 1.5891 | 19.5962 | 0.0142 | 0.0009054 | 0.00114 | 1.5402 | 19.5075 | 0.01437 | 0.0009182 | 0.00116 | 1.5642 | 19.7198 | 0.01371 | 0.0008161 | 0.00104 | 1.5731 | 19.74 | 0.01507 | 0.0008624 | 0.0011 | 1.5731 | 21.7262 | 0.01426 | 0.0009491 | 0.00119 | 1.6685 | 21.9337 | 0.01523 | 0.0009715 | 0.00121 | 1.587 | 22.5532 | 0.01629 | 0.0009376 | 0.0012 | 1.5206 | 23.2288 | 0.01532 | 0.0009484 | 0.00122 | 1.6066 | 23.5559 | 0.01624 | 0.0009687 | 0.00125 | 1.54 | 23.2215 | 0.01448 | 0.0009112 | 0.00116 | 1.5493 | 23.2517 | 0.01567 | 0.000951 | 0.00122 | 1.5132 | 23.1532 | 0.01581 | 0.0009607 | 0.00123 | 1.4622 | 25.0173 | 0.01528 | 0.0009188 | 0.00118 | 1.446 | 24.6023 | 0.01596 | 0.0009873 | 0.00128 | 1.4597 | 24.6922 | 0.01713 | 0.00102 | 0.00133 | 1.5069 | 25.3536 | 0.01638 | 0.00102 | 0.00132 | 1.5233 | 27.5868 | 0.01522 | 0.0009344 | 0.0012 | 1.4031 | 30.4385 | 0.01543 | 0.00103 | 0.00132 | 1.3773 | 30.2506 | 0.01556 | 0.00104 | 0.00133 | 1.3396 | 33.0279 | 0.01699 | 0.00112 | 0.00146 | 1.372 | 34.9399 | 0.01517 | 0.0009373 | 0.00121 | 1.3188 | 34.486 | 0.01544 | 0.0009533 | 0.00124 | 1.3244 | 34.5362 | 0.01632 | 0.0009807 | 0.00128 | 1.4194 | 32.0357 | 0.01942 | 0.00119 | 0.00155 | 1.3897 | 32.3879 | 0.01899 | 0.00118 | 0.00154 | 1.4158 | 39.4253 | 0.01843 | 0.00109 | 0.00143 | 1.5158 | 41.9956 | 0.01841 | 0.00104 | 0.00134 | 1.4799 | 42.1836 | 0.01908 | 0.0011 | 0.00144 | 1.6579 | 45.997 | 0.02083 | 0.00117 | 0.00151 | 1.5154 | 47.263 | 0.02015 | 0.00109 | 0.00141 | 1.5231 | 48.0888 | 0.02073 | 0.00122 | 0.00159 | 1.5627 | 50.3348 | 0.02055 | 0.0011 | 0.00143 | 1.5552 | 50.1836 | 0.02048 | 0.00108 | 0.00141 | 1.5084 | 53.0193 | 0.02125 | 0.00115 | 0.0015 | 1.4891 | 55.4204 | 0.02093 | 0.00115 | 0.00149 | 1.4703 | 55.1451 | 0.02106 | 0.00115 | 0.0015
1.5873 | 0.076085 | 0.02421 | 0.00159 | 0.00265 | 1.7378 | 0.072317 | 0.0562 | 0.00292 | 0.00459 | 1.6578 | 0.074273 | 0.07887 | 0.00384 | 0.00551 | 1.6578 | 0.30162 | 0.02028 | 0.00101 | 0.00141 | 1.6238 | 0.30524 | 0.02624 | 0.00122 | 0.00164 | 1.8529 | 0.64049 | 0.02683 | 0.00117 | 0.00141 | 1.5979 | 1.7275 | 0.015 | 0.0006729 | 0.0008809 | 1.5442 | 1.7465 | 0.01592 | 0.0007015 | 0.0009198 | 1.4167 | 2.3533 | 0.01254 | 0.000604 | 0.0007997 | 1.4283 | 3.0202 | 0.01206 | 0.0005921 | 0.0007761 | 1.5 | 2.9881 | 0.01356 | 0.0006473 | 0.000828 | 1.563 | 3.5058 | 0.01296 | 0.0006472 | 0.0008168 | 1.6177 | 3.4807 | 0.01426 | 0.000689 | 0.0008615 | 1.6668 | 3.4587 | 0.01556 | 0.0007287 | 0.0009048 | 1.7107 | 4.0595 | 0.01452 | 0.0006845 | 0.0008466 | 1.6257 | 4.9377 | 0.01306 | 0.0006758 | 0.0008602 | 1.6671 | 4.9186 | 0.01404 | 0.000704 | 0.0008954 | 1.5916 | 4.9529 | 0.01412 | 0.0007151 | 0.0009115 | 1.5635 | 6.3784 | 0.01218 | 0.0007069 | 0.000882 | 1.4825 | 7.0813 | 0.01217 | 0.0007023 | 0.0008947 | 1.6085 | 7.9241 | 0.01194 | 0.0006337 | 0.0008015 | 1.553 | 7.9555 | 0.01202 | 0.000642 | 0.0008136 | 1.5639 | 9.5897 | 0.01161 | 0.0006469 | 0.0008215 | 1.5728 | 10.1165 | 0.01219 | 0.0006608 | 0.000842 | 1.6231 | 10.1062 | 0.01322 | 0.0006912 | 0.0008788 | 1.6681 | 10.8375 | 0.01254 | 0.0006805 | 0.0008737 | 1.6265 | 10.8581 | 0.01369 | 0.0007232 | 0.000931 | 1.6265 | 12.692 | 0.01207 | 0.0006649 | 0.0008451 | 1.5925 | 12.6926 | 0.01309 | 0.0007024 | 0.0008953 | 1.6683 | 12.7019 | 0.0148 | 0.0007606 | 0.0009549 | 1.6685 | 14.2761 | 0.01389 | 0.0007674 | 0.0009757 | 1.6018 | 14.2371 | 0.01407 | 0.0007807 | 0.0009948 | 1.7666 | 15.1171 | 0.01429 | 0.0007624 | 0.0009493 | 1.7327 | 15.5099 | 0.01418 | 0.000785 | 0.0009762 | 1.7878 | 17.2839 | 0.01463 | 0.0008599 | 0.00107 | 1.7261 | 18.3201 | 0.01532 | 0.00112 | 0.00139 | 1.7207 | 18.3106 | 0.01691 | 0.00118 | 0.00149 | 1.748 | 19.8326 | 0.01509 | 0.0009181 | 0.00116 | 1.6942 | 19.7639 | 0.01527 | 0.0009309 | 0.00118 | 1.7207 | 20.036 | 0.01459 | 0.00083 | 0.00105 | 1.7161 | 20.0265 | 0.01595 | 0.0008756 | 0.00111 | 1.7161 | 22.0223 | 0.01507 | 0.0009593 | 0.0012 | 1.8075 | 22.1802 | 0.01603 | 0.0009813 | 0.00123 | 1.709 | 22.9295 | 0.01707 | 0.0009475 | 0.00121 | 1.6473 | 23.6944 | 0.01607 | 0.000958 | 0.00123 | 1.7302 | 23.962 | 0.01698 | 0.0009777 | 0.00126 | 1.6684 | 23.5269 | 0.01523 | 0.0009211 | 0.00118 | 1.6684 | 23.5274 | 0.01642 | 0.0009605 | 0.00123 | 1.6296 | 23.4389 | 0.01657 | 0.0009702 | 0.00124 | 1.5747 | 25.6022 | 0.01598 | 0.0009277 | 0.0012 | 1.5572 | 25.2869 | 0.01666 | 0.0009963 | 0.00129 | 1.564 | 25.3271 | 0.01784 | 0.00103 | 0.00134 | 1.6145 | 25.8284 | 0.01707 | 0.00103 | 0.00133 | 1.6321 | 28.1914 | 0.01585 | 0.0009419 | 0.00121 | 1.4967 | 31.0719 | 0.016 | 0.00103 | 0.00133 | 1.4692 | 30.8939 | 0.01613 | 0.00104 | 0.00134 | 1.4184 | 33.7702 | 0.01752 | 0.00113 | 0.00147 | 1.4527 | 35.5822 | 0.01566 | 0.0009428 | 0.00122 | 1.3964 | 35.138 | 0.01594 | 0.0009588 | 0.00125 | 1.4716 | 35.7317 | 0.01733 | 0.0009962 | 0.00129 | 1.5968 | 33.6778 | 0.02075 | 0.00121 | 0.00158 | 1.5635 | 34.018 | 0.02032 | 0.0012 | 0.00157 | 1.5731 | 40.846 | 0.01952 | 0.00111 | 0.00145 | 1.6674 | 43.228 | 0.01944 | 0.00105 | 0.00136 | 1.6279 | 43.5647 | 0.02011 | 0.00112 | 0.00146 | 1.7961 | 47.1908 | 0.02178 | 0.00118 | 0.00153 | 1.6417 | 48.5833 | 0.02107 | 0.0011 | 0.00143 | 1.65 | 49.3488 | 0.02163 | 0.00123 | 0.00161 | 1.6829 | 51.5753 | 0.02141 | 0.00111 | 0.00145 | 1.6748 | 51.5236 | 0.02135 | 0.00109 | 0.00142 | 1.6161 | 54.3172 | 0.02207 | 0.00116 | 0.00151 | 1.5954 | 56.9071 | 0.02172 | 0.00116 | 0.00151 | 1.5753 | 56.6316 | 0.02185 | 0.00116 | 0.00152
1.6865 | 0.073542 | 0.02651 | 0.0017 | 0.00287 | 1.862 | 0.069534 | 0.06234 | 0.00318 | 0.00502 | 1.8236 | 0.070368 | 0.09097 | 0.00438 | 0.00623 | 1.8236 | 0.28551 | 0.02326 | 0.00114 | 0.00157 | 1.7487 | 0.29252 | 0.02917 | 0.00133 | 0.00178 | 1.9954 | 0.61406 | 0.02963 | 0.00126 | 0.0015 | 1.6978 | 1.6924 | 0.01603 | 0.0006968 | 0.0009107 | 1.635 | 1.7145 | 0.01693 | 0.000724 | 0.0009481 | 1.5 | 2.3192 | 0.01329 | 0.0006194 | 0.0008205 | 1.6068 | 2.9409 | 0.01353 | 0.0006383 | 0.0008137 | 1.6667 | 2.9148 | 0.01505 | 0.0006906 | 0.0008644 | 1.7193 | 3.4355 | 0.01423 | 0.0006799 | 0.0008469 | 1.7648 | 3.4155 | 0.01553 | 0.0007202 | 0.0008906 | 1.8057 | 3.3974 | 0.01684 | 0.0007586 | 0.000933 | 1.8423 | 4.0072 | 0.01561 | 0.0007082 | 0.0008705 | 1.7507 | 4.8794 | 0.01395 | 0.000693 | 0.0008791 | 1.7862 | 4.8623 | 0.01493 | 0.0007207 | 0.0009137 | 1.7052 | 4.9015 | 0.01501 | 0.0007313 | 0.0009296 | 1.6677 | 6.321 | 0.01287 | 0.0007174 | 0.0008951 | 1.6678 | 6.9864 | 0.01342 | 0.0007311 | 0.0009183 | 1.7872 | 7.8152 | 0.01306 | 0.0006592 | 0.0008224 | 1.7256 | 7.8545 | 0.01313 | 0.0006671 | 0.0008344 | 1.7203 | 9.5176 | 0.01253 | 0.0006647 | 0.0008381 | 1.7158 | 10.0754 | 0.01306 | 0.0006769 | 0.0008578 | 1.7584 | 10.0552 | 0.01409 | 0.0007066 | 0.000894 | 1.8072 | 10.7764 | 0.01335 | 0.0006944 | 0.0008879 | 1.7517 | 10.807 | 0.0145 | 0.0007363 | 0.0009446 | 1.7516 | 12.7006 | 0.01276 | 0.0006757 | 0.0008572 | 1.82 | 12.7002 | 0.01447 | 0.0007358 | 0.0009183 | 1.8768 | 12.6899 | 0.01619 | 0.0007916 | 0.0009765 | 1.877 | 14.3336 | 0.01512 | 0.0007925 | 0.0009953 | 1.802 | 14.3246 | 0.0153 | 0.0008055 | 0.00101 | 1.9629 | 15.1448 | 0.01545 | 0.0007849 | 0.000967 | 1.9253 | 15.5974 | 0.01531 | 0.0008061 | 0.0009939 | 1.9666 | 17.3513 | 0.01565 | 0.000876 | 0.00109 | 1.8987 | 18.477 | 0.01628 | 0.00113 | 0.00141 | 1.8771 | 18.4678 | 0.01787 | 0.00119 | 0.0015 | 1.9069 | 20.0097 | 0.01597 | 0.0009301 | 0.00117 | 1.8482 | 19.9508 | 0.01615 | 0.000943 | 0.00119 | 1.8771 | 20.2828 | 0.01546 | 0.0008431 | 0.00107 | 1.8591 | 20.2535 | 0.01683 | 0.000888 | 0.00113 | 1.8592 | 22.2489 | 0.01586 | 0.0009691 | 0.00121 | 1.9466 | 22.3672 | 0.01682 | 0.0009907 | 0.00124 | 1.8311 | 23.2361 | 0.01783 | 0.0009569 | 0.00122 | 1.774 | 24.0906 | 0.01681 | 0.0009669 | 0.00125 | 1.8538 | 24.3085 | 0.01771 | 0.0009863 | 0.00127 | 1.7967 | 23.773 | 0.01597 | 0.0009306 | 0.00119 | 1.7876 | 23.7637 | 0.01716 | 0.0009696 | 0.00124 | 1.746 | 23.6851 | 0.01731 | 0.0009793 | 0.00126 | 1.6872 | 26.1276 | 0.01666 | 0.0009361 | 0.00121 | 1.6684 | 25.9021 | 0.01735 | 0.001 | 0.0013 | 1.6683 | 25.9026 | 0.01852 | 0.00104 | 0.00135 | 1.7222 | 26.2638 | 0.01774 | 0.00103 | 0.00134 | 1.7409 | 28.7267 | 0.01646 | 0.0009489 | 0.00122 | 1.5902 | 31.6459 | 0.01656 | 0.00104 | 0.00134 | 1.561 | 31.4779 | 0.0167 | 0.00105 | 0.00135 | 1.576 | 35.127 | 0.01854 | 0.00114 | 0.00148 | 1.6141 | 36.7488 | 0.01664 | 0.0009577 | 0.00124 | 1.5515 | 36.3142 | 0.01693 | 0.000974 | 0.00126 | 1.6555 | 37.0168 | 0.01853 | 0.00102 | 0.00131 | 1.7742 | 35.1431 | 0.02203 | 0.00123 | 0.0016 | 1.7372 | 35.4717 | 0.02158 | 0.00122 | 0.00159 | 1.7304 | 42.0698 | 0.02058 | 0.00113 | 0.00147 | 1.819 | 44.303 | 0.02044 | 0.00107 | 0.00138 | 1.7758 | 44.7487 | 0.0211 | 0.00113 | 0.00147 | 1.9343 | 48.2466 | 0.0227 | 0.00119 | 0.00154 | 1.768 | 49.7662 | 0.02196 | 0.00111 | 0.00145 | 1.7769 | 50.4713 | 0.02251 | 0.00124 | 0.00162 | 1.8031 | 52.6981 | 0.02226 | 0.00112 | 0.00146 | 1.7944 | 52.736 | 0.02219 | 0.0011 | 0.00144 | 1.7239 | 55.5075 | 0.02287 | 0.00117 | 0.00153 | 1.7018 | 58.2865 | 0.02248 | 0.00117 | 0.00152 | 1.6803 | 58.0208 | 0.02261 | 0.00117 | 0.00153
1.7857 | 0.0712 | 0.0289 | 0.00182 | 0.00309 | 1.9861 | 0.066991 | 0.06872 | 0.00344 | 0.00547 | 1.9894 | 0.066934 | 0.10371 | 0.00492 | 0.00698 | 1.9894 | 0.27139 | 0.02641 | 0.00127 | 0.00174 | 1.9985 | 0.2706 | 0.03541 | 0.00166 | 0.00208 | 2.138 | 0.59153 | 0.03255 | 0.00135 | 0.0016 | 1.7977 | 1.6573 | 0.01708 | 0.0007207 | 0.0009409 | 1.8167 | 1.6513 | 0.01902 | 0.000797 | 0.00101 | 1.6667 | 2.251 | 0.01483 | 0.0006681 | 0.0008622 | 1.7853 | 2.8616 | 0.01505 | 0.0006834 | 0.0008513 | 1.8333 | 2.8406 | 0.01658 | 0.0007332 | 0.0009007 | 1.8756 | 3.3653 | 0.01552 | 0.0007122 | 0.0008768 | 1.9119 | 3.3492 | 0.01683 | 0.0007512 | 0.0009197 | 1.9446 | 3.3352 | 0.01815 | 0.0007884 | 0.0009612 | 1.9739 | 3.956 | 0.01672 | 0.0007317 | 0.0008942 | 1.8758 | 4.8191 | 0.01486 | 0.00071 | 0.0008977 | 1.9053 | 4.805 | 0.01584 | 0.0007372 | 0.0009319 | 1.8189 | 4.8473 | 0.01592 | 0.0007474 | 0.0009474 | 1.8762 | 6.2002 | 0.01428 | 0.0007517 | 0.000921 | 1.8531 | 6.8806 | 0.01469 | 0.0007593 | 0.0009413 | 1.9659 | 7.6954 | 0.01419 | 0.0006842 | 0.0008429 | 1.8981 | 7.7417 | 0.01426 | 0.0006917 | 0.0008546 | 1.8766 | 9.4306 | 0.01346 | 0.0006823 | 0.0008542 | 1.8588 | 10.0124 | 0.01394 | 0.0006926 | 0.0008731 | 1.8936 | 9.9953 | 0.01497 | 0.0007217 | 0.0009088 | 1.9462 | 10.7054 | 0.01417 | 0.0007081 | 0.0009018 | 2.0019 | 10.6752 | 0.01614 | 0.0007794 | 0.0009709 | 2.0019 | 12.6585 | 0.01415 | 0.0007102 | 0.0008802 | 2.0475 | 12.6683 | 0.01586 | 0.0007675 | 0.0009399 | 2.0854 | 12.6682 | 0.01758 | 0.0008211 | 0.000997 | 2.0856 | 14.3716 | 0.01634 | 0.0008164 | 0.00101 | 2.0022 | 14.3425 | 0.01653 | 0.0008292 | 0.00103 | 2.1592 | 15.1829 | 0.01661 | 0.0008065 | 0.0009837 | 2.1178 | 15.6952 | 0.01644 | 0.0008263 | 0.00101 | 2.1453 | 17.4491 | 0.01666 | 0.0008915 | 0.0011 | 2.0713 | 18.6344 | 0.01723 | 0.00114 | 0.00142 | 2.0335 | 18.5953 | 0.01882 | 0.00121 | 0.00151 | 2.0658 | 20.1671 | 0.01685 | 0.0009418 | 0.00118 | 2.0022 | 20.0782 | 0.01703 | 0.0009546 | 0.0012 | 2.0335 | 20.49 | 0.01633 | 0.0008556 | 0.00108 | 2.0021 | 20.4309 | 0.01769 | 0.0009 | 0.00114 | 2.0022 | 22.426 | 0.01665 | 0.0009785 | 0.00122 | 2.0856 | 22.5646 | 0.0176 | 0.0009997 | 0.00125 | 1.9532 | 23.5032 | 0.01858 | 0.0009659 | 0.00124 | 1.9007 | 24.4272 | 0.01754 | 0.0009755 | 0.00126 | 1.9774 | 24.5954 | 0.01843 | 0.0009944 | 0.00128 | 1.9251 | 23.9895 | 0.01671 | 0.0009396 | 0.0012 | 1.9068 | 23.9603 | 0.0179 | 0.0009783 | 0.00125 | 1.8624 | 23.8917 | 0.01805 | 0.000988 | 0.00127 | 1.7997 | 26.5836 | 0.01732 | 0.000944 | 0.00122 | 1.7797 | 26.4478 | 0.01802 | 0.00101 | 0.00131 | 1.7725 | 26.4185 | 0.0192 | 0.00105 | 0.00137 | 1.8298 | 26.6497 | 0.01841 | 0.00104 | 0.00135 | 1.8497 | 29.2125 | 0.01707 | 0.0009556 | 0.00123 | 1.6837 | 32.1806 | 0.01711 | 0.00104 | 0.00134 | 1.6528 | 32.0125 | 0.01725 | 0.00105 | 0.00136 | 1.773 | 36.5735 | 0.01977 | 0.00116 | 0.0015 | 1.8159 | 37.9751 | 0.01781 | 0.0009775 | 0.00126 | 1.7455 | 37.58 | 0.01812 | 0.000994 | 0.00128 | 1.8395 | 38.1146 | 0.0197 | 0.00103 | 0.00133 | 1.9516 | 36.4308 | 0.02326 | 0.00125 | 0.00162 | 1.9109 | 36.778 | 0.0228 | 0.00124 | 0.00161 | 1.8877 | 43.1161 | 0.02161 | 0.00114 | 0.00148 | 1.9705 | 45.2602 | 0.02142 | 0.00108 | 0.00139 | 1.9238 | 45.7748 | 0.02207 | 0.00115 | 0.00149 | 2.0724 | 49.2942 | 0.0236 | 0.0012 | 0.00155 | 1.8942 | 50.8111 | 0.02284 | 0.00112 | 0.00146 | 1.9039 | 51.4659 | 0.02337 | 0.00125 | 0.00163 | 1.9233 | 53.6929 | 0.02308 | 0.00113 | 0.00148 | 1.9141 | 53.8203 | 0.02302 | 0.00111 | 0.00145 | 1.9393 | 57.574 | 0.02443 | 0.0012 | 0.00155 | 1.9145 | 60.7613 | 0.02396 | 0.00119 | 0.00155 | 1.8904 | 60.4952 | 0.0241 | 0.0012 | 0.00156
1.9841 | 0.067026 | 0.03389 | 0.00212 | 0.00356 | 2.2344 | 0.062536 | 0.08219 | 0.00418 | 0.0064 | 2.1552 | 0.06388 | 0.11709 | 0.00546 | 0.00775 | 2.1552 | 0.25988 | 0.02971 | 0.0014 | 0.00192 | 2.2483 | 0.25358 | 0.0421 | 0.00198 | 0.0024 | 2.2805 | 0.56911 | 0.03558 | 0.00144 | 0.0017 | 1.9974 | 1.5912 | 0.01924 | 0.0007988 | 0.001 | 2.0438 | 1.5782 | 0.02175 | 0.0009029 | 0.00108 | 1.875 | 2.1699 | 0.01681 | 0.0007386 | 0.0009149 | 1.9639 | 2.7834 | 0.01661 | 0.0007279 | 0.000889 | 2 | 2.7674 | 0.01815 | 0.0007755 | 0.0009372 | 2.0319 | 3.3001 | 0.01684 | 0.0007442 | 0.0009068 | 2.0589 | 3.291 | 0.01816 | 0.0007819 | 0.0009488 | 2.0834 | 3.283 | 0.01948 | 0.000818 | 0.0009895 | 2.1055 | 3.9168 | 0.01784 | 0.0007549 | 0.0009178 | 2.0008 | 4.7568 | 0.01578 | 0.000727 | 0.0009163 | 2.1435 | 4.7035 | 0.0177 | 0.0007918 | 0.0009678 | 2.0463 | 4.7418 | 0.01775 | 0.0008007 | 0.0009827 | 2.0846 | 6.0886 | 0.01571 | 0.0007854 | 0.0009465 | 2.0384 | 6.7779 | 0.01597 | 0.0007872 | 0.0009638 | 2.1446 | 7.5997 | 0.01534 | 0.0007089 | 0.000863 | 2.0707 | 7.64 | 0.01541 | 0.0007159 | 0.0008745 | 2.033 | 9.3428 | 0.0144 | 0.0006996 | 0.00087 | 2.0018 | 9.9385 | 0.01482 | 0.0007081 | 0.000888 | 2.1642 | 9.8847 | 0.01674 | 0.0007718 | 0.0009374 | 2.2242 | 10.5938 | 0.01582 | 0.0007532 | 0.0009285 | 2.2521 | 10.5738 | 0.0178 | 0.0008208 | 0.0009962 | 2.2521 | 12.6167 | 0.01554 | 0.000743 | 0.0009019 | 2.2751 | 12.5968 | 0.01725 | 0.000798 | 0.0009605 | 2.2939 | 12.5868 | 0.01897 | 0.0008498 | 0.00102 | 2.2942 | 14.34 | 0.01757 | 0.0008394 | 0.00103 | 2.2024 | 14.3708 | 0.01775 | 0.0008519 | 0.00105 | 2.3555 | 15.1113 | 0.01777 | 0.0008275 | 0.0009997 | 2.3103 | 15.6835 | 0.01756 | 0.0008458 | 0.00103 | 2.3241 | 17.4272 | 0.01767 | 0.0009066 | 0.00111 | 2.2439 | 18.7522 | 0.01817 | 0.00115 | 0.00143 | 2.19 | 18.7332 | 0.01976 | 0.00122 | 0.00152 | 2.2247 | 20.2649 | 0.01772 | 0.000953 | 0.00119 | 2.1562 | 20.2359 | 0.0179 | 0.0009657 | 0.00121 | 2.1899 | 20.6876 | 0.01718 | 0.0008676 | 0.00109 | 2.1452 | 20.6386 | 0.01855 | 0.0009114 | 0.00115 | 2.1452 | 22.6334 | 0.01743 | 0.0009875 | 0.00123 | 2.2246 | 22.7022 | 0.01838 | 0.00101 | 0.00126 | 2.0753 | 23.7806 | 0.01933 | 0.0009745 | 0.00125 | 2.0274 | 24.7242 | 0.01825 | 0.0009836 | 0.00127 | 2.1009 | 24.9227 | 0.01914 | 0.001 | 0.00129 | 2.0534 | 24.2164 | 0.01744 | 0.0009483 | 0.00121 | 2.026 | 24.1574 | 0.01863 | 0.0009867 | 0.00126 | 1.9788 | 24.0686 | 0.01879 | 0.0009964 | 0.00128 | 1.9121 | 26.99 | 0.01798 | 0.0009514 | 0.00123 | 1.8909 | 26.944 | 0.01868 | 0.00102 | 0.00132 | 1.8768 | 26.8849 | 0.01986 | 0.00106 | 0.00138 | 1.9374 | 26.9961 | 0.01906 | 0.00105 | 0.00136 | 1.9585 | 29.6387 | 0.01767 | 0.0009619 | 0.00124 | 1.8708 | 33.1114 | 0.01819 | 0.00106 | 0.00136 | 1.8365 | 32.9531 | 0.01833 | 0.00107 | 0.00137 | 1.97 | 37.7924 | 0.02095 | 0.00118 | 0.00152 | 2.0177 | 39.0339 | 0.01896 | 0.0009955 | 0.00128 | 1.9394 | 38.6284 | 0.01927 | 0.00101 | 0.0013 | 2.0234 | 39.0644 | 0.02084 | 0.00105 | 0.00135 | 2.129 | 37.7103 | 0.02445 | 0.00127 | 0.00164 | 2.0846 | 38.0364 | 0.02397 | 0.00126 | 0.00163 | 2.045 | 44.0842 | 0.02262 | 0.00115 | 0.0015 | 2.1221 | 46.2589 | 0.02239 | 0.00109 | 0.00141 | 2.0718 | 46.7827 | 0.02302 | 0.00116 | 0.0015 | 2.2106 | 50.2031 | 0.02448 | 0.00121 | 0.00157 | 2.0205 | 51.7877 | 0.02369 | 0.00113 | 0.00147 | 2.0308 | 52.4223 | 0.02422 | 0.00126 | 0.00165 | 2.1637 | 55.6369 | 0.02469 | 0.00116 | 0.0015 | 2.1533 | 55.9137 | 0.02462 | 0.00114 | 0.00147 | 2.1548 | 59.5565 | 0.02593 | 0.00122 | 0.00157 | 2.1273 | 63.1325 | 0.02538 | 0.00121 | 0.00157 | 2.1004 | 62.846 | 0.02552 | 0.00122 | 0.00158
2.2321 | 0.062572 | 0.04056 | 0.00253 | 0.00418 | 2.4826 | 0.058742 | 0.09658 | 0.0049 | 0.00738 | 2.321 | 0.061157 | 0.13109 | 0.006 | 0.00856 | 2.321 | 0.24857 | 0.03315 | 0.00153 | 0.0021 | 2.4981 | 0.23737 | 0.04925 | 0.00229 | 0.00273 | 2.423 | 0.54719 | 0.03873 | 0.00153 | 0.00181 | 2.2471 | 1.5201 | 0.02207 | 0.0009119 | 0.00108 | 2.2709 | 1.5121 | 0.02459 | 0.00101 | 0.00115 | 2.0833 | 2.0977 | 0.01888 | 0.0008074 | 0.0009683 | 2.1424 | 2.7162 | 0.01821 | 0.0007719 | 0.000927 | 2.1667 | 2.7072 | 0.01976 | 0.0008174 | 0.000974 | 2.1882 | 3.2419 | 0.01819 | 0.0007759 | 0.0009369 | 2.206 | 3.2349 | 0.01951 | 0.0008124 | 0.000978 | 2.2223 | 3.2279 | 0.02083 | 0.0008474 | 0.00102 | 2.3687 | 3.8114 | 0.02011 | 0.0008325 | 0.000965 | 2.2509 | 4.6503 | 0.01765 | 0.0007833 | 0.000953 | 2.3816 | 4.5732 | 0.01959 | 0.0008452 | 0.001 | 2.2737 | 4.6383 | 0.01963 | 0.0008525 | 0.00102 | 2.2931 | 5.9661 | 0.01717 | 0.0008188 | 0.0009718 | 2.2237 | 6.6813 | 0.01728 | 0.0008147 | 0.0009861 | 2.3233 | 7.4671 | 0.01651 | 0.0007334 | 0.0008829 | 2.2432 | 7.5314 | 0.01657 | 0.0007399 | 0.0008942 | 2.1894 | 9.2651 | 0.01535 | 0.0007166 | 0.0008854 | 2.2877 | 9.8061 | 0.0166 | 0.0007596 | 0.0009169 | 2.4347 | 9.6855 | 0.01854 | 0.00082 | 0.000965 | 2.5022 | 10.3725 | 0.0175 | 0.0007968 | 0.0009544 | 2.5024 | 10.3726 | 0.01948 | 0.0008611 | 0.00102 | 2.5023 | 12.4353 | 0.01695 | 0.0007747 | 0.0009228 | 2.5026 | 12.4354 | 0.01866 | 0.0008278 | 0.0009804 | 2.5025 | 12.4356 | 0.02038 | 0.0008778 | 0.00104 | 2.5027 | 14.2086 | 0.0188 | 0.0008619 | 0.00105 | 2.4026 | 14.2593 | 0.01898 | 0.0008741 | 0.00107 | 2.5518 | 14.9899 | 0.01894 | 0.000848 | 0.00102 | 2.5028 | 15.6019 | 0.01868 | 0.0008648 | 0.00104 | 2.5029 | 17.3456 | 0.01868 | 0.0009213 | 0.00113 | 2.4165 | 18.7303 | 0.01911 | 0.00116 | 0.00144 | 2.3464 | 18.7513 | 0.0207 | 0.00123 | 0.00153 | 2.3836 | 20.2429 | 0.01859 | 0.0009639 | 0.00121 | 2.3103 | 20.2739 | 0.01877 | 0.0009765 | 0.00122 | 2.3464 | 20.7455 | 0.01803 | 0.0008791 | 0.0011 | 2.2882 | 20.7366 | 0.0194 | 0.0009225 | 0.00116 | 2.2882 | 22.7212 | 0.01821 | 0.0009963 | 0.00124 | 2.3637 | 22.7202 | 0.01916 | 0.00102 | 0.00127 | 2.1973 | 24.0082 | 0.02006 | 0.0009827 | 0.00126 | 2.1541 | 25.0315 | 0.01896 | 0.0009914 | 0.00128 | 2.2245 | 25.1503 | 0.01984 | 0.00101 | 0.0013 | 2.1817 | 24.4236 | 0.01816 | 0.0009567 | 0.00122 | 2.1451 | 24.3747 | 0.01936 | 0.0009948 | 0.00127 | 2.0952 | 24.2959 | 0.01952 | 0.001 | 0.00129 | 2.0246 | 27.3667 | 0.01863 | 0.0009585 | 0.00124 | 2.0021 | 27.3806 | 0.01933 | 0.00103 | 0.00133 | 2.0853 | 27.7586 | 0.02114 | 0.00108 | 0.0014 | 2.1527 | 27.6997 | 0.02035 | 0.00107 | 0.00138 | 2.1761 | 30.4921 | 0.01884 | 0.0009807 | 0.00126 | 2.1047 | 34.162 | 0.01949 | 0.00108 | 0.00138 | 2.066 | 33.9936 | 0.01965 | 0.00109 | 0.00139 | 2.167 | 38.9831 | 0.0221 | 0.00119 | 0.00154 | 2.2194 | 40.0445 | 0.02007 | 0.00101 | 0.00129 | 2.1334 | 39.6686 | 0.02039 | 0.00103 | 0.00131 | 2.2074 | 39.9958 | 0.02196 | 0.00107 | 0.00136 | 2.3065 | 38.7314 | 0.0256 | 0.00128 | 0.00166 | 2.2583 | 39.1464 | 0.02511 | 0.00127 | 0.00165 | 2.2023 | 44.9839 | 0.02361 | 0.00117 | 0.00151 | 2.2737 | 47.039 | 0.02333 | 0.0011 | 0.00142 | 2.2198 | 47.6521 | 0.02396 | 0.00117 | 0.00152 | 2.4869 | 51.3943 | 0.02622 | 0.00124 | 0.00159 | 2.2731 | 53.5649 | 0.02537 | 0.00116 | 0.0015 | 2.2846 | 54.099 | 0.02587 | 0.00129 | 0.00167 | 2.4041 | 56.8956 | 0.02626 | 0.00119 | 0.00152 | 2.3926 | 57.3218 | 0.02617 | 0.00117 | 0.00149 | 2.3703 | 60.9335 | 0.02739 | 0.00125 | 0.00159 | 2.34 | 64.9883 | 0.02675 | 0.00123 | 0.00159 | 2.3104 | 64.7716 | 0.0269 | 0.00124 | 0.0016
2.4802 | 0.058778 | 0.04769 | 0.00294 | 0.00483 | 2.7309 | 0.055469 | 0.11187 | 0.00562 | 0.0084 | 2.6525 | 0.056452 | 0.16088 | 0.00768 | 0.01024 | 2.6525 | 0.22895 | 0.04049 | 0.00193 | 0.00249 | 2.7479 | 0.22405 | 0.05686 | 0.0026 | 0.00308 | 2.5656 | 0.52877 | 0.04199 | 0.00162 | 0.00192 | 2.4968 | 1.443 | 0.02504 | 0.00102 | 0.00116 | 2.498 | 1.443 | 0.02757 | 0.00111 | 0.00123 | 2.2917 | 2.0256 | 0.02101 | 0.000875 | 0.00102 | 2.3209 | 2.6411 | 0.01985 | 0.0008156 | 0.0009653 | 2.3333 | 2.6351 | 0.0214 | 0.0008591 | 0.00101 | 2.3445 | 3.1707 | 0.01956 | 0.0008076 | 0.0009671 | 2.3531 | 3.1667 | 0.02088 | 0.0008429 | 0.00101 | 2.5001 | 3.1006 | 0.02361 | 0.000948 | 0.00108 | 2.6319 | 3.7041 | 0.02246 | 0.0009072 | 0.00101 | 2.501 | 4.51 | 0.01957 | 0.0008384 | 0.0009896 | 2.6198 | 4.4488 | 0.02154 | 0.000898 | 0.00104 | 2.501 | 4.51 | 0.02155 | 0.0009037 | 0.00105 | 2.5016 | 5.8207 | 0.01866 | 0.0008522 | 0.0009971 | 2.409 | 6.5449 | 0.01861 | 0.0008421 | 0.00101 | 2.5021 | 7.3216 | 0.0177 | 0.0007578 | 0.0009028 | 2.4158 | 7.3849 | 0.01775 | 0.0007638 | 0.0009137 | 2.5022 | 9.0119 | 0.01727 | 0.0007747 | 0.0009157 | 2.5737 | 9.5889 | 0.01842 | 0.0008092 | 0.000945 | 2.7052 | 9.4945 | 0.02038 | 0.0008671 | 0.0009921 | 2.7802 | 10.1714 | 0.01922 | 0.0008395 | 0.0009797 | 2.7526 | 10.1916 | 0.02119 | 0.0009009 | 0.00104 | 2.7525 | 12.2641 | 0.01837 | 0.0008059 | 0.0009432 | 2.7301 | 12.2744 | 0.02009 | 0.000857 | 0.0009998 | 2.711 | 12.2946 | 0.0218 | 0.0009055 | 0.00105 | 2.7113 | 14.0874 | 0.02005 | 0.000884 | 0.00106 | 2.6029 | 14.158 | 0.02022 | 0.0008958 | 0.00108 | 2.7481 | 14.8687 | 0.02012 | 0.0008683 | 0.00103 | 2.6954 | 15.5306 | 0.01982 | 0.0008834 | 0.00106 | 2.6817 | 17.2741 | 0.0197 | 0.0009359 | 0.00114 | 2.5891 | 18.7286 | 0.02005 | 0.00117 | 0.00145 | 2.5028 | 18.7297 | 0.02164 | 0.00124 | 0.00154 | 2.5425 | 20.2212 | 0.01946 | 0.0009746 | 0.00122 | 2.4643 | 20.2321 | 0.01964 | 0.0009872 | 0.00123 | 2.5028 | 20.7537 | 0.01888 | 0.0008904 | 0.00111 | 2.4312 | 20.7448 | 0.02025 | 0.0009333 | 0.00117 | 2.4312 | 22.7191 | 0.01898 | 0.001 | 0.00125 | 2.5027 | 22.7283 | 0.01993 | 0.00103 | 0.00127 | 2.4415 | 24.1941 | 0.02152 | 0.00101 | 0.00127 | 2.2808 | 25.2191 | 0.01966 | 0.0009989 | 0.00129 | 2.4717 | 25.366 | 0.02124 | 0.00103 | 0.00132 | 2.3101 | 24.5411 | 0.01888 | 0.0009648 | 0.00123 | 2.3835 | 24.5601 | 0.0208 | 0.00102 | 0.00129 | 2.328 | 24.5512 | 0.02096 | 0.00103 | 0.0013 | 2.2496 | 28.0511 | 0.0199 | 0.0009801 | 0.00126 | 2.2246 | 28.2446 | 0.02059 | 0.00105 | 0.00135 | 2.346 | 28.5322 | 0.02271 | 0.00111 | 0.00142 | 2.4218 | 28.2032 | 0.02192 | 0.0011 | 0.0014 | 2.4481 | 31.0853 | 0.02027 | 0.00101 | 0.00128 | 2.3385 | 34.9143 | 0.02077 | 0.0011 | 0.00139 | 2.2956 | 34.8157 | 0.02092 | 0.00111 | 0.00141 | 2.364 | 39.7852 | 0.02321 | 0.0012 | 0.00155 | 2.4212 | 40.6365 | 0.02116 | 0.00103 | 0.0013 | 2.3273 | 40.4004 | 0.02149 | 0.00104 | 0.00133 | 2.3913 | 40.5583 | 0.02305 | 0.00108 | 0.00138 | 2.4839 | 39.5435 | 0.02672 | 0.00129 | 0.00167 | 2.432 | 39.9677 | 0.02622 | 0.00129 | 0.00167 | 2.3596 | 45.5748 | 0.02458 | 0.00118 | 0.00153 | 2.4253 | 47.5702 | 0.02426 | 0.00112 | 0.00143 | 2.3678 | 48.2326 | 0.02487 | 0.00118 | 0.00153 | 2.7632 | 52.3889 | 0.02791 | 0.00127 | 0.00161 | 2.5257 | 54.6862 | 0.02699 | 0.00119 | 0.00152 | 2.5385 | 55.18 | 0.02748 | 0.00132 | 0.00169 | 2.6445 | 58.0078 | 0.02779 | 0.00122 | 0.00154 | 2.6318 | 58.5336 | 0.02769 | 0.0012 | 0.00151 | 2.5858 | 62.114 | 0.02882 | 0.00127 | 0.00161 | 2.5527 | 66.5177 | 0.02809 | 0.00125 | 0.0016 | 2.5205 | 66.2808 | 0.02825 | 0.00126 | 0.00161
2.7282 | 0.055495 | 0.05526 | 0.00335 | 0.00551 | 2.9791 | 0.052596 | 0.12803 | 0.00634 | 0.00947 | 2.9841 | 0.052538 | 0.19304 | 0.00929 | 0.01204 | 2.9841 | 0.21294 | 0.04843 | 0.00232 | 0.0029 | 2.9978 | 0.21234 | 0.06491 | 0.00292 | 0.00345 | 2.8506 | 0.49614 | 0.04886 | 0.00194 | 0.00215 | 2.7464 | 1.3759 | 0.02816 | 0.00113 | 0.00125 | 2.725 | 1.382 | 0.03069 | 0.00121 | 0.00131 | 2.5 | 1.9505 | 0.02322 | 0.0009423 | 0.00108 | 2.4995 | 2.563 | 0.02154 | 0.0008595 | 0.001 | 2.5 | 2.563 | 0.0231 | 0.0009011 | 0.00105 | 2.5008 | 3.0996 | 0.02096 | 0.0008394 | 0.0009976 | 2.6472 | 3.0385 | 0.02372 | 0.0009476 | 0.00107 | 2.7779 | 2.9854 | 0.02651 | 0.00105 | 0.00113 | 2.895 | 3.5999 | 0.02487 | 0.00098 | 0.00106 | 2.7511 | 4.3817 | 0.02155 | 0.000893 | 0.00103 | 2.858 | 4.3276 | 0.02355 | 0.0009505 | 0.00108 | 2.7284 | 4.3937 | 0.02353 | 0.0009546 | 0.00109 | 2.71 | 5.6893 | 0.02019 | 0.0008858 | 0.00102 | 2.5943 | 6.4264 | 0.01997 | 0.0008695 | 0.00103 | 2.8595 | 7.0578 | 0.02015 | 0.0008432 | 0.0009425 | 2.7609 | 7.1301 | 0.02017 | 0.0008472 | 0.0009527 | 2.815 | 8.771 | 0.01925 | 0.0008314 | 0.0009457 | 2.8597 | 9.38 | 0.02027 | 0.0008578 | 0.0009728 | 2.9757 | 9.2937 | 0.02225 | 0.0009135 | 0.00102 | 3.0583 | 9.9645 | 0.02097 | 0.0008817 | 0.001 | 3.0029 | 10.0058 | 0.02293 | 0.0009401 | 0.00107 | 3.0028 | 12.0631 | 0.01982 | 0.0008367 | 0.0009631 | 2.9576 | 12.1034 | 0.02153 | 0.000886 | 0.00102 | 2.9195 | 12.1337 | 0.02325 | 0.0009329 | 0.00107 | 2.9198 | 13.9463 | 0.02131 | 0.0009059 | 0.00108 | 2.8031 | 14.0269 | 0.02147 | 0.0009173 | 0.0011 | 2.9444 | 14.7277 | 0.02131 | 0.0008884 | 0.00105 | 2.8879 | 15.4194 | 0.02095 | 0.0009018 | 0.00107 | 2.8605 | 17.1729 | 0.02072 | 0.0009503 | 0.00115 | 2.7617 | 18.6971 | 0.02099 | 0.00118 | 0.00146 | 2.6592 | 18.7182 | 0.02258 | 0.00125 | 0.00155 | 2.7014 | 20.1696 | 0.02033 | 0.0009852 | 0.00123 | 2.6183 | 20.2005 | 0.02051 | 0.0009976 | 0.00124 | 2.6592 | 20.772 | 0.01973 | 0.0009014 | 0.00112 | 2.5742 | 20.7631 | 0.0211 | 0.0009439 | 0.00118 | 2.5742 | 22.7273 | 0.01976 | 0.00101 | 0.00126 | 2.7808 | 22.705 | 0.02148 | 0.00105 | 0.00129 | 2.7467 | 24.35 | 0.02334 | 0.00105 | 0.00129 | 2.5343 | 25.415 | 0.02105 | 0.00102 | 0.0013 | 2.7807 | 25.5417 | 0.02297 | 0.00107 | 0.00134 | 2.5667 | 24.6668 | 0.02031 | 0.0009909 | 0.00125 | 2.6814 | 24.7254 | 0.02258 | 0.00106 | 0.00131 | 2.619 | 24.6964 | 0.02274 | 0.00107 | 0.00133 | 2.5308 | 28.4954 | 0.02146 | 0.00101 | 0.00128 | 2.5026 | 28.8586 | 0.02213 | 0.00108 | 0.00137 | 2.6067 | 29.0569 | 0.02423 | 0.00113 | 0.00144 | 2.6909 | 28.6078 | 0.02347 | 0.00112 | 0.00142 | 2.7201 | 31.5498 | 0.02167 | 0.00103 | 0.00129 | 2.5724 | 35.4278 | 0.02202 | 0.00112 | 0.00141 | 2.5251 | 35.3292 | 0.02218 | 0.00113 | 0.00142 | 2.561 | 40.4684 | 0.02431 | 0.00122 | 0.00156 | 2.623 | 41.2196 | 0.02223 | 0.00104 | 0.00132 | 2.5212 | 40.9433 | 0.02258 | 0.00106 | 0.00134 | 2.5753 | 41.0918 | 0.02413 | 0.0011 | 0.00139 | 2.6613 | 40.3266 | 0.02782 | 0.00131 | 0.00169 | 2.6058 | 40.79 | 0.02731 | 0.0013 | 0.00168 | 2.5169 | 46.0968 | 0.02554 | 0.00119 | 0.00154 | 2.7284 | 48.6453 | 0.02609 | 0.00115 | 0.00145 | 2.6638 | 49.2466 | 0.02668 | 0.00121 | 0.00155 | 3.0395 | 53.106 | 0.02958 | 0.00129 | 0.00163 | 2.7782 | 55.6605 | 0.02859 | 0.00122 | 0.00154 | 2.7923 | 56.1341 | 0.02907 | 0.00134 | 0.00171 | 2.8849 | 58.8927 | 0.02929 | 0.00124 | 0.00156 | 2.8711 | 59.4981 | 0.02919 | 0.00122 | 0.00153 | 2.8013 | 63.1271 | 0.03023 | 0.00129 | 0.00163 | 2.7654 | 67.92 | 0.0294 | 0.00127 | 0.00162 | 2.7305 | 67.7029 | 0.02956 | 0.00128 | 0.00163
2.9762 | 0.052623 | 0.06327 | 0.00377 | 0.00622 | 3.2274 | 0.050054 | 0.14505 | 0.00706 | 0.01059 | 3.3156 | 0.049225 | 0.22748 | 0.01086 | 0.01393 | 3.3156 | 0.19942 | 0.05694 | 0.00271 | 0.00334 | 3.2476 | 0.20203 | 0.07338 | 0.00323 | 0.00383 | 3.207 | 0.4613 | 0.05805 | 0.00239 | 0.00245 | 2.9961 | 1.3129 | 0.03143 | 0.00124 | 0.00133 | 2.9521 | 1.3239 | 0.03394 | 0.00131 | 0.0014 | 2.7083 | 1.8834 | 0.02552 | 0.00101 | 0.00114 | 2.678 | 2.4929 | 0.02328 | 0.0009035 | 0.00104 | 2.6667 | 2.4969 | 0.02484 | 0.0009432 | 0.00109 | 2.8134 | 2.9713 | 0.02386 | 0.0009487 | 0.00106 | 2.9413 | 2.9202 | 0.02667 | 0.00105 | 0.00113 | 3.0557 | 2.8752 | 0.02951 | 0.00114 | 0.00119 | 3.1582 | 3.4977 | 0.02735 | 0.00105 | 0.00111 | 3.0012 | 4.2564 | 0.02359 | 0.0009473 | 0.00106 | 3.0961 | 4.2093 | 0.02561 | 0.001 | 0.00111 | 2.9558 | 4.2785 | 0.02556 | 0.00101 | 0.00112 | 2.9185 | 5.559 | 0.02176 | 0.0009195 | 0.00105 | 2.9649 | 6.1888 | 0.02276 | 0.0009658 | 0.00107 | 3.2169 | 6.7982 | 0.0227 | 0.0009261 | 0.0009827 | 3.106 | 6.8784 | 0.02269 | 0.0009281 | 0.000992 | 3.1277 | 8.5242 | 0.02129 | 0.0008873 | 0.0009756 | 3.1456 | 9.1642 | 0.02217 | 0.0009057 | 0.001 | 3.2462 | 9.088 | 0.02417 | 0.0009594 | 0.00105 | 3.3363 | 9.7538 | 0.02275 | 0.0009235 | 0.00103 | 3.2531 | 9.8171 | 0.02471 | 0.0009791 | 0.00109 | 3.253 | 11.8522 | 0.02129 | 0.0008673 | 0.0009829 | 3.1851 | 11.9126 | 0.023 | 0.0009148 | 0.00104 | 3.1281 | 11.9629 | 0.02471 | 0.0009602 | 0.00109 | 3.1284 | 13.7754 | 0.02258 | 0.0009277 | 0.0011 | 3.0033 | 13.876 | 0.02273 | 0.0009386 | 0.00111 | 3.1407 | 14.5767 | 0.02251 | 0.0009083 | 0.00106 | 3.0804 | 15.2984 | 0.0221 | 0.00092 | 0.00109 | 3.0392 | 17.0517 | 0.02175 | 0.0009646 | 0.00116 | 2.9343 | 18.6457 | 0.02193 | 0.00119 | 0.00147 | 2.8157 | 18.6869 | 0.02352 | 0.00126 | 0.00156 | 2.8603 | 20.0982 | 0.0212 | 0.0009956 | 0.00124 | 2.7723 | 20.1491 | 0.02139 | 0.00101 | 0.00125 | 2.8156 | 20.7505 | 0.02058 | 0.0009122 | 0.00114 | 2.8602 | 20.7403 | 0.02279 | 0.0009793 | 0.0012 | 2.8602 | 22.6841 | 0.02131 | 0.00104 | 0.00127 | 3.1284 | 22.5617 | 0.02343 | 0.00109 | 0.00131 | 3.0519 | 24.3666 | 0.02515 | 0.00108 | 0.00131 | 2.8511 | 25.5507 | 0.02278 | 0.00106 | 0.00132 | 3.0896 | 25.5581 | 0.02469 | 0.0011 | 0.00136 | 2.8876 | 24.7924 | 0.02209 | 0.00103 | 0.00127 | 2.9793 | 24.8015 | 0.02436 | 0.00109 | 0.00133 | 2.91 | 24.7924 | 0.02452 | 0.0011 | 0.00135 | 2.812 | 28.8207 | 0.02299 | 0.00104 | 0.00129 | 2.7807 | 29.3236 | 0.02365 | 0.0011 | 0.00139 | 2.8673 | 29.4325 | 0.02574 | 0.00116 | 0.00145 | 2.96 | 28.8734 | 0.025 | 0.00115 | 0.00144 | 2.9922 | 31.8452 | 0.02306 | 0.00105 | 0.00131 | 2.8062 | 35.8524 | 0.02325 | 0.00114 | 0.00142 | 2.7547 | 35.7736 | 0.02342 | 0.00114 | 0.00144 | 2.758 | 41.0425 | 0.02539 | 0.00123 | 0.00157 | 2.8247 | 41.6837 | 0.0233 | 0.00106 | 0.00133 | 2.7152 | 41.4471 | 0.02364 | 0.00107 | 0.00135 | 2.7592 | 41.5461 | 0.02519 | 0.00111 | 0.0014 | 2.8387 | 41.0005 | 0.0289 | 0.00132 | 0.0017 | 2.7795 | 41.5132 | 0.02838 | 0.00131 | 0.00169 | 2.8315 | 46.9731 | 0.02743 | 0.00123 | 0.00156 | 3.0316 | 49.4631 | 0.02788 | 0.00118 | 0.00147 | 2.9597 | 49.9935 | 0.02845 | 0.00124 | 0.00157 | 3.3159 | 53.6051 | 0.03123 | 0.00132 | 0.00164 | 3.0308 | 56.4173 | 0.03016 | 0.00124 | 0.00155 | 3.0462 | 56.8806 | 0.03062 | 0.00136 | 0.00172 | 3.1253 | 59.5797 | 0.03078 | 0.00126 | 0.00157 | 3.1103 | 60.2647 | 0.03066 | 0.00124 | 0.00155 | 3.0167 | 63.9625 | 0.03161 | 0.00131 | 0.00164 | 2.9782 | 69.1346 | 0.03068 | 0.00129 | 0.00163 | 2.9405 | 68.9374 | 0.03085 | 0.00129 | 0.00164
3.2242 | 0.05008 | 0.0717 | 0.0042 | 0.00697 | 3.4757 | 0.047791 | 0.1629 | 0.00779 | 0.01175 | 3.6472 | 0.046372 | 0.26415 | 0.01243 | 0.01591 | 3.6472 | 0.18772 | 0.066 | 0.00309 | 0.0038 | 3.4974 | 0.19282 | 0.08227 | 0.00355 | 0.00423 | 3.5633 | 0.43178 | 0.06791 | 0.00282 | 0.00278 | 3.2458 | 1.2548 | 0.03486 | 0.00135 | 0.00142 | 3.1792 | 1.2698 | 0.03733 | 0.00141 | 0.00148 | 2.9167 | 1.8193 | 0.0279 | 0.00108 | 0.00119 | 2.8565 | 2.4248 | 0.02507 | 0.0009479 | 0.00108 | 3 | 2.3717 | 0.02845 | 0.00109 | 0.00117 | 3.126 | 2.8481 | 0.02689 | 0.00105 | 0.00112 | 3.2355 | 2.8061 | 0.02975 | 0.00115 | 0.00119 | 3.3335 | 2.769 | 0.03263 | 0.00124 | 0.00125 | 3.4214 | 3.3955 | 0.0299 | 0.00112 | 0.00116 | 3.2513 | 4.1332 | 0.02569 | 0.001 | 0.0011 | 3.3343 | 4.0931 | 0.02773 | 0.00106 | 0.00115 | 3.1831 | 4.1663 | 0.02765 | 0.00106 | 0.00116 | 3.3354 | 5.3054 | 0.025 | 0.00104 | 0.0011 | 3.3356 | 5.9572 | 0.02566 | 0.00106 | 0.00112 | 3.5744 | 6.5496 | 0.02534 | 0.00101 | 0.00102 | 3.4511 | 6.6338 | 0.0253 | 0.00101 | 0.00103 | 3.4405 | 8.2796 | 0.02339 | 0.0009427 | 0.00101 | 3.4316 | 8.9476 | 0.02412 | 0.0009533 | 0.00103 | 3.5167 | 8.8824 | 0.02613 | 0.00101 | 0.00107 | 3.6143 | 9.5441 | 0.02458 | 0.000965 | 0.00105 | 3.5033 | 9.6275 | 0.02652 | 0.00102 | 0.00112 | 3.5032 | 11.6315 | 0.02279 | 0.0008978 | 0.001 | 3.4126 | 11.7119 | 0.02449 | 0.0009435 | 0.00106 | 3.3366 | 11.7822 | 0.02619 | 0.0009874 | 0.00111 | 3.3369 | 13.6045 | 0.02386 | 0.0009494 | 0.00111 | 3.2035 | 13.7151 | 0.02401 | 0.0009598 | 0.00113 | 3.337 | 14.4059 | 0.02373 | 0.0009282 | 0.00107 | 3.2729 | 15.1475 | 0.02326 | 0.0009381 | 0.0011 | 3.218 | 16.9207 | 0.02279 | 0.0009788 | 0.00117 | 3.1069 | 18.5745 | 0.02288 | 0.0012 | 0.00148 | 3.1285 | 18.5646 | 0.02541 | 0.00129 | 0.00158 | 3.1781 | 19.8958 | 0.02297 | 0.00103 | 0.00126 | 3.0803 | 19.9666 | 0.02314 | 0.00104 | 0.00127 | 3.1285 | 20.6279 | 0.02228 | 0.0009488 | 0.00116 | 3.2177 | 20.5874 | 0.02493 | 0.00103 | 0.00123 | 3.2178 | 22.5009 | 0.02326 | 0.00108 | 0.00129 | 3.476 | 22.319 | 0.02539 | 0.00113 | 0.00133 | 3.3571 | 24.2637 | 0.02696 | 0.00112 | 0.00133 | 3.1678 | 25.5472 | 0.0245 | 0.00109 | 0.00134 | 3.3986 | 25.4652 | 0.02642 | 0.00113 | 0.00137 | 3.2084 | 24.8088 | 0.02387 | 0.00106 | 0.00129 | 3.2773 | 24.8083 | 0.02614 | 0.00113 | 0.00135 | 3.201 | 24.8091 | 0.0263 | 0.00113 | 0.00136 | 3.0932 | 28.9868 | 0.02452 | 0.00106 | 0.00131 | 3.0588 | 29.6095 | 0.02514 | 0.00113 | 0.00141 | 3.128 | 29.6588 | 0.02723 | 0.00118 | 0.00147 | 3.2291 | 29.0396 | 0.02652 | 0.00117 | 0.00146 | 3.2642 | 31.9913 | 0.02444 | 0.00107 | 0.00132 | 3.0401 | 36.1577 | 0.02448 | 0.00115 | 0.00144 | 2.9843 | 36.0888 | 0.02464 | 0.00116 | 0.00145 | 2.955 | 41.5073 | 0.02646 | 0.00124 | 0.00158 | 3.0265 | 42.0484 | 0.02435 | 0.00107 | 0.00134 | 2.9091 | 41.8516 | 0.0247 | 0.00109 | 0.00137 | 2.9432 | 41.9111 | 0.02625 | 0.00112 | 0.00141 | 3.1936 | 42.0902 | 0.03102 | 0.00136 | 0.00173 | 3.1269 | 42.6917 | 0.03047 | 0.00135 | 0.00172 | 3.1461 | 47.5819 | 0.0293 | 0.00126 | 0.00158 | 3.3347 | 50.0629 | 0.02965 | 0.00121 | 0.00149 | 3.2557 | 50.5025 | 0.03021 | 0.00127 | 0.00159 | 3.5922 | 53.9357 | 0.03287 | 0.00134 | 0.00166 | 3.2834 | 56.9858 | 0.03171 | 0.00127 | 0.00157 | 3.3 | 57.439 | 0.03216 | 0.00138 | 0.00174 | 3.3658 | 60.1083 | 0.03225 | 0.00128 | 0.00159 | 3.3496 | 60.8531 | 0.03211 | 0.00126 | 0.00156 | 3.4477 | 65.2081 | 0.03434 | 0.00137 | 0.00167 | 3.4036 | 71.079 | 0.0332 | 0.00134 | 0.00166 | 3.3606 | 70.9115 | 0.03337 | 0.00135 | 0.00167
3.4722 | 0.047819 | 0.08055 | 0.00463 | 0.00774 | 3.9722 | 0.043918 | 0.20104 | 0.01001 | 0.0142 | 3.9788 | 0.043879 | 0.303 | 0.01399 | 0.018 | 3.9788 | 0.17761 | 0.0756 | 0.00348 | 0.00428 | 3.7472 | 0.18452 | 0.09158 | 0.00387 | 0.00465 | 3.9196 | 0.40636 | 0.07841 | 0.00324 | 0.00312 | 3.4955 | 1.2008 | 0.03844 | 0.00146 | 0.00152 | 3.4063 | 1.2198 | 0.04087 | 0.00152 | 0.00157 | 3.125 | 1.7582 | 0.03036 | 0.00115 | 0.00125 | 3.2136 | 2.2956 | 0.0288 | 0.0011 | 0.00117 | 3.3333 | 2.2546 | 0.03226 | 0.00123 | 0.00125 | 3.4386 | 2.7309 | 0.03004 | 0.00116 | 0.00119 | 3.5296 | 2.6979 | 0.03295 | 0.00125 | 0.00125 | 3.6113 | 2.6689 | 0.03587 | 0.00133 | 0.00132 | 3.6846 | 3.2963 | 0.03254 | 0.00119 | 0.00121 | 3.5014 | 4.014 | 0.02785 | 0.00106 | 0.00114 | 3.8106 | 3.8728 | 0.03216 | 0.00124 | 0.00123 | 3.6379 | 3.9509 | 0.03199 | 0.00124 | 0.00123 | 3.7523 | 5.065 | 0.0284 | 0.00116 | 0.00115 | 3.7062 | 5.7358 | 0.02868 | 0.00115 | 0.00117 | 3.9318 | 6.3122 | 0.02808 | 0.00109 | 0.00107 | 3.7962 | 6.4004 | 0.028 | 0.00109 | 0.00107 | 3.7533 | 8.04 | 0.02555 | 0.000998 | 0.00104 | 3.7176 | 8.731 | 0.02611 | 0.001 | 0.00106 | 3.7873 | 8.6799 | 0.02814 | 0.00105 | 0.0011 | 3.8923 | 9.3386 | 0.02645 | 0.00101 | 0.00108 | 3.7536 | 9.4409 | 0.02837 | 0.00106 | 0.00114 | 3.7535 | 11.4108 | 0.02432 | 0.0009284 | 0.00102 | 3.6401 | 11.5112 | 0.02601 | 0.0009723 | 0.00108 | 3.5451 | 11.5916 | 0.0277 | 0.00101 | 0.00113 | 3.5455 | 13.4138 | 0.02517 | 0.0009711 | 0.00113 | 3.4037 | 13.5444 | 0.0253 | 0.0009809 | 0.00114 | 3.5333 | 14.2251 | 0.02496 | 0.0009481 | 0.00109 | 3.4655 | 14.9967 | 0.02443 | 0.0009561 | 0.00111 | 3.5756 | 16.6289 | 0.02489 | 0.00103 | 0.0012 | 3.4521 | 18.3724 | 0.02478 | 0.00124 | 0.0015 | 3.5196 | 18.3222 | 0.0278 | 0.00134 | 0.0016 | 3.5754 | 19.5534 | 0.0252 | 0.00108 | 0.00128 | 3.4654 | 19.6541 | 0.02537 | 0.0011 | 0.0013 | 3.5195 | 20.3852 | 0.02443 | 0.001 | 0.00118 | 3.5753 | 20.3451 | 0.02708 | 0.00108 | 0.00125 | 3.5753 | 22.2382 | 0.02523 | 0.00112 | 0.00131 | 3.8236 | 22.0167 | 0.02738 | 0.00117 | 0.00135 | 3.6622 | 24.0913 | 0.02878 | 0.00115 | 0.00135 | 3.4846 | 25.4144 | 0.02623 | 0.00112 | 0.00136 | 3.7075 | 25.2827 | 0.02815 | 0.00116 | 0.00139 | 3.5293 | 24.7658 | 0.02565 | 0.0011 | 0.00131 | 3.5752 | 24.7456 | 0.02791 | 0.00116 | 0.00137 | 3.492 | 24.7664 | 0.02808 | 0.00117 | 0.00138 | 3.3744 | 29.0335 | 0.02603 | 0.00109 | 0.00133 | 3.3369 | 29.756 | 0.02662 | 0.00115 | 0.00143 | 3.3887 | 29.7756 | 0.02871 | 0.0012 | 0.00149 | 3.4982 | 29.1064 | 0.02804 | 0.0012 | 0.00147 | 3.5362 | 32.038 | 0.02582 | 0.0011 | 0.00134 | 3.2739 | 36.3536 | 0.02569 | 0.00117 | 0.00145 | 3.2138 | 36.3047 | 0.02586 | 0.00118 | 0.00146 | 3.152 | 41.8727 | 0.02751 | 0.00125 | 0.0016 | 3.2283 | 42.3338 | 0.02539 | 0.00108 | 0.00135 | 3.1031 | 42.1668 | 0.02575 | 0.0011 | 0.00138 | 3.3111 | 42.4225 | 0.02834 | 0.00117 | 0.00143 | 3.5484 | 42.8817 | 0.0331 | 0.0014 | 0.00175 | 3.4743 | 43.5923 | 0.03251 | 0.00139 | 0.00174 | 3.4608 | 47.9725 | 0.03114 | 0.00129 | 0.0016 | 3.6379 | 50.4943 | 0.03141 | 0.00124 | 0.00151 | 3.5517 | 50.8332 | 0.03195 | 0.0013 | 0.00161 | 3.8685 | 54.1276 | 0.0345 | 0.00137 | 0.00167 | 3.5359 | 57.4059 | 0.03325 | 0.00129 | 0.00159 | 3.5539 | 57.8588 | 0.03369 | 0.0014 | 0.00175 | 3.8466 | 60.7895 | 0.03517 | 0.00135 | 0.00162 | 3.8281 | 61.6138 | 0.03499 | 0.00133 | 0.00159 | 3.8787 | 65.9986 | 0.03703 | 0.00143 | 0.0017 | 3.8291 | 72.4885 | 0.03565 | 0.00139 | 0.00168 | 3.7807 | 72.3508 | 0.03583 | 0.0014 | 0.00169
3.7202 | 0.045787 | 0.08981 | 0.00507 | 0.00854 | 4.4687 | 0.040715 | 0.24237 | 0.01214 | 0.01681 | 4.3103 | 0.041677 | 0.34399 | 0.01557 | 0.02017 | 4.3103 | 0.1686 | 0.08573 | 0.00386 | 0.00479 | 3.997 | 0.17711 | 0.10129 | 0.00419 | 0.00508 | 4.2759 | 0.38414 | 0.08954 | 0.00367 | 0.00349 | 3.7451 | 1.1507 | 0.04219 | 0.00157 | 0.00162 | 3.6334 | 1.1727 | 0.04455 | 0.00162 | 0.00166 | 3.3333 | 1.7001 | 0.0329 | 0.00121 | 0.00131 | 3.5707 | 2.1765 | 0.03274 | 0.00125 | 0.00125 | 3.6667 | 2.1464 | 0.03627 | 0.00137 | 0.00133 | 3.7512 | 2.6208 | 0.03334 | 0.00126 | 0.00126 | 3.8238 | 2.5958 | 0.03628 | 0.00135 | 0.00132 | 3.8891 | 2.5738 | 0.03923 | 0.00143 | 0.00138 | 4.211 | 3.1071 | 0.03804 | 0.00144 | 0.00131 | 4.0016 | 3.7887 | 0.03237 | 0.00125 | 0.00122 | 4.2869 | 3.6685 | 0.03683 | 0.00142 | 0.0013 | 4.0926 | 3.7496 | 0.03657 | 0.00141 | 0.00131 | 4.1693 | 4.8397 | 0.03196 | 0.00127 | 0.00121 | 4.0768 | 5.5254 | 0.03181 | 0.00124 | 0.00121 | 4.2892 | 6.0888 | 0.03092 | 0.00117 | 0.00111 | 4.1414 | 6.18 | 0.0308 | 0.00117 | 0.00111 | 4.0661 | 7.8086 | 0.02777 | 0.00105 | 0.00107 | 4.0035 | 8.5195 | 0.02816 | 0.00105 | 0.00108 | 4.0578 | 8.4805 | 0.03019 | 0.0011 | 0.00113 | 4.1704 | 9.1371 | 0.02835 | 0.00105 | 0.00111 | 4.0038 | 9.2564 | 0.03026 | 0.0011 | 0.00116 | 4.0037 | 11.1903 | 0.02588 | 0.000959 | 0.00104 | 3.8676 | 11.3107 | 0.02755 | 0.001 | 0.00109 | 3.7537 | 11.411 | 0.02923 | 0.00104 | 0.00114 | 3.7541 | 13.2232 | 0.02649 | 0.0009929 | 0.00114 | 3.604 | 13.3637 | 0.02661 | 0.001 | 0.00116 | 3.9259 | 13.8538 | 0.02747 | 0.00102 | 0.00112 | 3.8505 | 14.6652 | 0.0268 | 0.00102 | 0.00114 | 4.0225 | 16.2171 | 0.02757 | 0.0011 | 0.00123 | 3.8837 | 18.0503 | 0.0272 | 0.00129 | 0.00153 | 3.9106 | 18.0303 | 0.03022 | 0.00139 | 0.00163 | 3.9727 | 19.1613 | 0.02747 | 0.00114 | 0.0013 | 3.8504 | 19.292 | 0.02763 | 0.00115 | 0.00132 | 3.9106 | 20.0631 | 0.0266 | 0.00105 | 0.0012 | 3.9328 | 20.0431 | 0.02926 | 0.00113 | 0.00127 | 3.9328 | 21.906 | 0.02722 | 0.00116 | 0.00133 | 4.1712 | 21.6648 | 0.02939 | 0.00121 | 0.00137 | 3.9674 | 23.8593 | 0.03062 | 0.00118 | 0.00137 | 3.8014 | 25.2119 | 0.02797 | 0.00115 | 0.00138 | 4.0165 | 25.0405 | 0.0299 | 0.00119 | 0.00141 | 3.8501 | 24.6532 | 0.02743 | 0.00113 | 0.00132 | 3.8732 | 24.6432 | 0.0297 | 0.00119 | 0.00139 | 3.783 | 24.684 | 0.02986 | 0.0012 | 0.0014 | 3.6555 | 28.9806 | 0.02755 | 0.00111 | 0.00134 | 3.6149 | 29.793 | 0.0281 | 0.00117 | 0.00144 | 3.6493 | 29.7929 | 0.03019 | 0.00122 | 0.0015 | 3.7672 | 29.1135 | 0.02955 | 0.00122 | 0.00149 | 3.8082 | 31.9851 | 0.02719 | 0.00112 | 0.00135 | 3.5078 | 36.46 | 0.0269 | 0.00118 | 0.00146 | 3.4434 | 36.431 | 0.02707 | 0.00119 | 0.00147 | 3.546 | 42.3549 | 0.0296 | 0.00129 | 0.00161 | 3.6318 | 42.6859 | 0.02746 | 0.00113 | 0.00137 | 3.4909 | 42.5886 | 0.02783 | 0.00114 | 0.0014 | 3.679 | 42.7055 | 0.03041 | 0.00121 | 0.00145 | 3.9033 | 43.4346 | 0.03514 | 0.00143 | 0.00177 | 3.8218 | 44.2444 | 0.03452 | 0.00142 | 0.00176 | 3.7754 | 48.1946 | 0.03297 | 0.00132 | 0.00162 | 3.9411 | 50.7869 | 0.03315 | 0.00127 | 0.00152 | 3.8477 | 51.0052 | 0.03368 | 0.00133 | 0.00162 | 4.4212 | 54.214 | 0.03775 | 0.00145 | 0.0017 | 4.0411 | 57.8894 | 0.03631 | 0.00137 | 0.00162 | 4.0616 | 58.372 | 0.03672 | 0.00147 | 0.00178 | 4.3274 | 61.1045 | 0.03806 | 0.00142 | 0.00164 | 4.3066 | 61.9684 | 0.03784 | 0.0014 | 0.00162 | 4.3096 | 66.4727 | 0.03969 | 0.00148 | 0.00172 | 4.2545 | 73.4918 | 0.03806 | 0.00144 | 0.0017 | 4.2008 | 73.3839 | 0.03825 | 0.00145 | 0.00171
3.9683 | 0.043946 | 0.09947 | 0.00552 | 0.00937 | 4.9652 | 0.038013 | 0.28681 | 0.01425 | 0.01959 | 4.6419 | 0.039726 | 0.38706 | 0.01716 | 0.02243 | 4.6419 | 0.16069 | 0.09639 | 0.00426 | 0.00531 | 4.2468 | 0.1703 | 0.1114 | 0.00452 | 0.00552 | 4.6323 | 0.36462 | 0.10129 | 0.00409 | 0.00387 | 3.9948 | 1.1037 | 0.04609 | 0.00169 | 0.00172 | 4.0876 | 1.0877 | 0.05235 | 0.002 | 0.00186 | 3.75 | 1.593 | 0.03825 | 0.00145 | 0.00144 | 3.9277 | 2.0673 | 0.03689 | 0.0014 | 0.00134 | 4 | 2.0463 | 0.04047 | 0.00151 | 0.00142 | 4.0638 | 2.5167 | 0.03677 | 0.00137 | 0.00133 | 4.1179 | 2.4997 | 0.03974 | 0.00145 | 0.00139 | 4.4447 | 2.3986 | 0.04632 | 0.00177 | 0.00152 | 4.7373 | 2.9299 | 0.04388 | 0.00168 | 0.00142 | 4.5018 | 3.5814 | 0.03715 | 0.00144 | 0.0013 | 4.7633 | 3.4813 | 0.04177 | 0.0016 | 0.00139 | 4.5473 | 3.5644 | 0.04139 | 0.00158 | 0.00139 | 4.5862 | 4.6304 | 0.03568 | 0.00139 | 0.00127 | 4.4474 | 5.3281 | 0.03505 | 0.00134 | 0.00126 | 4.6467 | 5.8785 | 0.03386 | 0.00125 | 0.00115 | 4.4865 | 5.9717 | 0.0337 | 0.00124 | 0.00116 | 4.3788 | 7.5852 | 0.03006 | 0.00111 | 0.0011 | 4.2895 | 8.3131 | 0.03025 | 0.0011 | 0.00111 | 4.3283 | 8.2861 | 0.03229 | 0.00114 | 0.00115 | 4.4484 | 8.9406 | 0.0303 | 0.00109 | 0.00113 | 4.254 | 9.077 | 0.03218 | 0.00113 | 0.00119 | 4.2539 | 10.9597 | 0.02747 | 0.0009899 | 0.00106 | 4.0951 | 11.1002 | 0.02913 | 0.00103 | 0.00111 | 4.1708 | 11.0401 | 0.03237 | 0.00114 | 0.00118 | 4.1712 | 12.832 | 0.0292 | 0.00107 | 0.00117 | 4.0044 | 12.9825 | 0.02929 | 0.00108 | 0.00119 | 4.4166 | 13.3825 | 0.03071 | 0.00113 | 0.00115 | 4.3318 | 14.2238 | 0.02985 | 0.00112 | 0.00117 | 4.4695 | 15.7856 | 0.03033 | 0.00118 | 0.00125 | 4.3152 | 17.6885 | 0.02967 | 0.00134 | 0.00155 | 4.3017 | 17.6987 | 0.03269 | 0.00144 | 0.00165 | 4.3699 | 18.7397 | 0.0298 | 0.00119 | 0.00132 | 4.2355 | 18.8903 | 0.02994 | 0.0012 | 0.00134 | 4.3016 | 19.7013 | 0.02882 | 0.00111 | 0.00122 | 4.2903 | 19.7115 | 0.03148 | 0.00118 | 0.00129 | 4.2904 | 21.5442 | 0.02925 | 0.0012 | 0.00135 | 4.5188 | 21.3032 | 0.03145 | 0.00125 | 0.00139 | 4.2726 | 23.5875 | 0.03247 | 0.00122 | 0.00139 | 4.1182 | 24.9498 | 0.02972 | 0.00118 | 0.00139 | 4.3255 | 24.7586 | 0.03167 | 0.00122 | 0.00142 | 4.1709 | 24.501 | 0.02922 | 0.00116 | 0.00134 | 4.1711 | 24.5012 | 0.03149 | 0.00122 | 0.0014 | 4.074 | 24.5519 | 0.03165 | 0.00123 | 0.00142 | 3.9367 | 28.8581 | 0.02907 | 0.00114 | 0.00136 | 3.893 | 29.7404 | 0.02958 | 0.00119 | 0.00146 | 3.91 | 29.7404 | 0.03167 | 0.00124 | 0.00151 | 4.0363 | 29.0611 | 0.03107 | 0.00124 | 0.0015 | 4.0802 | 31.8725 | 0.02857 | 0.00114 | 0.00136 | 3.7416 | 36.4968 | 0.02811 | 0.0012 | 0.00147 | 3.6729 | 36.4878 | 0.02828 | 0.00121 | 0.00148 | 3.94 | 42.5686 | 0.03168 | 0.00133 | 0.00163 | 4.0353 | 42.8194 | 0.02952 | 0.00117 | 0.00139 | 3.8788 | 42.7919 | 0.02989 | 0.00118 | 0.00142 | 4.0469 | 42.8197 | 0.03247 | 0.00125 | 0.00147 | 4.2581 | 43.7986 | 0.03716 | 0.00146 | 0.00179 | 4.1692 | 44.7177 | 0.0365 | 0.00145 | 0.00178 | 4.09 | 48.2978 | 0.0348 | 0.00135 | 0.00163 | 4.2442 | 50.9704 | 0.03488 | 0.0013 | 0.00154 | 4.1436 | 51.0782 | 0.0354 | 0.00135 | 0.00164 | 4.9738 | 54.0232 | 0.04101 | 0.00153 | 0.00173 | 4.5462 | 58.0463 | 0.03935 | 0.00144 | 0.00164 | 4.5693 | 58.5586 | 0.03974 | 0.00154 | 0.00181 | 4.8082 | 61.1523 | 0.04094 | 0.00148 | 0.00167 | 4.7851 | 62.0558 | 0.04068 | 0.00146 | 0.00164 | 4.7406 | 66.7094 | 0.04233 | 0.00153 | 0.00174 | 4.68 | 74.1679 | 0.04045 | 0.00148 | 0.00172 | 4.6209 | 74.0898 | 0.04064 | 0.00149 | 0.00173
4.4643 | 0.040743 | 0.11997 | 0.00674 | 0.01112 | 5.4618 | 0.035701 | 0.33428 | 0.01636 | 0.02252 | 4.9735 | 0.037974 | 0.43219 | 0.01878 | 0.02479 | 4.9735 | 0.15349 | 0.10756 | 0.00465 | 0.00586 | 4.4966 | 0.1641 | 0.12191 | 0.00485 | 0.00598 | 4.9886 | 0.34721 | 0.11366 | 0.00451 | 0.00427 | 4.4942 | 1.0206 | 0.05439 | 0.00209 | 0.00193 | 4.5417 | 1.0126 | 0.06074 | 0.00236 | 0.00206 | 4.1667 | 1.4969 | 0.04395 | 0.00169 | 0.00158 | 4.2848 | 1.9672 | 0.04126 | 0.00155 | 0.00144 | 4.3333 | 1.9542 | 0.04487 | 0.00165 | 0.00151 | 4.3764 | 2.4196 | 0.04034 | 0.00147 | 0.0014 | 4.7062 | 2.3235 | 0.04705 | 0.0018 | 0.00153 | 5.0003 | 2.2434 | 0.05392 | 0.00209 | 0.00166 | 5.2637 | 2.7667 | 0.05007 | 0.00191 | 0.00153 | 5.002 | 3.3932 | 0.04221 | 0.00162 | 0.00139 | 5.2396 | 3.3091 | 0.04696 | 0.00177 | 0.00147 | 5.002 | 3.3932 | 0.04646 | 0.00175 | 0.00147 | 5.0031 | 4.4371 | 0.03957 | 0.00151 | 0.00133 | 4.818 | 5.1418 | 0.03842 | 0.00143 | 0.00131 | 5.0041 | 5.6822 | 0.03691 | 0.00133 | 0.0012 | 4.8316 | 5.7754 | 0.0367 | 0.00132 | 0.0012 | 4.6916 | 7.3728 | 0.03242 | 0.00117 | 0.00113 | 4.5755 | 8.1137 | 0.03239 | 0.00114 | 0.00114 | 4.5988 | 8.0977 | 0.03445 | 0.00119 | 0.00118 | 4.7264 | 8.7512 | 0.0323 | 0.00113 | 0.00116 | 4.5043 | 8.9026 | 0.03414 | 0.00117 | 0.00121 | 4.5042 | 10.7393 | 0.0291 | 0.00102 | 0.00108 | 4.5501 | 10.6993 | 0.03236 | 0.00114 | 0.00115 | 4.6921 | 10.5791 | 0.03645 | 0.00129 | 0.00123 | 4.6926 | 12.3409 | 0.0327 | 0.00119 | 0.00121 | 4.505 | 12.5113 | 0.03275 | 0.00119 | 0.00123 | 4.9073 | 12.9114 | 0.03406 | 0.00123 | 0.00119 | 4.8132 | 13.7726 | 0.033 | 0.00121 | 0.00121 | 4.9164 | 15.3444 | 0.03316 | 0.00125 | 0.00128 | 4.7467 | 17.2971 | 0.03219 | 0.0014 | 0.00157 | 4.6928 | 17.3474 | 0.0352 | 0.00148 | 0.00167 | 4.7672 | 18.3083 | 0.03218 | 0.00124 | 0.00134 | 4.6205 | 18.4688 | 0.0323 | 0.00125 | 0.00136 | 4.6927 | 19.3097 | 0.03108 | 0.00116 | 0.00125 | 4.6478 | 19.3601 | 0.03373 | 0.00122 | 0.00131 | 4.6479 | 21.1626 | 0.03131 | 0.00124 | 0.00137 | 4.8664 | 20.9218 | 0.03353 | 0.00129 | 0.0014 | 4.5778 | 23.2959 | 0.03435 | 0.00125 | 0.0014 | 4.435 | 24.648 | 0.0315 | 0.00121 | 0.00141 | 4.6344 | 24.437 | 0.03347 | 0.00125 | 0.00144 | 4.4918 | 24.3191 | 0.03103 | 0.0012 | 0.00136 | 4.469 | 24.3394 | 0.03329 | 0.00125 | 0.00142 | 4.365 | 24.4001 | 0.03345 | 0.00126 | 0.00143 | 4.2179 | 28.686 | 0.03061 | 0.00116 | 0.00137 | 4.1711 | 29.6281 | 0.03107 | 0.00122 | 0.00147 | 4.1707 | 29.6283 | 0.03315 | 0.00126 | 0.00153 | 4.3054 | 28.9589 | 0.03258 | 0.00127 | 0.00151 | 4.3522 | 31.7002 | 0.02996 | 0.00116 | 0.00138 | 4.2093 | 36.4014 | 0.03053 | 0.00125 | 0.00149 | 4.132 | 36.4223 | 0.03069 | 0.00126 | 0.0015 | 4.334 | 42.5832 | 0.03375 | 0.00137 | 0.00165 | 4.4388 | 42.784 | 0.03158 | 0.00121 | 0.00141 | 4.2667 | 42.8164 | 0.03195 | 0.00122 | 0.00143 | 4.4148 | 42.7947 | 0.03453 | 0.00128 | 0.00148 | 4.6129 | 44.0135 | 0.03916 | 0.0015 | 0.0018 | 4.5166 | 45.032 | 0.03846 | 0.00149 | 0.0018 | 4.4046 | 48.2919 | 0.03662 | 0.00138 | 0.00165 | 4.8505 | 51.0997 | 0.03833 | 0.00139 | 0.00157 | 4.7356 | 50.9667 | 0.03886 | 0.00145 | 0.00167 | 5.5264 | 53.6644 | 0.04428 | 0.0016 | 0.00175 | 5.0513 | 57.9755 | 0.04239 | 0.00151 | 0.00167 | 5.077 | 58.5277 | 0.04275 | 0.0016 | 0.00183 | 5.289 | 61.0321 | 0.04383 | 0.00154 | 0.00169 | 5.2637 | 61.9453 | 0.04352 | 0.00152 | 0.00166 | 5.1716 | 66.7682 | 0.04497 | 0.00158 | 0.00176 | 5.1054 | 74.606 | 0.04282 | 0.00152 | 0.00174 | 5.0409 | 74.5478 | 0.04301 | 0.00153 | 0.00175
4.9603 | 0.038041 | 0.14201 | 0.00796 | 0.01297 | 5.9583 | 0.03369 | 0.38472 | 0.01848 | 0.0256 | 5.305 | 0.036393 | 0.47935 | 0.02041 | 0.02723 | 5.305 | 0.14708 | 0.11923 | 0.00506 | 0.00643 | 4.9963 | 0.15309 | 0.14408 | 0.00595 | 0.00695 | 5.3449 | 0.3317 | 0.12662 | 0.00493 | 0.00468 | 4.9935 | 0.94776 | 0.06334 | 0.00248 | 0.00216 | 4.9959 | 0.94747 | 0.06973 | 0.00271 | 0.00229 | 4.5833 | 1.4109 | 0.05001 | 0.00192 | 0.00172 | 4.6419 | 1.8752 | 0.04585 | 0.0017 | 0.00154 | 4.6667 | 1.8692 | 0.04948 | 0.00179 | 0.00161 | 5.0016 | 2.2424 | 0.0479 | 0.00184 | 0.00155 | 5.2944 | 2.1684 | 0.0549 | 0.00214 | 0.00168 | 5.5559 | 2.1053 | 0.06203 | 0.00241 | 0.00181 | 5.7901 | 2.6176 | 0.05662 | 0.00214 | 0.00165 | 5.5022 | 3.221 | 0.04754 | 0.0018 | 0.00148 | 5.7159 | 3.153 | 0.05241 | 0.00195 | 0.00157 | 5.4568 | 3.2361 | 0.05177 | 0.00192 | 0.00156 | 5.4201 | 4.2579 | 0.04362 | 0.00162 | 0.00139 | 5.1886 | 4.9676 | 0.04191 | 0.00152 | 0.00136 | 5.3615 | 5.499 | 0.04007 | 0.00141 | 0.00124 | 5.1767 | 5.5921 | 0.0398 | 0.0014 | 0.00125 | 5.0044 | 7.1695 | 0.03484 | 0.00122 | 0.00116 | 4.8614 | 7.9223 | 0.03459 | 0.00119 | 0.00117 | 4.8693 | 7.9164 | 0.03665 | 0.00123 | 0.00121 | 5.0044 | 8.5689 | 0.03433 | 0.00117 | 0.00118 | 5.0048 | 8.569 | 0.03817 | 0.00132 | 0.00126 | 5.0046 | 10.3185 | 0.03245 | 0.00113 | 0.00112 | 5.1189 | 10.2284 | 0.03657 | 0.00129 | 0.0012 | 5.2134 | 10.1483 | 0.04071 | 0.00143 | 0.00127 | 5.214 | 11.8599 | 0.03634 | 0.0013 | 0.00125 | 5.0055 | 12.0503 | 0.03634 | 0.0013 | 0.00126 | 5.3981 | 12.4605 | 0.03754 | 0.00133 | 0.00122 | 5.2945 | 13.3316 | 0.03625 | 0.0013 | 0.00124 | 5.3634 | 14.9234 | 0.03607 | 0.00132 | 0.00131 | 5.1782 | 16.8958 | 0.03476 | 0.00145 | 0.00159 | 5.0838 | 16.9862 | 0.03777 | 0.00153 | 0.00169 | 5.1645 | 17.8671 | 0.03461 | 0.00129 | 0.00137 | 5.0055 | 18.0476 | 0.03471 | 0.0013 | 0.00138 | 5.0838 | 18.9084 | 0.03338 | 0.00121 | 0.00127 | 5.0054 | 18.9888 | 0.03603 | 0.00127 | 0.00134 | 5.0054 | 20.7712 | 0.03342 | 0.00128 | 0.00139 | 5.214 | 20.5405 | 0.03566 | 0.00133 | 0.00142 | 4.883 | 22.9745 | 0.03626 | 0.00128 | 0.00142 | 4.7518 | 24.3164 | 0.0333 | 0.00124 | 0.00142 | 4.9434 | 24.1056 | 0.03528 | 0.00128 | 0.00145 | 4.8126 | 24.1175 | 0.03284 | 0.00123 | 0.00137 | 4.767 | 24.1478 | 0.03511 | 0.00128 | 0.00143 | 4.656 | 24.2185 | 0.03526 | 0.00129 | 0.00145 | 4.4991 | 28.4641 | 0.03215 | 0.00119 | 0.00139 | 4.4491 | 29.446 | 0.03256 | 0.00124 | 0.00148 | 4.692 | 29.2646 | 0.03615 | 0.00134 | 0.00155 | 4.8436 | 28.6552 | 0.03564 | 0.00134 | 0.00154 | 4.8963 | 31.2464 | 0.03276 | 0.00123 | 0.0014 | 4.677 | 36.137 | 0.03296 | 0.0013 | 0.00151 | 4.5912 | 36.1978 | 0.03312 | 0.00131 | 0.00152 | 4.728 | 42.4687 | 0.03582 | 0.0014 | 0.00166 | 4.8424 | 42.6295 | 0.03365 | 0.00125 | 0.00142 | 4.6546 | 42.7117 | 0.03401 | 0.00126 | 0.00145 | 4.7827 | 42.6605 | 0.03659 | 0.00132 | 0.0015 | 4.9678 | 44.109 | 0.04116 | 0.00153 | 0.00182 | 4.8641 | 45.237 | 0.04041 | 0.00152 | 0.00182 | 5.0338 | 48.072 | 0.04028 | 0.00148 | 0.00168 | 5.4569 | 51.0012 | 0.04178 | 0.00148 | 0.00159 | 5.3275 | 50.6475 | 0.04232 | 0.00153 | 0.00169 | 6.0791 | 53.2271 | 0.04758 | 0.00167 | 0.00177 | 5.5565 | 57.7666 | 0.04543 | 0.00157 | 0.00169 | 5.5847 | 58.3586 | 0.04576 | 0.00166 | 0.00185 | 5.7699 | 60.8034 | 0.04672 | 0.0016 | 0.00171 | 5.7422 | 61.7064 | 0.04637 | 0.00158 | 0.00169 | 5.6025 | 66.7085 | 0.04761 | 0.00163 | 0.00178 | 5.5309 | 74.8458 | 0.04518 | 0.00156 | 0.00176 | 5.461 | 74.8175 | 0.04537 | 0.00157 | 0.00177
5.4563 | 0.035719 | 0.16555 | 0.00918 | 0.01493 | 6.4548 | 0.031918 | 0.43806 | 0.02063 | 0.02883 | 5.6366 | 0.034962 | 0.52851 | 0.02206 | 0.02975 | 5.6366 | 0.14128 | 0.1314 | 0.00546 | 0.00702 | 5.6208 | 0.14148 | 0.17392 | 0.00751 | 0.00823 | 5.7013 | 0.31768 | 0.14017 | 0.00536 | 0.00511 | 5.4929 | 0.88481 | 0.07296 | 0.00287 | 0.00241 | 5.4501 | 0.88982 | 0.07932 | 0.00307 | 0.00252 | 5 | 1.3338 | 0.05643 | 0.00215 | 0.00187 | 4.9989 | 1.7901 | 0.05065 | 0.00185 | 0.00164 | 5.3333 | 1.718 | 0.05932 | 0.0023 | 0.00181 | 5.6268 | 2.0893 | 0.05604 | 0.0022 | 0.00171 | 5.8827 | 2.0322 | 0.0633 | 0.00247 | 0.00185 | 6.1115 | 1.9832 | 0.07065 | 0.00272 | 0.00198 | 6.3165 | 2.4815 | 0.06353 | 0.00238 | 0.00177 | 6.0024 | 3.0659 | 0.05314 | 0.00198 | 0.00158 | 6.1922 | 3.0108 | 0.05813 | 0.00213 | 0.00166 | 5.9115 | 3.0929 | 0.05734 | 0.00209 | 0.00165 | 5.837 | 4.0937 | 0.04784 | 0.00174 | 0.00146 | 5.5593 | 4.8054 | 0.04552 | 0.00161 | 0.00142 | 5.719 | 5.3268 | 0.04332 | 0.0015 | 0.00129 | 5.5218 | 5.4199 | 0.04301 | 0.00148 | 0.00129 | 5.3172 | 6.9772 | 0.03733 | 0.00128 | 0.0012 | 5.1474 | 7.737 | 0.03684 | 0.00124 | 0.0012 | 5.4104 | 7.5748 | 0.0412 | 0.0014 | 0.00127 | 5.5605 | 8.2243 | 0.03853 | 0.00133 | 0.00124 | 5.6303 | 8.1823 | 0.04344 | 0.00152 | 0.00132 | 5.6302 | 9.8237 | 0.03682 | 0.0013 | 0.00117 | 5.6876 | 9.7807 | 0.04098 | 0.00144 | 0.00125 | 5.7348 | 9.7447 | 0.04514 | 0.00157 | 0.00132 | 5.7354 | 11.4091 | 0.04013 | 0.00142 | 0.00129 | 5.5061 | 11.6095 | 0.04006 | 0.00141 | 0.0013 | 5.8888 | 12.0298 | 0.04114 | 0.00143 | 0.00126 | 5.7758 | 12.9108 | 0.03961 | 0.00139 | 0.00128 | 5.8103 | 14.5025 | 0.03906 | 0.00139 | 0.00134 | 5.6097 | 16.5048 | 0.0374 | 0.0015 | 0.00161 | 5.4749 | 16.6252 | 0.04039 | 0.00158 | 0.00171 | 5.5617 | 17.446 | 0.03711 | 0.00135 | 0.00139 | 5.3906 | 17.6265 | 0.03718 | 0.00135 | 0.00141 | 5.4748 | 18.4973 | 0.03574 | 0.00126 | 0.00129 | 5.3629 | 18.6177 | 0.03837 | 0.00132 | 0.00136 | 5.363 | 20.37 | 0.03556 | 0.00132 | 0.0014 | 5.5616 | 20.1594 | 0.03782 | 0.00137 | 0.00144 | 5.4934 | 22.3122 | 0.04015 | 0.0014 | 0.00145 | 5.0686 | 23.965 | 0.03513 | 0.00127 | 0.00144 | 5.5613 | 23.4031 | 0.03899 | 0.00139 | 0.00148 | 5.1335 | 23.886 | 0.03468 | 0.00126 | 0.00139 | 5.3628 | 23.7252 | 0.03879 | 0.00139 | 0.00147 | 5.238 | 23.8157 | 0.03893 | 0.0014 | 0.00148 | 5.0615 | 27.9308 | 0.03527 | 0.00127 | 0.00141 | 5.0053 | 28.9826 | 0.03557 | 0.00131 | 0.00151 | 5.2133 | 28.7816 | 0.03918 | 0.00141 | 0.00158 | 5.3818 | 28.2621 | 0.03874 | 0.00142 | 0.00157 | 5.4403 | 30.6932 | 0.0356 | 0.0013 | 0.00142 | 5.1448 | 35.7733 | 0.03541 | 0.00135 | 0.00153 | 5.0503 | 35.8541 | 0.03557 | 0.00136 | 0.00154 | 5.122 | 42.2349 | 0.0379 | 0.00144 | 0.00168 | 5.2459 | 42.3956 | 0.03572 | 0.00128 | 0.00144 | 5.0425 | 42.5276 | 0.03608 | 0.0013 | 0.00147 | 5.1506 | 42.4568 | 0.03866 | 0.00136 | 0.00152 | 5.6775 | 44.0516 | 0.04516 | 0.00163 | 0.00185 | 5.559 | 45.3488 | 0.04431 | 0.00162 | 0.00185 | 5.663 | 47.6842 | 0.04396 | 0.00157 | 0.00171 | 6.0632 | 50.7542 | 0.04525 | 0.00157 | 0.00162 | 5.9195 | 50.22 | 0.04582 | 0.00162 | 0.00172 | 6.6317 | 52.7409 | 0.05091 | 0.00174 | 0.0018 | 6.0616 | 57.469 | 0.04849 | 0.00164 | 0.00171 | 6.0924 | 58.1009 | 0.04879 | 0.00172 | 0.00187 | 6.2507 | 60.496 | 0.04963 | 0.00166 | 0.00173 | 6.2207 | 61.3988 | 0.04924 | 0.00163 | 0.00171 | 6.0335 | 66.5701 | 0.05026 | 0.00168 | 0.0018 | 5.9563 | 74.937 | 0.04753 | 0.0016 | 0.00177 | 5.8811 | 74.9286 | 0.04772 | 0.00161 | 0.00178
5.9524 | 0.033708 | 0.19058 | 0.01042 | 0.01699 | 6.9513 | 0.030357 | 0.49427 | 0.02282 | 0.03221 | 5.9682 | 0.033651 | 0.57963 | 0.02374 | 0.03236 | 5.9682 | 0.13598 | 0.14406 | 0.00588 | 0.00763 | 6.2453 | 0.13187 | 0.20607 | 0.009 | 0.0096 | 6.4139 | 0.29337 | 0.16901 | 0.00686 | 0.00603 | 5.9922 | 0.82978 | 0.08324 | 0.00325 | 0.00267 | 5.9043 | 0.83899 | 0.08951 | 0.00343 | 0.00277 | 5.4167 | 1.2637 | 0.06321 | 0.00238 | 0.00203 | 5.7131 | 1.642 | 0.06093 | 0.00238 | 0.00186 | 6 | 1.5899 | 0.06998 | 0.00278 | 0.00203 | 6.252 | 1.9552 | 0.06476 | 0.00255 | 0.00189 | 6.471 | 1.9121 | 0.07224 | 0.0028 | 0.00202 | 6.667 | 1.8751 | 0.07979 | 0.00304 | 0.00215 | 6.8428 | 2.3574 | 0.07082 | 0.00261 | 0.0019 | 6.5026 | 2.9247 | 0.05903 | 0.00217 | 0.00168 | 6.6686 | 2.8807 | 0.06412 | 0.0023 | 0.00176 | 6.3662 | 2.9618 | 0.06317 | 0.00226 | 0.00174 | 6.2539 | 3.9416 | 0.05223 | 0.00186 | 0.00153 | 5.9299 | 4.6532 | 0.04924 | 0.00171 | 0.00147 | 6.0764 | 5.1676 | 0.04668 | 0.00158 | 0.00134 | 5.8669 | 5.2597 | 0.04631 | 0.00156 | 0.00134 | 5.6299 | 6.794 | 0.03989 | 0.00134 | 0.00123 | 5.7194 | 7.3915 | 0.04151 | 0.00142 | 0.00126 | 6.0867 | 7.1853 | 0.04717 | 0.00165 | 0.00134 | 6.2556 | 7.8307 | 0.04402 | 0.00155 | 0.00131 | 6.2559 | 7.8308 | 0.04894 | 0.00172 | 0.00139 | 6.2558 | 9.37 | 0.04142 | 0.00147 | 0.00123 | 6.2564 | 9.3701 | 0.04558 | 0.00159 | 0.0013 | 6.2561 | 9.3701 | 0.04975 | 0.00171 | 0.00137 | 6.2568 | 10.9885 | 0.04407 | 0.00153 | 0.00133 | 6.0066 | 11.1888 | 0.04393 | 0.00152 | 0.00134 | 6.3796 | 11.6291 | 0.04486 | 0.00153 | 0.0013 | 6.2571 | 12.51 | 0.04308 | 0.00148 | 0.00131 | 6.2573 | 14.1117 | 0.04214 | 0.00147 | 0.00137 | 6.0413 | 16.1039 | 0.0401 | 0.00155 | 0.00164 | 5.866 | 16.2644 | 0.04307 | 0.00163 | 0.00173 | 5.959 | 17.0251 | 0.03967 | 0.0014 | 0.00141 | 5.7756 | 17.2155 | 0.03971 | 0.0014 | 0.00143 | 5.8659 | 18.1063 | 0.03815 | 0.00131 | 0.00131 | 5.7204 | 18.2468 | 0.04076 | 0.00137 | 0.00138 | 5.7205 | 19.9789 | 0.03774 | 0.00136 | 0.00142 | 6.2568 | 19.4175 | 0.04228 | 0.00151 | 0.00148 | 6.1037 | 21.6402 | 0.04416 | 0.00152 | 0.00148 | 5.7021 | 23.2426 | 0.03886 | 0.00139 | 0.00147 | 6.1792 | 22.7011 | 0.04282 | 0.0015 | 0.00151 | 5.7752 | 23.4035 | 0.03841 | 0.00137 | 0.00142 | 5.9587 | 23.263 | 0.04255 | 0.00149 | 0.0015 | 5.82 | 23.3735 | 0.04266 | 0.0015 | 0.00151 | 5.6239 | 27.3281 | 0.03846 | 0.00136 | 0.00144 | 5.5614 | 28.4298 | 0.03864 | 0.00139 | 0.00153 | 5.7347 | 28.2391 | 0.04228 | 0.00148 | 0.0016 | 5.92 | 27.8096 | 0.04188 | 0.00149 | 0.00159 | 5.9843 | 30.0907 | 0.0385 | 0.00137 | 0.00145 | 5.6125 | 35.3302 | 0.03789 | 0.0014 | 0.00155 | 5.5094 | 35.4309 | 0.03804 | 0.00141 | 0.00156 | 5.516 | 41.9315 | 0.04 | 0.00147 | 0.00169 | 5.6494 | 42.1022 | 0.0378 | 0.00132 | 0.00146 | 5.4304 | 42.2641 | 0.03816 | 0.00134 | 0.00148 | 5.8864 | 41.9006 | 0.04284 | 0.00148 | 0.00154 | 6.3871 | 43.7557 | 0.04918 | 0.00174 | 0.00188 | 6.2538 | 45.2122 | 0.0482 | 0.00172 | 0.00188 | 6.2923 | 47.1879 | 0.04768 | 0.00166 | 0.00173 | 6.6695 | 50.4184 | 0.04873 | 0.00165 | 0.00164 | 6.5114 | 49.7338 | 0.04935 | 0.0017 | 0.00174 | 7.1844 | 52.2455 | 0.05427 | 0.00181 | 0.00182 | 6.5667 | 57.1125 | 0.05157 | 0.0017 | 0.00173 | 6.6001 | 57.7842 | 0.05183 | 0.00178 | 0.00189 | 6.7315 | 60.1495 | 0.05255 | 0.00171 | 0.00175 | 6.6992 | 61.0322 | 0.05212 | 0.00169 | 0.00173 | 6.4645 | 66.3627 | 0.05291 | 0.00172 | 0.00182 | 6.3818 | 74.9192 | 0.04989 | 0.00164 | 0.00179 | 6.3012 | 74.9307 | 0.05007 | 0.00165 | 0.0018
6.4484 | 0.031937 | 0.21705 | 0.01168 | 0.01916 | 7.4479 | 0.028956 | 0.55329 | 0.02503 | 0.03572 | 6.6313 | 0.031339 | 0.68765 | 0.02921 | 0.03782 | 6.6313 | 0.12657 | 0.17082 | 0.00723 | 0.00891 | 6.8698 | 0.12357 | 0.2405 | 0.01046 | 0.01104 | 7.1266 | 0.27285 | 0.20012 | 0.00828 | 0.007 | 6.4916 | 0.78155 | 0.09417 | 0.00364 | 0.00295 | 6.3584 | 0.79386 | 0.1003 | 0.00379 | 0.00303 | 5.8333 | 1.2007 | 0.07036 | 0.00261 | 0.0022 | 6.4272 | 1.5179 | 0.07209 | 0.00289 | 0.00209 | 6.6667 | 1.4799 | 0.08147 | 0.00325 | 0.00226 | 6.8771 | 1.8381 | 0.07406 | 0.00289 | 0.00207 | 7.0592 | 1.8071 | 0.08172 | 0.00313 | 0.0022 | 7.2226 | 1.78 | 0.08944 | 0.00336 | 0.00233 | 7.3692 | 2.2443 | 0.07849 | 0.00284 | 0.00204 | 7.0028 | 2.7956 | 0.06519 | 0.00235 | 0.00178 | 7.1449 | 2.7616 | 0.07037 | 0.00248 | 0.00186 | 6.821 | 2.8407 | 0.06924 | 0.00244 | 0.00184 | 6.6708 | 3.8014 | 0.05678 | 0.00198 | 0.0016 | 6.3005 | 4.511 | 0.05309 | 0.0018 | 0.00153 | 6.4339 | 5.0174 | 0.05014 | 0.00166 | 0.00139 | 6.212 | 5.1095 | 0.04971 | 0.00165 | 0.00139 | 6.2555 | 6.4575 | 0.04521 | 0.00155 | 0.0013 | 6.4343 | 7.001 | 0.04763 | 0.00167 | 0.00134 | 6.763 | 6.8368 | 0.05346 | 0.00189 | 0.00142 | 6.9506 | 7.4782 | 0.04978 | 0.00176 | 0.00138 | 6.8815 | 7.5113 | 0.05469 | 0.00192 | 0.00146 | 6.8814 | 8.9584 | 0.04623 | 0.00163 | 0.00128 | 6.8252 | 8.9935 | 0.05038 | 0.00174 | 0.00135 | 6.7775 | 9.0236 | 0.05454 | 0.00185 | 0.00142 | 6.7782 | 10.5979 | 0.04815 | 0.00164 | 0.00137 | 6.5072 | 10.7982 | 0.04794 | 0.00163 | 0.00138 | 6.8703 | 11.2485 | 0.04872 | 0.00164 | 0.00134 | 6.7384 | 12.1294 | 0.04666 | 0.00157 | 0.00135 | 6.7042 | 13.741 | 0.04531 | 0.00154 | 0.0014 | 6.4728 | 15.7231 | 0.04287 | 0.00161 | 0.00166 | 6.257 | 15.9136 | 0.04581 | 0.00168 | 0.00175 | 6.3563 | 16.6343 | 0.04229 | 0.00145 | 0.00143 | 6.1607 | 16.8247 | 0.0423 | 0.00145 | 0.00145 | 6.2569 | 17.7154 | 0.04061 | 0.00136 | 0.00134 | 6.4355 | 17.5452 | 0.04569 | 0.00154 | 0.00142 | 6.4356 | 19.2271 | 0.04224 | 0.00151 | 0.00146 | 6.952 | 18.716 | 0.04691 | 0.00166 | 0.00151 | 6.7141 | 20.9886 | 0.0483 | 0.00164 | 0.00152 | 6.3357 | 22.5306 | 0.04271 | 0.0015 | 0.0015 | 6.7972 | 22.0194 | 0.04676 | 0.00161 | 0.00154 | 6.4168 | 22.9015 | 0.04221 | 0.00148 | 0.00145 | 6.5546 | 22.7912 | 0.04637 | 0.0016 | 0.00153 | 6.402 | 22.9117 | 0.04647 | 0.0016 | 0.00154 | 6.1863 | 26.6959 | 0.04173 | 0.00144 | 0.00146 | 6.1176 | 27.8175 | 0.04178 | 0.00146 | 0.00156 | 6.256 | 27.667 | 0.04543 | 0.00155 | 0.00163 | 6.4581 | 27.3375 | 0.04508 | 0.00156 | 0.00162 | 6.5283 | 29.4684 | 0.04146 | 0.00143 | 0.00147 | 6.0802 | 34.8576 | 0.0404 | 0.00145 | 0.00156 | 5.9685 | 34.9682 | 0.04054 | 0.00146 | 0.00158 | 6.304 | 41.186 | 0.04424 | 0.00159 | 0.00172 | 6.4565 | 41.3865 | 0.04203 | 0.00146 | 0.00149 | 6.2061 | 41.6183 | 0.04236 | 0.00147 | 0.00151 | 6.6222 | 41.2258 | 0.04708 | 0.00161 | 0.00157 | 7.0968 | 43.3409 | 0.05322 | 0.00183 | 0.00191 | 6.9487 | 44.9268 | 0.05211 | 0.00181 | 0.00191 | 6.9215 | 46.6526 | 0.05144 | 0.00175 | 0.00176 | 7.2758 | 50.0435 | 0.05224 | 0.00173 | 0.00166 | 7.1034 | 49.2285 | 0.05291 | 0.00178 | 0.00177 | 7.737 | 51.7509 | 0.05766 | 0.00188 | 0.00184 | 7.0718 | 56.7368 | 0.05466 | 0.00176 | 0.00175 | 7.1078 | 57.4385 | 0.05489 | 0.00184 | 0.00191 | 7.2123 | 59.7738 | 0.05549 | 0.00177 | 0.00177 | 7.1777 | 60.6463 | 0.05502 | 0.00174 | 0.00175 | 6.8954 | 66.1162 | 0.05557 | 0.00177 | 0.00184 | 6.8072 | 74.8123 | 0.05224 | 0.00168 | 0.0018 | 6.7212 | 74.8437 | 0.05243 | 0.00168 | 0.00181
6.9444 | 0.030376 | 0.24494 | 0.01296 | 0.02142 | 7.9444 | 0.027695 | 0.61507 | 0.02729 | 0.03938 | 7.4602 | 0.028927 | 0.83331 | 0.03694 | 0.04511 | 7.4602 | 0.11676 | 0.20693 | 0.00914 | 0.01063 | 7.4944 | 0.11636 | 0.27714 | 0.01191 | 0.01257 | 7.8392 | 0.25544 | 0.23345 | 0.00967 | 0.00804 | 6.9909 | 0.73912 | 0.10576 | 0.00404 | 0.00325 | 7.2668 | 0.71781 | 0.12364 | 0.0051 | 0.0036 | 6.6667 | 1.0926 | 0.08575 | 0.00345 | 0.00255 | 7.1413 | 1.4118 | 0.08413 | 0.00339 | 0.00235 | 7.3333 | 1.3858 | 0.09377 | 0.00372 | 0.00251 | 7.5023 | 1.735 | 0.08392 | 0.00324 | 0.00226 | 7.6475 | 1.714 | 0.09174 | 0.00346 | 0.00239 | 7.7782 | 1.694 | 0.09959 | 0.00368 | 0.00252 | 7.8956 | 2.1412 | 0.08653 | 0.00308 | 0.00218 | 7.503 | 2.6785 | 0.07163 | 0.00254 | 0.00189 | 7.6212 | 2.6525 | 0.07688 | 0.00267 | 0.00197 | 7.2757 | 2.7306 | 0.07557 | 0.00261 | 0.00194 | 7.0878 | 3.6723 | 0.0615 | 0.0021 | 0.00167 | 6.6711 | 4.3789 | 0.05705 | 0.0019 | 0.00158 | 7.1487 | 4.7471 | 0.05737 | 0.00197 | 0.0015 | 6.9023 | 4.8362 | 0.0568 | 0.00195 | 0.00149 | 7.0374 | 6.0861 | 0.05225 | 0.00185 | 0.0014 | 7.1492 | 6.6545 | 0.05409 | 0.00192 | 0.00142 | 7.4393 | 6.5254 | 0.06006 | 0.00212 | 0.00151 | 7.6457 | 7.1608 | 0.0558 | 0.00197 | 0.00145 | 7.5071 | 7.2209 | 0.06068 | 0.00211 | 0.00153 | 7.5069 | 8.586 | 0.05125 | 0.00179 | 0.00134 | 7.3939 | 8.6511 | 0.05538 | 0.00189 | 0.00141 | 7.2988 | 8.7062 | 0.05952 | 0.00199 | 0.00147 | 7.2996 | 10.2374 | 0.05238 | 0.00176 | 0.00142 | 7.0077 | 10.4377 | 0.05209 | 0.00174 | 0.00143 | 7.361 | 10.908 | 0.0527 | 0.00174 | 0.00138 | 7.2197 | 11.7789 | 0.05035 | 0.00167 | 0.00138 | 7.1512 | 13.3804 | 0.04856 | 0.00161 | 0.00143 | 6.9043 | 15.3624 | 0.04571 | 0.00166 | 0.00168 | 7.0392 | 15.2423 | 0.05147 | 0.00187 | 0.0018 | 7.1508 | 15.8829 | 0.04771 | 0.00165 | 0.00148 | 6.9308 | 16.0833 | 0.04766 | 0.00165 | 0.00149 | 7.0391 | 16.9739 | 0.04569 | 0.00154 | 0.00138 | 7.1505 | 16.8738 | 0.05082 | 0.00171 | 0.00146 | 7.1506 | 18.5256 | 0.04691 | 0.00166 | 0.0015 | 7.6472 | 18.0748 | 0.0517 | 0.0018 | 0.00155 | 7.3245 | 20.3673 | 0.05256 | 0.00175 | 0.00155 | 6.9693 | 21.839 | 0.04669 | 0.0016 | 0.00153 | 7.4151 | 21.368 | 0.05082 | 0.00171 | 0.00157 | 7.0585 | 22.3898 | 0.04611 | 0.00159 | 0.00149 | 7.1504 | 22.3197 | 0.05028 | 0.00169 | 0.00156 | 6.984 | 22.4501 | 0.05036 | 0.0017 | 0.00157 | 6.7487 | 26.0741 | 0.04507 | 0.00152 | 0.00149 | 6.6737 | 27.2055 | 0.04498 | 0.00154 | 0.00158 | 6.7773 | 27.0852 | 0.04865 | 0.00163 | 0.00165 | 6.9963 | 26.8557 | 0.04833 | 0.00164 | 0.00164 | 7.0724 | 28.8466 | 0.04449 | 0.0015 | 0.00149 | 6.5479 | 34.3553 | 0.04294 | 0.0015 | 0.00158 | 6.4276 | 34.4859 | 0.04308 | 0.0015 | 0.00159 | 7.092 | 40.3415 | 0.04856 | 0.00171 | 0.00175 | 7.2636 | 40.6021 | 0.04633 | 0.00158 | 0.00151 | 6.9819 | 40.8836 | 0.04663 | 0.00159 | 0.00154 | 7.358 | 40.5118 | 0.05139 | 0.00172 | 0.0016 | 7.8065 | 42.8369 | 0.05732 | 0.00193 | 0.00194 | 7.6436 | 44.5524 | 0.05605 | 0.0019 | 0.00193 | 7.5507 | 46.1081 | 0.05524 | 0.00184 | 0.00178 | 7.8821 | 49.6393 | 0.05578 | 0.0018 | 0.00169 | 7.6953 | 48.734 | 0.05651 | 0.00185 | 0.00179 | 8.2897 | 51.2768 | 0.06108 | 0.00194 | 0.00186 | 7.577 | 56.3519 | 0.05778 | 0.00182 | 0.00177 | 7.6155 | 57.0734 | 0.05797 | 0.00189 | 0.00193 | 7.6932 | 59.3988 | 0.05845 | 0.00182 | 0.00179 | 7.6562 | 60.2412 | 0.05793 | 0.00179 | 0.00176 | 7.3264 | 65.8403 | 0.05825 | 0.00181 | 0.00185 | 7.2327 | 74.6462 | 0.0546 | 0.00171 | 0.00182 | 7.1413 | 74.6875 | 0.05479 | 0.00172 | 0.00183
7.9365 | 0.027714 | 0.30485 | 0.01667 | 0.02624 | 8.4409 | 0.026565 | 0.6796 | 0.02958 | 0.04318 | 8.2891 | 0.026895 | 0.99056 | 0.04435 | 0.05288 | 8.2891 | 0.10846 | 0.24592 | 0.01098 | 0.01246 | 8.1189 | 0.11006 | 0.31595 | 0.01337 | 0.01418 | 8.5519 | 0.24043 | 0.26897 | 0.01103 | 0.00914 | 7.9896 | 0.66817 | 0.13083 | 0.00545 | 0.00388 | 8.1751 | 0.65667 | 0.14931 | 0.00633 | 0.00423 | 7.5 | 1.0026 | 0.10258 | 0.00424 | 0.00294 | 7.8555 | 1.3207 | 0.09704 | 0.00388 | 0.00262 | 8 | 1.3037 | 0.10688 | 0.00419 | 0.00278 | 8.1275 | 1.6459 | 0.09435 | 0.00358 | 0.00247 | 8.2358 | 1.6309 | 0.10228 | 0.0038 | 0.00259 | 8.3338 | 1.6179 | 0.11023 | 0.004 | 0.00271 | 8.4219 | 2.0481 | 0.09494 | 0.00333 | 0.00233 | 8.0032 | 2.5715 | 0.07835 | 0.00273 | 0.002 | 8.0976 | 2.5524 | 0.08366 | 0.00285 | 0.00208 | 7.7304 | 2.6285 | 0.08215 | 0.00279 | 0.00205 | 7.5047 | 3.5532 | 0.06638 | 0.00223 | 0.00174 | 7.4123 | 4.1396 | 0.06534 | 0.00225 | 0.00171 | 8.0423 | 4.4568 | 0.06695 | 0.00241 | 0.00164 | 7.765 | 4.5419 | 0.0662 | 0.00238 | 0.00163 | 7.8193 | 5.7617 | 0.05969 | 0.00215 | 0.0015 | 7.8641 | 6.3472 | 0.06087 | 0.00216 | 0.00151 | 8.1156 | 6.2481 | 0.06696 | 0.00235 | 0.00159 | 8.3407 | 6.8754 | 0.06208 | 0.00217 | 0.00153 | 8.1327 | 6.9576 | 0.06689 | 0.0023 | 0.0016 | 8.1325 | 8.2506 | 0.05649 | 0.00194 | 0.0014 | 7.9627 | 8.3387 | 0.06057 | 0.00204 | 0.00147 | 7.8202 | 8.4139 | 0.06467 | 0.00213 | 0.00153 | 7.821 | 9.902 | 0.05676 | 0.00187 | 0.00146 | 7.5083 | 10.0973 | 0.05639 | 0.00186 | 0.00147 | 7.8518 | 10.5776 | 0.0568 | 0.00184 | 0.00142 | 7.701 | 11.4484 | 0.05414 | 0.00176 | 0.00142 | 8.0451 | 12.7294 | 0.05532 | 0.00189 | 0.00149 | 7.7673 | 14.6712 | 0.05158 | 0.00187 | 0.00173 | 7.8213 | 14.6312 | 0.05738 | 0.00206 | 0.00184 | 7.9453 | 15.2218 | 0.05338 | 0.00184 | 0.00153 | 7.7008 | 15.4121 | 0.05326 | 0.00184 | 0.00154 | 7.8212 | 16.3027 | 0.05099 | 0.00173 | 0.00143 | 7.8656 | 16.2627 | 0.05614 | 0.00188 | 0.00151 | 7.8657 | 17.8744 | 0.05175 | 0.0018 | 0.00153 | 8.3424 | 17.4737 | 0.05666 | 0.00194 | 0.00159 | 7.9349 | 19.7861 | 0.05696 | 0.00186 | 0.00158 | 7.6028 | 21.1776 | 0.05079 | 0.00171 | 0.00156 | 8.033 | 20.7568 | 0.05501 | 0.00182 | 0.00161 | 7.7002 | 21.8883 | 0.05009 | 0.00169 | 0.00152 | 7.7463 | 21.8483 | 0.05427 | 0.00179 | 0.00159 | 7.566 | 21.9887 | 0.05433 | 0.00179 | 0.0016 | 7.3111 | 25.4625 | 0.04849 | 0.0016 | 0.00151 | 7.2299 | 26.5938 | 0.04826 | 0.00161 | 0.00161 | 7.2987 | 26.5137 | 0.05194 | 0.0017 | 0.00167 | 7.5345 | 26.3741 | 0.05165 | 0.00171 | 0.00167 | 7.6164 | 28.2449 | 0.04757 | 0.00157 | 0.00151 | 7.4833 | 33.3415 | 0.04815 | 0.00168 | 0.00162 | 7.3459 | 33.492 | 0.04827 | 0.00168 | 0.00163 | 7.88 | 39.4779 | 0.05298 | 0.00183 | 0.00178 | 8.0706 | 39.7984 | 0.05071 | 0.00171 | 0.00154 | 7.7577 | 40.1099 | 0.05099 | 0.00171 | 0.00157 | 8.0938 | 39.7786 | 0.05579 | 0.00184 | 0.00163 | 8.5162 | 42.3135 | 0.06146 | 0.00202 | 0.00196 | 8.3384 | 44.1186 | 0.06003 | 0.00199 | 0.00196 | 8.18 | 45.5642 | 0.05908 | 0.00192 | 0.00181 | 8.4884 | 49.2257 | 0.05935 | 0.00187 | 0.00171 | 8.2873 | 48.25 | 0.06015 | 0.00193 | 0.00182 | 8.8423 | 50.8232 | 0.06453 | 0.00201 | 0.00188 | 8.0821 | 55.9575 | 0.06092 | 0.00187 | 0.00179 | 8.1232 | 56.709 | 0.06107 | 0.00195 | 0.00195 | 8.174 | 59.0143 | 0.06142 | 0.00187 | 0.00181 | 8.1347 | 59.8466 | 0.06087 | 0.00184 | 0.00178 | 7.7574 | 65.5551 | 0.06093 | 0.00185 | 0.00187 | 7.6581 | 74.4207 | 0.05696 | 0.00175 | 0.00183 | 7.5614 | 74.482 | 0.05715 | 0.00175 | 0.00184
8.9286 | 0.025543 | 0.37021 | 0.02031 | 0.03143 | 8.9374 | 0.025524 | 0.74681 | 0.03191 | 0.04711 | 9.118 | 0.025174 | 1.16 | 0.05165 | 0.06113 | 9.118 | 0.10145 | 0.28775 | 0.01279 | 0.0144 | 8.7434 | 0.10456 | 0.35691 | 0.01483 | 0.01586 | 9.2645 | 0.22722 | 0.30663 | 0.0124 | 0.01029 | 8.9883 | 0.61163 | 0.15839 | 0.00678 | 0.00458 | 9.0835 | 0.60684 | 0.17722 | 0.00753 | 0.0049 | 8.3333 | 0.92871 | 0.12084 | 0.00501 | 0.00336 | 8.5696 | 1.2427 | 0.11079 | 0.00438 | 0.00291 | 8.6667 | 1.2337 | 0.12078 | 0.00466 | 0.00306 | 8.7527 | 1.5659 | 0.10533 | 0.00394 | 0.00268 | 8.824 | 1.5579 | 0.11333 | 0.00413 | 0.0028 | 8.8894 | 1.5499 | 0.12136 | 0.00433 | 0.00292 | 8.9483 | 1.9631 | 0.10373 | 0.00357 | 0.00248 | 8.5034 | 2.4744 | 0.08534 | 0.00292 | 0.00212 | 8.5739 | 2.4614 | 0.09069 | 0.00304 | 0.0022 | 8.1852 | 2.5354 | 0.08898 | 0.00297 | 0.00216 | 8.3385 | 3.342 | 0.07661 | 0.00268 | 0.0019 | 8.3389 | 3.8814 | 0.07633 | 0.00276 | 0.00187 | 8.9359 | 4.2076 | 0.07713 | 0.00283 | 0.00179 | 8.6278 | 4.2896 | 0.07619 | 0.00278 | 0.00177 | 8.6013 | 5.4794 | 0.06753 | 0.00243 | 0.0016 | 8.579 | 6.0739 | 0.06797 | 0.0024 | 0.0016 | 8.7919 | 5.9988 | 0.07416 | 0.00257 | 0.00168 | 9.0358 | 6.6181 | 0.06862 | 0.00237 | 0.00161 | 8.7583 | 6.7183 | 0.07334 | 0.00248 | 0.00168 | 8.7581 | 7.9482 | 0.06193 | 0.0021 | 0.00147 | 8.5315 | 8.0544 | 0.06595 | 0.00218 | 0.00153 | 8.3415 | 8.1465 | 0.06999 | 0.00226 | 0.00158 | 8.3424 | 9.5936 | 0.06128 | 0.00199 | 0.00151 | 8.0088 | 9.7879 | 0.06082 | 0.00197 | 0.00151 | 8.8332 | 10.0039 | 0.06537 | 0.00222 | 0.00151 | 8.6637 | 10.8476 | 0.06206 | 0.0021 | 0.0015 | 8.9389 | 12.1586 | 0.0624 | 0.00215 | 0.00155 | 8.6304 | 14.0402 | 0.05773 | 0.00207 | 0.00178 | 8.6034 | 14.0603 | 0.06352 | 0.00224 | 0.00189 | 8.7399 | 14.6208 | 0.05929 | 0.00203 | 0.00158 | 8.4709 | 14.8112 | 0.05909 | 0.00202 | 0.00159 | 8.6033 | 15.6817 | 0.05651 | 0.0019 | 0.00148 | 8.5806 | 15.7018 | 0.06165 | 0.00204 | 0.00155 | 8.5807 | 17.2833 | 0.05677 | 0.00194 | 0.00157 | 9.0376 | 16.9328 | 0.06178 | 0.00207 | 0.00163 | 8.5452 | 19.2351 | 0.06148 | 0.00198 | 0.00161 | 8.2364 | 20.5664 | 0.05501 | 0.00182 | 0.00159 | 8.6509 | 20.1858 | 0.05932 | 0.00192 | 0.00164 | 8.3419 | 21.3971 | 0.05416 | 0.00179 | 0.00155 | 8.3422 | 21.3972 | 0.05835 | 0.00189 | 0.00162 | 8.148 | 21.5476 | 0.05838 | 0.00189 | 0.00163 | 7.8735 | 24.8711 | 0.05199 | 0.00168 | 0.00154 | 7.786 | 25.9923 | 0.05161 | 0.00169 | 0.00163 | 8.3413 | 25.4211 | 0.05873 | 0.00196 | 0.00172 | 8.6109 | 25.4515 | 0.05845 | 0.00197 | 0.00171 | 8.7045 | 27.1022 | 0.05395 | 0.00182 | 0.00156 | 8.4187 | 32.3584 | 0.05352 | 0.00185 | 0.00165 | 8.2641 | 32.5089 | 0.05361 | 0.00185 | 0.00166 | 8.668 | 38.615 | 0.0575 | 0.00194 | 0.0018 | 8.8777 | 39.0154 | 0.05519 | 0.00183 | 0.00157 | 8.5334 | 39.3467 | 0.05543 | 0.00183 | 0.00159 | 8.8296 | 39.0558 | 0.06026 | 0.00195 | 0.00165 | 9.2259 | 41.7706 | 0.06565 | 0.00211 | 0.00199 | 9.0333 | 43.6554 | 0.06404 | 0.00207 | 0.00199 | 8.8092 | 45.0409 | 0.06298 | 0.002 | 0.00183 | 9.0948 | 48.8124 | 0.06294 | 0.00195 | 0.00173 | 8.8792 | 47.7866 | 0.06382 | 0.002 | 0.00184 | 9.395 | 50.4 | 0.06802 | 0.00207 | 0.0019 | 8.5872 | 55.5836 | 0.06408 | 0.00193 | 0.00181 | 8.6309 | 56.355 | 0.06419 | 0.002 | 0.00197 | 8.6548 | 58.6403 | 0.06442 | 0.00192 | 0.00182 | 8.6133 | 59.4524 | 0.06382 | 0.00189 | 0.0018 | 8.6193 | 64.9761 | 0.06633 | 0.00201 | 0.0019 | 8.509 | 73.8912 | 0.06172 | 0.00188 | 0.00186 | 8.4016 | 73.9623 | 0.0619 | 0.00188 | 0.00187
9.9206 | 0.023722 | 0.44088 | 0.02396 | 0.03699 | 9.9305 | 0.023713 | 0.88916 | 0.03932 | 0.05539 | 9.9469 | 0.023683 | 1.34 | 0.05893 | 0.06984 | 9.9469 | 0.095458 | 0.33234 | 0.01459 | 0.01645 | 9.368 | 0.099593 | 0.39997 | 0.01631 | 0.01762 | 9.9772 | 0.21561 | 0.34639 | 0.01377 | 0.0115 | 9.987 | 0.56571 | 0.18834 | 0.00808 | 0.00534 | 9.9918 | 0.56551 | 0.2073 | 0.00873 | 0.00563 | 9.1667 | 0.86617 | 0.14049 | 0.00578 | 0.00381 | 9.2837 | 1.1756 | 0.12537 | 0.00488 | 0.00321 | 9.3333 | 1.1716 | 0.13544 | 0.00514 | 0.00336 | 9.3779 | 1.4958 | 0.11684 | 0.00429 | 0.00291 | 9.4123 | 1.4928 | 0.12489 | 0.00448 | 0.00302 | 9.445 | 1.4888 | 0.13296 | 0.00465 | 0.00313 | 9.4747 | 1.886 | 0.11289 | 0.00382 | 0.00264 | 9.0036 | 2.3843 | 0.09259 | 0.00311 | 0.00224 | 9.5265 | 2.2983 | 0.10551 | 0.00372 | 0.00244 | 9.0946 | 2.3693 | 0.10337 | 0.00363 | 0.00239 | 9.3809 | 3.1178 | 0.09027 | 0.00333 | 0.00212 | 9.2654 | 3.6601 | 0.08803 | 0.00324 | 0.00204 | 9.8295 | 3.9934 | 0.08788 | 0.00323 | 0.00194 | 9.4906 | 4.0714 | 0.08674 | 0.00318 | 0.00192 | 9.3832 | 5.2312 | 0.07577 | 0.00271 | 0.00171 | 9.2939 | 5.8306 | 0.07538 | 0.00263 | 0.00169 | 9.4682 | 5.7756 | 0.08165 | 0.0028 | 0.00177 | 9.7309 | 6.3859 | 0.0754 | 0.00257 | 0.0017 | 9.3839 | 6.499 | 0.08001 | 0.00267 | 0.00176 | 9.3837 | 7.6749 | 0.06757 | 0.00226 | 0.00153 | 9.1002 | 7.7951 | 0.07151 | 0.00233 | 0.00159 | 9.3842 | 7.675 | 0.08114 | 0.00278 | 0.0017 | 9.3852 | 9.049 | 0.07075 | 0.00241 | 0.0016 | 9.0099 | 9.2342 | 0.07009 | 0.00238 | 0.00161 | 9.8147 | 9.5073 | 0.07441 | 0.00257 | 0.0016 | 9.6263 | 10.3269 | 0.07038 | 0.00242 | 0.00158 | 9.8328 | 11.6479 | 0.06981 | 0.0024 | 0.00162 | 9.4934 | 13.4794 | 0.06413 | 0.00227 | 0.00183 | 9.3856 | 13.5496 | 0.06991 | 0.00243 | 0.00193 | 9.5344 | 14.08 | 0.06544 | 0.00222 | 0.00163 | 9.241 | 14.2704 | 0.06515 | 0.00221 | 0.00164 | 9.3854 | 15.1309 | 0.06223 | 0.00208 | 0.00152 | 9.2957 | 15.191 | 0.06736 | 0.0022 | 0.0016 | 9.2958 | 16.7524 | 0.06195 | 0.00208 | 0.00161 | 9.7328 | 16.442 | 0.06707 | 0.00221 | 0.00167 | 9.766 | 18.2535 | 0.07089 | 0.00239 | 0.00168 | 8.87 | 19.9954 | 0.05936 | 0.00193 | 0.00162 | 9.8868 | 19.1641 | 0.06828 | 0.00231 | 0.0017 | 8.9836 | 20.9261 | 0.05833 | 0.00189 | 0.00158 | 9.5339 | 20.5353 | 0.06676 | 0.00224 | 0.00168 | 9.312 | 20.6957 | 0.06673 | 0.00224 | 0.00169 | 8.9983 | 23.7788 | 0.05925 | 0.00198 | 0.00159 | 8.8983 | 24.8799 | 0.05855 | 0.00196 | 0.00168 | 9.384 | 24.4291 | 0.06581 | 0.00221 | 0.00176 | 9.6872 | 24.5794 | 0.0655 | 0.00222 | 0.00176 | 9.7925 | 26.07 | 0.06058 | 0.00205 | 0.0016 | 9.3541 | 31.4259 | 0.05905 | 0.00201 | 0.00168 | 9.1823 | 31.5864 | 0.05912 | 0.00201 | 0.0017 | 9.456 | 37.7924 | 0.06211 | 0.00205 | 0.00183 | 9.6848 | 38.2528 | 0.05975 | 0.00194 | 0.0016 | 9.3092 | 38.6041 | 0.05995 | 0.00194 | 0.00162 | 9.5654 | 38.3634 | 0.06482 | 0.00206 | 0.00168 | 9.9356 | 41.2281 | 0.0699 | 0.0022 | 0.00201 | 9.7282 | 43.1926 | 0.0681 | 0.00215 | 0.00201 | 9.4384 | 44.538 | 0.06691 | 0.00208 | 0.00185 | 9.7011 | 48.4096 | 0.06657 | 0.00202 | 0.00175 | 9.4712 | 47.3635 | 0.06752 | 0.00207 | 0.00186 | 9.9476 | 50.0071 | 0.07153 | 0.00213 | 0.00192 | 9.0924 | 55.22 | 0.06727 | 0.00198 | 0.00183 | 9.1386 | 56.0014 | 0.06733 | 0.00205 | 0.00198 | 9.6164 | 57.9333 | 0.07047 | 0.00211 | 0.00186 | 9.5703 | 58.7153 | 0.06979 | 0.00208 | 0.00184 | 9.6967 | 64.2669 | 0.07315 | 0.00224 | 0.00194 | 9.5727 | 73.1215 | 0.06772 | 0.00207 | 0.00189 | 9.4518 | 73.2125 | 0.06789 | 0.00207 | 0.0019
10.9127 | 0.022181 | 0.51674 | 0.02765 | 0.0429 | 11.1718 | 0.021811 | 1.08 | 0.04977 | 0.06646 | 10.7759 | 0.022382 | 1.53 | 0.06624 | 0.07901 | 10.7759 | 0.090185 | 0.37966 | 0.01641 | 0.01862 | 9.9925 | 0.09515 | 0.44511 | 0.01781 | 0.01945 | 11.4025 | 0.196 | 0.43204 | 0.01862 | 0.01409 | 10.9857 | 0.52788 | 0.22058 | 0.00937 | 0.00615 | 10.9002 | 0.53089 | 0.23945 | 0.00993 | 0.00641 | 10 | 0.81314 | 0.16148 | 0.00656 | 0.00429 | 9.9979 | 1.1166 | 0.14075 | 0.00538 | 0.00353 | 10 | 1.1166 | 0.15086 | 0.00562 | 0.00367 | 10.0031 | 1.4338 | 0.12888 | 0.00465 | 0.00314 | 10.0006 | 1.4338 | 0.13694 | 0.00482 | 0.00325 | 10.0006 | 1.4338 | 0.14502 | 0.00499 | 0.00336 | 10.5274 | 1.7499 | 0.1323 | 0.00475 | 0.00298 | 10.004 | 2.2262 | 0.1079 | 0.00383 | 0.0025 | 10.7173 | 2.1281 | 0.12544 | 0.00471 | 0.00277 | 10.2315 | 2.1942 | 0.1227 | 0.00458 | 0.0027 | 10.4232 | 2.9307 | 0.10485 | 0.00395 | 0.00234 | 10.192 | 3.47 | 0.1004 | 0.00371 | 0.00222 | 10.7231 | 3.8072 | 0.09918 | 0.00363 | 0.00211 | 10.3534 | 3.8813 | 0.09782 | 0.00356 | 0.00208 | 10.1651 | 5.011 | 0.08438 | 0.00299 | 0.00182 | 10.0089 | 5.6124 | 0.08308 | 0.00286 | 0.00179 | 10.1445 | 5.5734 | 0.08942 | 0.00302 | 0.00187 | 10.4259 | 6.1737 | 0.08242 | 0.00277 | 0.00178 | 10.0095 | 6.2978 | 0.0869 | 0.00285 | 0.00184 | 10.0093 | 7.4266 | 0.07341 | 0.00241 | 0.0016 | 10.2377 | 7.3426 | 0.08317 | 0.00287 | 0.00172 | 10.4269 | 7.2746 | 0.09294 | 0.00326 | 0.00183 | 10.428 | 8.5834 | 0.08075 | 0.00281 | 0.00171 | 10.011 | 8.7607 | 0.0799 | 0.00277 | 0.0017 | 10.7962 | 9.0788 | 0.0839 | 0.00291 | 0.00169 | 10.5889 | 9.8804 | 0.07911 | 0.00273 | 0.00167 | 10.7267 | 11.1973 | 0.07753 | 0.00265 | 0.00169 | 10.3564 | 12.9787 | 0.0708 | 0.00247 | 0.00188 | 10.1677 | 13.0789 | 0.07653 | 0.00261 | 0.00198 | 10.3289 | 13.6094 | 0.0718 | 0.00241 | 0.00168 | 10.0111 | 13.7896 | 0.07144 | 0.00239 | 0.00169 | 10.1675 | 14.6301 | 0.06816 | 0.00225 | 0.00158 | 10.0107 | 14.7303 | 0.07326 | 0.00236 | 0.00165 | 10.0109 | 16.2616 | 0.06729 | 0.00222 | 0.00166 | 11.1232 | 15.5807 | 0.07809 | 0.00272 | 0.00175 | 10.9867 | 17.4122 | 0.08078 | 0.00278 | 0.00176 | 10.1371 | 18.9737 | 0.06842 | 0.00232 | 0.00169 | 11.1226 | 18.2727 | 0.07771 | 0.00268 | 0.00177 | 10.2669 | 20.0443 | 0.06694 | 0.00226 | 0.00165 | 10.7256 | 19.7438 | 0.07552 | 0.00257 | 0.00174 | 10.476 | 19.9041 | 0.07542 | 0.00256 | 0.00175 | 10.1231 | 22.7969 | 0.06682 | 0.00226 | 0.00164 | 10.0106 | 23.8779 | 0.06578 | 0.00222 | 0.00173 | 10.4267 | 23.5274 | 0.07316 | 0.00245 | 0.00181 | 10.7636 | 23.7877 | 0.07279 | 0.00245 | 0.00181 | 10.8806 | 25.1383 | 0.06747 | 0.00228 | 0.00165 | 10.2895 | 30.5639 | 0.06474 | 0.00217 | 0.00172 | 10.1005 | 30.7343 | 0.06478 | 0.00217 | 0.00173 | 10.244 | 37.0103 | 0.06683 | 0.00216 | 0.00185 | 10.4918 | 37.5306 | 0.06441 | 0.00205 | 0.00163 | 10.0849 | 37.8918 | 0.06456 | 0.00205 | 0.00165 | 10.3012 | 37.7013 | 0.06945 | 0.00216 | 0.00171 | 10.6452 | 40.6959 | 0.0742 | 0.00229 | 0.00204 | 10.423 | 42.7301 | 0.07221 | 0.00223 | 0.00204 | 10.0676 | 44.0654 | 0.07089 | 0.00216 | 0.00188 | 10.3074 | 48.0171 | 0.07023 | 0.00209 | 0.00177 | 10.0631 | 46.9608 | 0.07126 | 0.00214 | 0.00188 | 11.0529 | 49.2922 | 0.07863 | 0.00236 | 0.00196 | 10.1026 | 54.544 | 0.07369 | 0.00219 | 0.00187 | 10.154 | 55.3352 | 0.07366 | 0.00224 | 0.00202 | 10.8185 | 57.1263 | 0.07813 | 0.00238 | 0.0019 | 10.7666 | 57.8681 | 0.07736 | 0.00235 | 0.00188 | 10.7741 | 63.5993 | 0.08005 | 0.00245 | 0.00198 | 10.6363 | 72.3036 | 0.07378 | 0.00224 | 0.00192 | 10.502 | 72.4045 | 0.07395 | 0.00225 | 0.00193
11.9048 | 0.02085 | 0.59768 | 0.03141 | 0.04916 | 12.4131 | 0.02023 | 1.29 | 0.05988 | 0.07833 | 11.6048 | 0.021231 | 1.73 | 0.07362 | 0.08862 | 11.6048 | 0.085532 | 0.42964 | 0.01824 | 0.02089 | 11.2416 | 0.087495 | 0.54145 | 0.02296 | 0.02333 | 12.8278 | 0.18009 | 0.52577 | 0.02315 | 0.01689 | 11.9844 | 0.49626 | 0.255 | 0.01065 | 0.00701 | 11.8085 | 0.50147 | 0.2736 | 0.01113 | 0.00722 | 10.8333 | 0.76771 | 0.18378 | 0.00734 | 0.0048 | 10.712 | 1.0646 | 0.15691 | 0.00589 | 0.00387 | 10.6667 | 1.0676 | 0.167 | 0.00611 | 0.004 | 10.6283 | 1.3777 | 0.14142 | 0.005 | 0.00339 | 10.5889 | 1.3807 | 0.14947 | 0.00517 | 0.00349 | 11.1117 | 1.3387 | 0.17047 | 0.00621 | 0.00382 | 11.8434 | 1.6108 | 0.15855 | 0.00608 | 0.00344 | 11.2545 | 2.0601 | 0.12848 | 0.00485 | 0.00285 | 11.9082 | 1.985 | 0.14689 | 0.00564 | 0.00313 | 11.3683 | 2.0471 | 0.1435 | 0.00548 | 0.00304 | 11.4655 | 2.7715 | 0.12031 | 0.00454 | 0.00259 | 11.1185 | 3.3038 | 0.11341 | 0.00416 | 0.00241 | 11.6167 | 3.644 | 0.11102 | 0.00402 | 0.00228 | 11.2162 | 3.7151 | 0.10943 | 0.00395 | 0.00225 | 10.9471 | 4.8168 | 0.09335 | 0.00326 | 0.00194 | 10.7238 | 5.4162 | 0.09108 | 0.00309 | 0.0019 | 10.8208 | 5.3902 | 0.09746 | 0.00324 | 0.00197 | 11.121 | 5.9805 | 0.08967 | 0.00297 | 0.00187 | 11.2607 | 5.9434 | 0.10131 | 0.00353 | 0.00201 | 11.2604 | 6.9962 | 0.08565 | 0.00299 | 0.00174 | 11.3753 | 6.9602 | 0.0955 | 0.00338 | 0.00186 | 11.4696 | 6.9312 | 0.10536 | 0.00372 | 0.00196 | 11.4708 | 8.184 | 0.09127 | 0.00319 | 0.00182 | 11.0121 | 8.3522 | 0.0902 | 0.00314 | 0.00181 | 11.7776 | 8.7053 | 0.09382 | 0.00325 | 0.0018 | 11.5516 | 9.4859 | 0.08822 | 0.00303 | 0.00176 | 11.6206 | 10.7968 | 0.08555 | 0.00289 | 0.00177 | 11.2195 | 12.5281 | 0.07771 | 0.00266 | 0.00194 | 10.9498 | 12.6584 | 0.08338 | 0.00279 | 0.00204 | 11.1235 | 13.1788 | 0.07839 | 0.00259 | 0.00174 | 10.7812 | 13.359 | 0.07793 | 0.00257 | 0.00174 | 10.9496 | 14.1795 | 0.07428 | 0.00242 | 0.00163 | 11.4408 | 13.9192 | 0.08558 | 0.00295 | 0.00175 | 11.441 | 15.4004 | 0.07844 | 0.00274 | 0.00174 | 12.5136 | 14.8496 | 0.08969 | 0.00319 | 0.00184 | 12.2075 | 16.6811 | 0.09113 | 0.00315 | 0.00183 | 11.4042 | 18.0924 | 0.07794 | 0.0027 | 0.00176 | 12.3585 | 17.5116 | 0.08757 | 0.00303 | 0.00184 | 11.5503 | 19.2329 | 0.07592 | 0.0026 | 0.00171 | 11.9174 | 19.0126 | 0.08463 | 0.00288 | 0.00181 | 11.64 | 19.1729 | 0.08445 | 0.00287 | 0.00182 | 11.2478 | 21.9355 | 0.07471 | 0.00253 | 0.0017 | 11.1229 | 22.9864 | 0.07331 | 0.00247 | 0.00178 | 11.4693 | 22.726 | 0.08079 | 0.00268 | 0.00186 | 11.8399 | 23.0563 | 0.08032 | 0.00268 | 0.00186 | 11.9686 | 24.3068 | 0.07461 | 0.0025 | 0.00169 | 11.2249 | 29.7621 | 0.07059 | 0.00233 | 0.00175 | 11.0188 | 29.9325 | 0.07059 | 0.00233 | 0.00176 | 11.032 | 36.2684 | 0.07164 | 0.00227 | 0.00188 | 11.2989 | 36.8387 | 0.06915 | 0.00217 | 0.00165 | 10.8607 | 37.2098 | 0.06926 | 0.00216 | 0.00168 | 11.037 | 37.0595 | 0.07417 | 0.00227 | 0.00173 | 11.3549 | 40.174 | 0.07857 | 0.00237 | 0.00206 | 11.1179 | 42.2679 | 0.07636 | 0.00231 | 0.00206 | 10.6969 | 43.613 | 0.07491 | 0.00224 | 0.0019 | 10.9137 | 47.6348 | 0.07391 | 0.00215 | 0.00179 | 10.655 | 46.5784 | 0.07503 | 0.00221 | 0.0019 | 12.4345 | 48.5371 | 0.08764 | 0.00269 | 0.00201 | 11.3655 | 53.7978 | 0.08183 | 0.00248 | 0.00192 | 11.4232 | 54.5689 | 0.08168 | 0.00252 | 0.00206 | 12.0206 | 56.4005 | 0.0859 | 0.00263 | 0.00195 | 11.9629 | 57.1222 | 0.08502 | 0.00259 | 0.00192 | 11.8515 | 62.9931 | 0.08701 | 0.00264 | 0.00202 | 11.6999 | 71.477 | 0.07991 | 0.00241 | 0.00195 | 11.5521 | 71.5879 | 0.08007 | 0.00241 | 0.00196
12.8968 | 0.019689 | 0.68362 | 0.03526 | 0.05575 | 13.6544 | 0.01889 | 1.51 | 0.06988 | 0.09096 | 12.4337 | 0.020211 | 1.94 | 0.08108 | 0.09866 | 12.4337 | 0.08139 | 0.48226 | 0.02009 | 0.02327 | 12.4906 | 0.081131 | 0.64579 | 0.02785 | 0.02748 | 14.2531 | 0.16678 | 0.62738 | 0.02756 | 0.0199 | 12.9831 | 0.46924 | 0.29151 | 0.01194 | 0.00793 | 12.7169 | 0.47605 | 0.30967 | 0.01234 | 0.00809 | 11.6667 | 0.72848 | 0.20735 | 0.00812 | 0.00533 | 11.4261 | 1.0185 | 0.17383 | 0.0064 | 0.00422 | 11.3333 | 1.0245 | 0.18384 | 0.0066 | 0.00434 | 11.2535 | 1.3277 | 0.15445 | 0.00537 | 0.00364 | 11.7654 | 1.2907 | 0.17587 | 0.00643 | 0.00399 | 12.5007 | 1.2416 | 0.20465 | 0.00793 | 0.00445 | 13.1593 | 1.4978 | 0.18692 | 0.00734 | 0.00394 | 12.505 | 1.922 | 0.15063 | 0.00581 | 0.00322 | 13.099 | 1.8639 | 0.16981 | 0.00654 | 0.0035 | 12.5051 | 1.922 | 0.16573 | 0.00636 | 0.0034 | 12.5078 | 2.6354 | 0.13662 | 0.00512 | 0.00284 | 12.0451 | 3.1577 | 0.12706 | 0.00461 | 0.00261 | 12.5103 | 3.4989 | 0.12336 | 0.0044 | 0.00246 | 12.079 | 3.567 | 0.12154 | 0.00432 | 0.00242 | 11.729 | 4.6426 | 0.10267 | 0.00354 | 0.00207 | 11.4387 | 5.238 | 0.09935 | 0.00332 | 0.002 | 12.1733 | 5.0719 | 0.11433 | 0.00405 | 0.00218 | 12.5111 | 5.6391 | 0.10486 | 0.00369 | 0.00206 | 12.5119 | 5.6391 | 0.11654 | 0.00415 | 0.00219 | 12.5116 | 6.6358 | 0.09859 | 0.00352 | 0.00189 | 12.5128 | 6.6349 | 0.10848 | 0.00386 | 0.002 | 12.5123 | 6.6349 | 0.11836 | 0.00416 | 0.0021 | 12.5136 | 7.8366 | 0.10228 | 0.00357 | 0.00193 | 12.0132 | 7.9968 | 0.10099 | 0.00351 | 0.00192 | 12.7591 | 8.378 | 0.10414 | 0.00357 | 0.0019 | 12.5142 | 9.1385 | 0.09769 | 0.00332 | 0.00185 | 12.5145 | 10.4364 | 0.09385 | 0.00313 | 0.00184 | 12.0825 | 12.1176 | 0.08487 | 0.00286 | 0.00199 | 12.5141 | 11.9174 | 0.09774 | 0.00347 | 0.00215 | 12.7125 | 12.4478 | 0.09216 | 0.00325 | 0.00185 | 12.3213 | 12.6081 | 0.09152 | 0.00322 | 0.00186 | 12.5139 | 13.3885 | 0.08708 | 0.00303 | 0.00174 | 12.8709 | 13.2283 | 0.09858 | 0.00349 | 0.00186 | 12.8711 | 14.6794 | 0.09017 | 0.00321 | 0.00183 | 13.904 | 14.2188 | 0.10183 | 0.00363 | 0.00193 | 13.4282 | 16.0402 | 0.10191 | 0.00351 | 0.00191 | 12.6714 | 17.3313 | 0.0879 | 0.00305 | 0.00183 | 13.5943 | 16.8407 | 0.09784 | 0.00337 | 0.00191 | 12.8337 | 18.4818 | 0.08528 | 0.00293 | 0.00178 | 13.1091 | 18.3316 | 0.09407 | 0.00319 | 0.00188 | 12.8039 | 18.5019 | 0.09381 | 0.00317 | 0.00189 | 12.3726 | 21.1642 | 0.08289 | 0.00279 | 0.00175 | 12.2351 | 22.1851 | 0.08112 | 0.00271 | 0.00183 | 12.512 | 21.9948 | 0.08868 | 0.00291 | 0.00191 | 12.9163 | 22.3851 | 0.08809 | 0.0029 | 0.00191 | 13.0567 | 23.5556 | 0.08198 | 0.00272 | 0.00174 | 12.1603 | 29.0207 | 0.07659 | 0.00249 | 0.00179 | 11.937 | 29.191 | 0.07656 | 0.00248 | 0.0018 | 11.82 | 35.5667 | 0.07655 | 0.00238 | 0.0019 | 12.106 | 36.1871 | 0.07398 | 0.00227 | 0.00168 | 11.6365 | 36.5681 | 0.07404 | 0.00227 | 0.0017 | 11.7728 | 36.4579 | 0.07897 | 0.00237 | 0.00176 | 12.0646 | 39.6722 | 0.08298 | 0.00246 | 0.00208 | 11.8128 | 41.816 | 0.08055 | 0.00239 | 0.00208 | 11.3261 | 43.191 | 0.07898 | 0.00232 | 0.00192 | 12.1264 | 46.9109 | 0.08137 | 0.0024 | 0.00184 | 11.8389 | 45.8942 | 0.08266 | 0.00247 | 0.00195 | 13.8161 | 47.873 | 0.09679 | 0.003 | 0.00206 | 12.6283 | 53.1328 | 0.09007 | 0.00275 | 0.00196 | 12.6925 | 53.8838 | 0.08981 | 0.00278 | 0.00211 | 13.2226 | 55.7558 | 0.09376 | 0.00286 | 0.00199 | 13.1592 | 56.4573 | 0.09279 | 0.00282 | 0.00197 | 12.9289 | 62.4278 | 0.09404 | 0.00283 | 0.00206 | 12.7636 | 70.6615 | 0.08611 | 0.00257 | 0.00198 | 12.6023 | 70.7823 | 0.08626 | 0.00257 | 0.00199
13.8889 | 0.018659 | 0.77446 | 0.0392 | 0.06268 | 14.8957 | 0.017739 | 1.75 | 0.07991 | 0.10435 | 13.2626 | 0.01929 | 2.16 | 0.08865 | 0.10914 | 13.2626 | 0.077687 | 0.53747 | 0.02197 | 0.02575 | 13.7397 | 0.075727 | 0.75795 | 0.03263 | 0.03192 | 15.6784 | 0.15558 | 0.73669 | 0.03193 | 0.02312 | 13.9818 | 0.44593 | 0.33003 | 0.01323 | 0.00888 | 13.6252 | 0.45393 | 0.34757 | 0.01356 | 0.00899 | 12.5 | 0.69416 | 0.23213 | 0.00891 | 0.00589 | 12.1403 | 0.9781 | 0.19148 | 0.00691 | 0.00459 | 12 | 0.98581 | 0.20138 | 0.00709 | 0.00469 | 12.5039 | 1.2416 | 0.18191 | 0.00669 | 0.00417 | 13.2361 | 1.1986 | 0.21132 | 0.00822 | 0.00465 | 13.8897 | 1.1626 | 0.24133 | 0.00954 | 0.00511 | 14.4752 | 1.4037 | 0.21733 | 0.00856 | 0.00447 | 13.7555 | 1.8039 | 0.1743 | 0.00675 | 0.00362 | 14.2898 | 1.7589 | 0.19415 | 0.00744 | 0.0039 | 13.6419 | 1.8139 | 0.18933 | 0.00722 | 0.00378 | 13.5501 | 2.5173 | 0.15373 | 0.00569 | 0.0031 | 12.9716 | 3.0286 | 0.14131 | 0.00506 | 0.00281 | 13.4039 | 3.3688 | 0.1362 | 0.00478 | 0.00265 | 12.9417 | 3.4349 | 0.13414 | 0.0047 | 0.0026 | 12.5109 | 4.4855 | 0.11233 | 0.00381 | 0.0022 | 12.8685 | 4.9287 | 0.11671 | 0.00415 | 0.00222 | 13.5259 | 4.8036 | 0.13219 | 0.0048 | 0.0024 | 13.9012 | 5.3468 | 0.12091 | 0.00435 | 0.00226 | 13.7631 | 5.3739 | 0.13256 | 0.00475 | 0.00237 | 13.7627 | 6.3275 | 0.11219 | 0.00403 | 0.00205 | 13.6503 | 6.3536 | 0.12206 | 0.00433 | 0.00215 | 13.5549 | 6.3756 | 0.13192 | 0.0046 | 0.00224 | 13.5564 | 7.5323 | 0.11376 | 0.00393 | 0.00205 | 13.0143 | 7.6855 | 0.11224 | 0.00386 | 0.00203 | 13.7406 | 8.0877 | 0.11486 | 0.00389 | 0.00201 | 13.4768 | 8.8291 | 0.10751 | 0.00361 | 0.00195 | 14.3023 | 9.8177 | 0.11128 | 0.004 | 0.00201 | 13.8086 | 11.3968 | 0.09988 | 0.00358 | 0.00212 | 14.0783 | 11.2967 | 0.11294 | 0.0041 | 0.00226 | 14.3016 | 11.837 | 0.10669 | 0.00386 | 0.00197 | 13.8615 | 11.9973 | 0.10586 | 0.00382 | 0.00198 | 14.0781 | 12.7376 | 0.10058 | 0.0036 | 0.00185 | 14.301 | 12.6476 | 0.11221 | 0.004 | 0.00197 | 14.3012 | 14.0485 | 0.10245 | 0.00366 | 0.00193 | 15.2943 | 13.6681 | 0.11448 | 0.00406 | 0.00203 | 14.649 | 15.4795 | 0.1131 | 0.00386 | 0.00199 | 13.9385 | 16.6704 | 0.09827 | 0.0034 | 0.0019 | 14.8302 | 16.2499 | 0.1085 | 0.0037 | 0.00199 | 14.117 | 17.8008 | 0.095 | 0.00324 | 0.00186 | 14.3009 | 17.7008 | 0.10386 | 0.00348 | 0.00195 | 13.9679 | 17.871 | 0.10351 | 0.00346 | 0.00195 | 13.4974 | 20.4732 | 0.09136 | 0.00304 | 0.00181 | 13.3474 | 21.464 | 0.0892 | 0.00295 | 0.00188 | 13.5547 | 21.3438 | 0.09681 | 0.00314 | 0.00196 | 13.9926 | 21.7641 | 0.09607 | 0.00312 | 0.00197 | 14.1447 | 22.8646 | 0.08958 | 0.00293 | 0.00179 | 13.0957 | 28.3394 | 0.08274 | 0.00264 | 0.00183 | 12.8552 | 28.5097 | 0.08267 | 0.00263 | 0.00184 | 12.608 | 34.9053 | 0.08156 | 0.00249 | 0.00193 | 12.913 | 35.5656 | 0.07889 | 0.00238 | 0.00171 | 12.4122 | 35.9466 | 0.0789 | 0.00238 | 0.00173 | 12.5086 | 35.8764 | 0.08384 | 0.00247 | 0.00179 | 12.7743 | 39.1807 | 0.08746 | 0.00254 | 0.00211 | 12.5076 | 41.3643 | 0.08479 | 0.00247 | 0.00211 | 12.5846 | 42.3974 | 0.08722 | 0.0026 | 0.00197 | 13.6422 | 46.057 | 0.09086 | 0.00276 | 0.00189 | 13.3188 | 45.1499 | 0.09234 | 0.00283 | 0.002 | 15.1977 | 47.2696 | 0.10606 | 0.00328 | 0.00211 | 13.8911 | 52.5286 | 0.09842 | 0.003 | 0.00201 | 13.9617 | 53.2295 | 0.09805 | 0.00302 | 0.00215 | 14.4247 | 55.1517 | 0.10171 | 0.00308 | 0.00203 | 14.3554 | 55.8431 | 0.10064 | 0.00304 | 0.00201 | 14.0063 | 61.8933 | 0.10113 | 0.00301 | 0.00209 | 13.8272 | 69.8567 | 0.09239 | 0.00272 | 0.00201 | 13.6525 | 69.9874 | 0.09252 | 0.00272 | 0.00202
14.881 | 0.017748 | 0.87013 | 0.04322 | 0.06994 | 16.137 | 0.016738 | 2.01 | 0.09003 | 0.11848 | 14.9204 | 0.017719 | 2.64 | 0.1143 | 0.13135 | 14.9204 | 0.071324 | 0.65547 | 0.02835 | 0.03101 | 14.9888 | 0.071085 | 0.87777 | 0.03739 | 0.03662 | 17.1038 | 0.14597 | 0.85356 | 0.03631 | 0.02653 | 14.9805 | 0.42551 | 0.37047 | 0.01452 | 0.00988 | 14.5336 | 0.43442 | 0.38725 | 0.01478 | 0.00993 | 13.3333 | 0.66384 | 0.25808 | 0.00971 | 0.00648 | 12.8544 | 0.94138 | 0.20985 | 0.00743 | 0.00497 | 13.3333 | 0.91866 | 0.23843 | 0.0089 | 0.00543 | 14.0669 | 1.1536 | 0.21872 | 0.00855 | 0.00488 | 14.7067 | 1.1226 | 0.24931 | 0.00989 | 0.00536 | 15.2786 | 1.0975 | 0.28035 | 0.01109 | 0.00582 | 15.7911 | 1.3247 | 0.24965 | 0.00976 | 0.00503 | 15.006 | 1.7028 | 0.19945 | 0.00767 | 0.00404 | 15.4806 | 1.6678 | 0.21989 | 0.00832 | 0.00432 | 14.7788 | 1.7199 | 0.21429 | 0.00808 | 0.00418 | 14.5925 | 2.4122 | 0.17162 | 0.00626 | 0.00338 | 13.8982 | 2.9135 | 0.15615 | 0.0055 | 0.00303 | 14.2975 | 3.2517 | 0.14952 | 0.00516 | 0.00284 | 13.8045 | 3.3148 | 0.1472 | 0.00507 | 0.00278 | 14.0748 | 4.2122 | 0.13261 | 0.0048 | 0.00247 | 14.2984 | 4.6665 | 0.13509 | 0.00492 | 0.00245 | 14.8785 | 4.5714 | 0.15101 | 0.00551 | 0.00263 | 15.2914 | 5.0916 | 0.13781 | 0.00499 | 0.00246 | 15.0143 | 5.1397 | 0.14934 | 0.00533 | 0.00257 | 15.0139 | 6.0613 | 0.12643 | 0.00453 | 0.00222 | 14.7879 | 6.1063 | 0.13621 | 0.00479 | 0.00231 | 14.5976 | 6.1454 | 0.146 | 0.00503 | 0.00239 | 14.5991 | 7.2621 | 0.12568 | 0.00429 | 0.00217 | 14.0154 | 7.4092 | 0.12392 | 0.00422 | 0.00215 | 15.7035 | 7.5911 | 0.13737 | 0.00505 | 0.00224 | 15.4021 | 8.2986 | 0.12811 | 0.00466 | 0.00216 | 16.0901 | 9.2961 | 0.12974 | 0.0048 | 0.00218 | 15.5347 | 10.7961 | 0.11578 | 0.00424 | 0.00225 | 15.6426 | 10.7661 | 0.12893 | 0.00469 | 0.00239 | 15.8907 | 11.3164 | 0.12194 | 0.00444 | 0.0021 | 15.4017 | 11.4666 | 0.1209 | 0.00439 | 0.0021 | 15.6424 | 12.1669 | 0.11475 | 0.00413 | 0.00198 | 15.7311 | 12.137 | 0.12645 | 0.00449 | 0.00209 | 15.7314 | 13.5078 | 0.11525 | 0.0041 | 0.00203 | 16.6847 | 13.1775 | 0.12762 | 0.00448 | 0.00214 | 15.8697 | 14.9688 | 0.12469 | 0.00421 | 0.00208 | 15.2057 | 16.0796 | 0.10904 | 0.00373 | 0.00198 | 16.066 | 15.7092 | 0.11954 | 0.00403 | 0.00207 | 15.4004 | 17.16 | 0.1051 | 0.00355 | 0.00193 | 15.4926 | 17.11 | 0.114 | 0.00378 | 0.00202 | 15.1319 | 17.2903 | 0.11354 | 0.00375 | 0.00202 | 14.6222 | 19.8523 | 0.10011 | 0.00329 | 0.00187 | 14.4597 | 20.823 | 0.09754 | 0.00319 | 0.00194 | 14.5973 | 20.743 | 0.1052 | 0.00336 | 0.00202 | 15.069 | 21.1832 | 0.10429 | 0.00334 | 0.00202 | 15.2328 | 22.2337 | 0.0974 | 0.00314 | 0.00184 | 14.0311 | 27.6982 | 0.08904 | 0.00279 | 0.00186 | 13.7735 | 27.8686 | 0.08893 | 0.00278 | 0.00187 | 13.396 | 34.274 | 0.08665 | 0.00259 | 0.00196 | 13.7201 | 34.9743 | 0.08389 | 0.00249 | 0.00174 | 13.188 | 35.3652 | 0.08385 | 0.00248 | 0.00176 | 13.2444 | 35.3252 | 0.0888 | 0.00258 | 0.00181 | 14.1937 | 38.238 | 0.09657 | 0.00286 | 0.00216 | 13.8974 | 40.5113 | 0.09341 | 0.00276 | 0.00215 | 14.1576 | 41.5038 | 0.09773 | 0.003 | 0.00203 | 15.1579 | 45.2337 | 0.10052 | 0.00309 | 0.00194 | 14.7987 | 44.4664 | 0.10218 | 0.00316 | 0.00205 | 16.5793 | 46.7067 | 0.11544 | 0.00354 | 0.00216 | 15.154 | 51.9751 | 0.10686 | 0.00323 | 0.00205 | 15.231 | 52.6059 | 0.10638 | 0.00325 | 0.00219 | 15.6267 | 54.5682 | 0.10975 | 0.00329 | 0.00207 | 15.5517 | 55.2696 | 0.10857 | 0.00324 | 0.00205 | 15.0837 | 61.3794 | 0.10829 | 0.00318 | 0.00213 | 14.8908 | 69.0625 | 0.09874 | 0.00287 | 0.00204 | 14.7027 | 69.2033 | 0.09886 | 0.00287 | 0.00205
15.873 | 0.016938 | 0.97056 | 0.04735 | 0.07752 | 17.3784 | 0.015858 | 2.28 | 0.10028 | 0.13333 | 16.5782 | 0.016408 | 3.15 | 0.13875 | 0.1552 | 16.5782 | 0.066041 | 0.78346 | 0.03443 | 0.03667 | 16.2378 | 0.067052 | 1.01 | 0.04216 | 0.04158 | 18.5291 | 0.13757 | 0.97784 | 0.04072 | 0.03013 | 15.9792 | 0.4075 | 0.41277 | 0.01583 | 0.01093 | 15.4419 | 0.41691 | 0.42865 | 0.01601 | 0.01091 | 14.1667 | 0.63702 | 0.28518 | 0.01051 | 0.00709 | 14.2827 | 0.87793 | 0.24863 | 0.00932 | 0.00576 | 15 | 0.85012 | 0.28829 | 0.01145 | 0.00642 | 15.6299 | 1.0825 | 0.25816 | 0.01028 | 0.00563 | 16.1774 | 1.0595 | 0.28971 | 0.0115 | 0.0061 | 16.6676 | 1.0405 | 0.32159 | 0.0126 | 0.00656 | 17.1071 | 1.2576 | 0.2838 | 0.01094 | 0.00562 | 16.2565 | 1.6138 | 0.22604 | 0.00859 | 0.00449 | 16.6714 | 1.5868 | 0.24698 | 0.00921 | 0.00476 | 15.9156 | 1.6368 | 0.24056 | 0.00893 | 0.00459 | 15.6348 | 2.3182 | 0.19026 | 0.00683 | 0.00367 | 14.8247 | 2.8084 | 0.17156 | 0.00594 | 0.00325 | 16.0846 | 3.0465 | 0.17753 | 0.00655 | 0.00324 | 15.5301 | 3.1066 | 0.17468 | 0.00643 | 0.00317 | 15.6387 | 3.982 | 0.15414 | 0.00571 | 0.00275 | 15.7282 | 4.4403 | 0.15446 | 0.00566 | 0.0027 | 16.2311 | 4.3682 | 0.17074 | 0.0062 | 0.00287 | 16.6815 | 4.8634 | 0.15553 | 0.0056 | 0.00268 | 16.2655 | 4.9295 | 0.16685 | 0.0059 | 0.00277 | 16.265 | 5.825 | 0.14127 | 0.00501 | 0.00239 | 15.9254 | 5.8861 | 0.15092 | 0.00524 | 0.00247 | 16.683 | 5.752 | 0.17567 | 0.00658 | 0.00271 | 16.6847 | 6.7996 | 0.15078 | 0.0056 | 0.00243 | 16.0176 | 6.9377 | 0.14852 | 0.00549 | 0.0024 | 17.6665 | 7.1747 | 0.16127 | 0.0061 | 0.00248 | 17.3274 | 7.8511 | 0.14996 | 0.00562 | 0.00237 | 17.8779 | 8.8427 | 0.14919 | 0.00555 | 0.00236 | 17.2607 | 10.2756 | 0.13252 | 0.00487 | 0.00239 | 17.2069 | 10.2956 | 0.14569 | 0.00527 | 0.00252 | 17.4797 | 10.8559 | 0.13785 | 0.00499 | 0.00224 | 16.9418 | 11.0061 | 0.13661 | 0.00493 | 0.00223 | 17.2066 | 11.6664 | 0.12956 | 0.00465 | 0.0021 | 17.1612 | 11.6764 | 0.14126 | 0.00497 | 0.00221 | 17.1615 | 13.0173 | 0.12856 | 0.00452 | 0.00214 | 18.0751 | 12.727 | 0.14124 | 0.00488 | 0.00224 | 17.0905 | 14.4983 | 0.13666 | 0.00454 | 0.00217 | 16.4728 | 15.549 | 0.1202 | 0.00406 | 0.00206 | 17.3019 | 15.2186 | 0.13094 | 0.00435 | 0.00215 | 16.6838 | 16.5594 | 0.11556 | 0.00386 | 0.00201 | 16.6843 | 16.5594 | 0.12447 | 0.00407 | 0.00209 | 16.2959 | 16.7396 | 0.12391 | 0.00404 | 0.0021 | 15.747 | 19.2815 | 0.10912 | 0.00354 | 0.00193 | 15.572 | 20.2322 | 0.10614 | 0.00342 | 0.00199 | 15.64 | 20.1922 | 0.11381 | 0.00358 | 0.00207 | 16.1454 | 20.6424 | 0.11272 | 0.00355 | 0.00208 | 16.3208 | 21.6529 | 0.10543 | 0.00334 | 0.0019 | 14.9666 | 27.0972 | 0.09547 | 0.00294 | 0.0019 | 14.6917 | 27.2675 | 0.09532 | 0.00293 | 0.00191 | 14.184 | 33.6828 | 0.09185 | 0.0027 | 0.00198 | 14.5271 | 34.4031 | 0.08898 | 0.0026 | 0.00177 | 13.9638 | 34.794 | 0.08888 | 0.00259 | 0.00179 | 14.7159 | 34.273 | 0.09894 | 0.00295 | 0.00187 | 15.9679 | 37.1052 | 0.10827 | 0.00331 | 0.00222 | 15.6346 | 39.4682 | 0.10443 | 0.00318 | 0.00221 | 15.7307 | 40.6608 | 0.10846 | 0.00337 | 0.00209 | 16.6737 | 44.431 | 0.11035 | 0.00339 | 0.00199 | 16.2785 | 43.8335 | 0.11217 | 0.00347 | 0.00211 | 17.961 | 46.1343 | 0.12494 | 0.00379 | 0.00221 | 16.4168 | 51.432 | 0.11538 | 0.00345 | 0.00209 | 16.5002 | 51.9828 | 0.11481 | 0.00346 | 0.00223 | 16.8288 | 54.0052 | 0.11787 | 0.00349 | 0.00211 | 16.748 | 54.7065 | 0.11659 | 0.00344 | 0.00209 | 16.1611 | 60.8659 | 0.1155 | 0.00334 | 0.00216 | 15.9545 | 68.2689 | 0.10516 | 0.00301 | 0.00207 | 15.7529 | 68.4196 | 0.10527 | 0.00301 | 0.00208
16.8651 | 0.016207 | 1.08 | 0.05157 | 0.08541 | 18.6197 | 0.015077 | 2.56 | 0.11068 | 0.14888 | 18.2361 | 0.015308 | 3.71 | 0.16274 | 0.18065 | 18.2361 | 0.061568 | 0.92122 | 0.04039 | 0.04272 | 17.4869 | 0.0635 | 1.14 | 0.04696 | 0.04679 | 19.9544 | 0.13026 | 1.11 | 0.04517 | 0.03392 | 16.9779 | 0.39129 | 0.45689 | 0.01714 | 0.01201 | 16.3503 | 0.4013 | 0.47173 | 0.01725 | 0.01192 | 15 | 0.61291 | 0.31338 | 0.01131 | 0.00772 | 16.068 | 0.81269 | 0.3008 | 0.01199 | 0.00683 | 16.6667 | 0.79348 | 0.34195 | 0.01384 | 0.00747 | 17.1929 | 1.0215 | 0.30008 | 0.01194 | 0.00642 | 17.6481 | 1.0055 | 0.33241 | 0.01306 | 0.00688 | 18.0566 | 0.99136 | 0.36497 | 0.01409 | 0.00733 | 18.423 | 1.1996 | 0.31969 | 0.01212 | 0.00624 | 17.507 | 1.5357 | 0.25404 | 0.00951 | 0.00495 | 17.8622 | 1.5147 | 0.27541 | 0.01009 | 0.00522 | 17.0524 | 1.5628 | 0.26811 | 0.00979 | 0.00503 | 16.6771 | 2.2341 | 0.20963 | 0.00739 | 0.00396 | 16.6778 | 2.6253 | 0.20403 | 0.00756 | 0.00372 | 17.8718 | 2.8704 | 0.20735 | 0.00783 | 0.00366 | 17.2557 | 2.9284 | 0.20391 | 0.00768 | 0.00358 | 17.2026 | 3.7829 | 0.17686 | 0.00658 | 0.00305 | 17.1581 | 4.2411 | 0.17478 | 0.00637 | 0.00295 | 17.5837 | 4.1861 | 0.19136 | 0.00688 | 0.00312 | 18.0716 | 4.6593 | 0.17405 | 0.00621 | 0.0029 | 17.5166 | 4.7383 | 0.1851 | 0.00646 | 0.00298 | 17.5162 | 5.6128 | 0.15669 | 0.00548 | 0.00257 | 18.2004 | 5.5058 | 0.1819 | 0.00686 | 0.00281 | 18.7684 | 5.4197 | 0.20726 | 0.00798 | 0.00304 | 18.7703 | 6.4092 | 0.1775 | 0.00678 | 0.00271 | 18.0198 | 6.5424 | 0.1747 | 0.00665 | 0.00267 | 19.6294 | 6.8114 | 0.1865 | 0.00709 | 0.00274 | 19.2526 | 7.4608 | 0.17301 | 0.00651 | 0.0026 | 19.6657 | 8.4383 | 0.16961 | 0.00627 | 0.00255 | 18.9868 | 9.8171 | 0.15008 | 0.00548 | 0.00254 | 18.7711 | 9.8712 | 0.16318 | 0.00584 | 0.00266 | 19.0688 | 10.4355 | 0.15443 | 0.00553 | 0.00238 | 18.482 | 10.5856 | 0.15295 | 0.00546 | 0.00237 | 18.7708 | 11.2159 | 0.14498 | 0.00515 | 0.00224 | 18.5913 | 11.266 | 0.15664 | 0.00544 | 0.00233 | 18.5916 | 12.5668 | 0.14235 | 0.00494 | 0.00225 | 19.4655 | 12.3065 | 0.15534 | 0.00529 | 0.00235 | 18.3112 | 14.0778 | 0.149 | 0.00488 | 0.00226 | 17.7399 | 15.0584 | 0.13172 | 0.00439 | 0.00215 | 18.5377 | 14.7681 | 0.1427 | 0.00466 | 0.00223 | 17.9671 | 15.9988 | 0.12639 | 0.00416 | 0.00209 | 17.8761 | 16.0388 | 0.13529 | 0.00435 | 0.00217 | 17.4599 | 16.219 | 0.13462 | 0.00432 | 0.00217 | 16.8718 | 18.7609 | 0.11839 | 0.00378 | 0.002 | 16.6843 | 19.6815 | 0.11497 | 0.00365 | 0.00205 | 16.6827 | 19.6815 | 0.12266 | 0.0038 | 0.00213 | 17.2217 | 20.1217 | 0.12137 | 0.00377 | 0.00213 | 17.4089 | 21.1121 | 0.11368 | 0.00355 | 0.00195 | 15.902 | 26.5264 | 0.10205 | 0.00309 | 0.00194 | 15.6099 | 26.6966 | 0.10186 | 0.00308 | 0.00195 | 15.7599 | 32.5608 | 0.1025 | 0.0031 | 0.00204 | 16.1413 | 33.3211 | 0.0994 | 0.00299 | 0.00183 | 15.5153 | 33.7319 | 0.09917 | 0.00298 | 0.00184 | 16.5554 | 33.0507 | 0.11204 | 0.0035 | 0.00194 | 17.7421 | 36.013 | 0.12034 | 0.00373 | 0.00228 | 17.3717 | 38.4558 | 0.11575 | 0.00357 | 0.00227 | 17.3038 | 39.8584 | 0.11941 | 0.00372 | 0.00214 | 18.1895 | 43.6288 | 0.12037 | 0.00368 | 0.00204 | 17.7584 | 43.191 | 0.1223 | 0.00376 | 0.00216 | 19.3426 | 45.5521 | 0.13456 | 0.00403 | 0.00226 | 17.6796 | 50.8994 | 0.124 | 0.00367 | 0.00214 | 17.7695 | 51.3402 | 0.12334 | 0.00367 | 0.00227 | 18.0308 | 53.4426 | 0.12608 | 0.00368 | 0.00215 | 17.9443 | 54.1538 | 0.12469 | 0.00363 | 0.00213 | 17.2386 | 60.3529 | 0.12277 | 0.0035 | 0.0022 | 17.0181 | 67.4857 | 0.11165 | 0.00315 | 0.00209 | 16.8031 | 67.6464 | 0.11175 | 0.00315 | 0.0021
17.8571 | 0.015547 | 1.19 | 0.05589 | 0.09361 | 19.861 | 0.014377 | 2.86 | 0.12126 | 0.16513 | 19.8939 | 0.014357 | 4.3 | 0.18665 | 0.20764 | 19.8939 | 0.057746 | 1.07 | 0.04634 | 0.04914 | 19.985 | 0.057547 | 1.43 | 0.06369 | 0.05797 | 21.3797 | 0.12376 | 1.25 | 0.04968 | 0.0379 | 17.9766 | 0.37658 | 0.50279 | 0.01846 | 0.01313 | 18.167 | 0.37398 | 0.56272 | 0.02174 | 0.01405 | 16.6667 | 0.57138 | 0.37294 | 0.01425 | 0.00905 | 17.8533 | 0.75856 | 0.35693 | 0.01449 | 0.00796 | 18.3333 | 0.74545 | 0.39926 | 0.01614 | 0.00859 | 18.7559 | 0.96844 | 0.34439 | 0.01357 | 0.00725 | 19.1188 | 0.95704 | 0.37734 | 0.0146 | 0.0077 | 19.4455 | 0.94703 | 0.41046 | 0.01557 | 0.00813 | 19.7389 | 1.1485 | 0.35724 | 0.0133 | 0.00688 | 18.7575 | 1.4657 | 0.28342 | 0.01042 | 0.00544 | 19.0531 | 1.4497 | 0.30515 | 0.01098 | 0.0057 | 18.1893 | 1.4967 | 0.29694 | 0.01065 | 0.00549 | 18.7617 | 2.085 | 0.25048 | 0.00944 | 0.00459 | 18.5309 | 2.4692 | 0.23866 | 0.00905 | 0.00421 | 19.659 | 2.7173 | 0.23892 | 0.00905 | 0.0041 | 18.9812 | 2.7733 | 0.23485 | 0.00888 | 0.00401 | 18.7664 | 3.6067 | 0.20073 | 0.00743 | 0.00336 | 18.5879 | 4.062 | 0.19602 | 0.00707 | 0.00322 | 18.9363 | 4.0209 | 0.21285 | 0.00754 | 0.00338 | 19.4617 | 4.4731 | 0.19337 | 0.00681 | 0.00313 | 20.019 | 4.4021 | 0.22372 | 0.0085 | 0.00342 | 20.0185 | 5.2405 | 0.18921 | 0.00719 | 0.00295 | 20.4755 | 5.1775 | 0.21494 | 0.00833 | 0.00318 | 20.8538 | 5.1275 | 0.24072 | 0.00931 | 0.0034 | 20.8559 | 6.066 | 0.20579 | 0.0079 | 0.003 | 20.022 | 6.1991 | 0.2024 | 0.00774 | 0.00295 | 21.5923 | 6.4831 | 0.21304 | 0.00805 | 0.003 | 21.1779 | 7.1085 | 0.19722 | 0.00738 | 0.00284 | 21.4535 | 8.07 | 0.19098 | 0.00698 | 0.00275 | 20.7129 | 9.4007 | 0.16844 | 0.00608 | 0.00269 | 20.3354 | 9.4888 | 0.18141 | 0.0064 | 0.00281 | 20.6579 | 10.0551 | 0.17165 | 0.00606 | 0.00253 | 20.0222 | 10.2053 | 0.16992 | 0.00598 | 0.00252 | 20.3351 | 10.7955 | 0.16101 | 0.00564 | 0.00237 | 20.0215 | 10.8756 | 0.17257 | 0.0059 | 0.00247 | 20.0217 | 12.1463 | 0.15662 | 0.00534 | 0.00236 | 20.8559 | 11.9161 | 0.1699 | 0.00569 | 0.00247 | 19.532 | 13.6673 | 0.16172 | 0.00521 | 0.00235 | 19.0071 | 14.6079 | 0.14362 | 0.00471 | 0.00223 | 19.7736 | 14.3477 | 0.15482 | 0.00498 | 0.00232 | 19.2505 | 15.4683 | 0.1376 | 0.00446 | 0.00217 | 19.0678 | 15.5484 | 0.14646 | 0.00464 | 0.00225 | 18.6239 | 15.7285 | 0.14566 | 0.0046 | 0.00225 | 17.9965 | 18.2602 | 0.12792 | 0.00402 | 0.00206 | 17.7966 | 19.1709 | 0.12405 | 0.00387 | 0.00211 | 17.7253 | 19.2109 | 0.13173 | 0.00402 | 0.00219 | 18.2981 | 19.6311 | 0.13025 | 0.00398 | 0.00219 | 18.497 | 20.5915 | 0.12214 | 0.00375 | 0.00201 | 16.8374 | 25.9756 | 0.10877 | 0.00324 | 0.00198 | 16.5282 | 26.1558 | 0.10853 | 0.00323 | 0.00198 | 17.7299 | 31.2688 | 0.11632 | 0.00367 | 0.00211 | 18.1589 | 32.049 | 0.11289 | 0.00356 | 0.0019 | 17.4547 | 32.4797 | 0.11249 | 0.00353 | 0.00192 | 18.3949 | 31.8989 | 0.12562 | 0.004 | 0.00201 | 19.5163 | 34.9512 | 0.13276 | 0.00413 | 0.00234 | 19.1089 | 37.4537 | 0.12737 | 0.00394 | 0.00233 | 18.8768 | 39.0563 | 0.13059 | 0.00405 | 0.0022 | 19.7053 | 42.8068 | 0.13057 | 0.00396 | 0.00209 | 19.2383 | 42.529 | 0.13259 | 0.00404 | 0.00221 | 20.7242 | 44.9402 | 0.1443 | 0.00427 | 0.0023 | 18.9425 | 50.3371 | 0.13271 | 0.00387 | 0.00218 | 19.0387 | 50.6778 | 0.13199 | 0.00388 | 0.00231 | 19.2329 | 52.8503 | 0.13437 | 0.00387 | 0.00219 | 19.1406 | 53.5914 | 0.13288 | 0.00381 | 0.00217 | 19.3934 | 59.2777 | 0.13752 | 0.00408 | 0.00227 | 19.1454 | 65.9103 | 0.12488 | 0.00367 | 0.00215 | 18.9035 | 66.0909 | 0.12494 | 0.00367 | 0.00216
19.8413 | 0.014386 | 1.42 | 0.06876 | 0.11093 | 22.3436 | 0.013176 | 3.49 | 0.15629 | 0.19967 | 21.5517 | 0.013537 | 4.93 | 0.21066 | 0.23615 | 21.5517 | 0.054414 | 1.23 | 0.05231 | 0.05592 | 22.4831 | 0.052734 | 1.75 | 0.07939 | 0.07012 | 22.805 | 0.11795 | 1.39 | 0.05425 | 0.04206 | 19.974 | 0.35077 | 0.59976 | 0.02323 | 0.01548 | 20.4378 | 0.34536 | 0.68533 | 0.02807 | 0.01689 | 18.75 | 0.52855 | 0.45313 | 0.01838 | 0.01082 | 19.6386 | 0.71233 | 0.41688 | 0.0169 | 0.00916 | 20 | 0.70362 | 0.4601 | 0.0184 | 0.00977 | 20.3188 | 0.92101 | 0.39105 | 0.01517 | 0.00812 | 20.5894 | 0.91321 | 0.42448 | 0.01613 | 0.00854 | 20.8345 | 0.90631 | 0.45804 | 0.01704 | 0.00896 | 21.0548 | 1.1025 | 0.39641 | 0.01447 | 0.00755 | 20.008 | 1.4026 | 0.31416 | 0.01135 | 0.00594 | 21.4347 | 1.3376 | 0.36846 | 0.01426 | 0.00672 | 20.4629 | 1.3806 | 0.35827 | 0.01382 | 0.00645 | 20.8464 | 1.9559 | 0.29413 | 0.01134 | 0.00524 | 20.384 | 2.3341 | 0.27539 | 0.01048 | 0.00473 | 21.4462 | 2.5792 | 0.27223 | 0.01025 | 0.00456 | 20.7068 | 2.6342 | 0.26747 | 0.01005 | 0.00445 | 20.3303 | 3.4486 | 0.22573 | 0.00826 | 0.00368 | 20.0177 | 3.8988 | 0.21817 | 0.00776 | 0.00349 | 21.6415 | 3.7287 | 0.2584 | 0.00996 | 0.00393 | 22.242 | 4.1439 | 0.23434 | 0.00898 | 0.00362 | 22.5214 | 4.1129 | 0.26516 | 0.01036 | 0.00389 | 22.5208 | 4.9133 | 0.22397 | 0.00874 | 0.00334 | 22.7505 | 4.8843 | 0.25001 | 0.00973 | 0.00356 | 22.9391 | 4.8613 | 0.27605 | 0.01059 | 0.00376 | 22.9415 | 5.7557 | 0.23564 | 0.00898 | 0.00331 | 22.0242 | 5.8888 | 0.23159 | 0.0088 | 0.00325 | 23.5553 | 6.1789 | 0.24091 | 0.00898 | 0.00328 | 23.1031 | 6.7822 | 0.22263 | 0.00823 | 0.00309 | 23.2413 | 7.7277 | 0.21332 | 0.00768 | 0.00296 | 22.4389 | 9.0184 | 0.1876 | 0.00668 | 0.00286 | 21.8996 | 9.1345 | 0.20035 | 0.00695 | 0.00296 | 22.2469 | 9.6868 | 0.18952 | 0.00658 | 0.00269 | 21.5623 | 9.8409 | 0.18752 | 0.00649 | 0.00266 | 21.8993 | 10.4052 | 0.17765 | 0.00612 | 0.00252 | 21.4516 | 10.5153 | 0.18906 | 0.00635 | 0.0026 | 21.4519 | 11.756 | 0.17138 | 0.00575 | 0.00248 | 22.2463 | 11.5358 | 0.18494 | 0.00608 | 0.00259 | 20.7527 | 13.287 | 0.1748 | 0.00554 | 0.00245 | 20.2742 | 14.1775 | 0.15587 | 0.00503 | 0.00232 | 21.0094 | 13.9473 | 0.16729 | 0.00529 | 0.00241 | 20.5339 | 14.9778 | 0.14919 | 0.00476 | 0.00225 | 20.2596 | 15.0779 | 0.15798 | 0.00493 | 0.00233 | 19.7879 | 15.2581 | 0.15705 | 0.00488 | 0.00233 | 19.1213 | 17.7897 | 0.13771 | 0.00426 | 0.00213 | 18.9088 | 18.6903 | 0.13337 | 0.0041 | 0.00217 | 18.768 | 18.7504 | 0.14102 | 0.00424 | 0.00225 | 19.3744 | 19.1606 | 0.13934 | 0.00419 | 0.00225 | 19.585 | 20.101 | 0.13081 | 0.00395 | 0.00206 | 18.7082 | 24.9542 | 0.12263 | 0.00379 | 0.00206 | 18.3646 | 25.1344 | 0.12229 | 0.00378 | 0.00206 | 19.6999 | 30.0671 | 0.1307 | 0.00421 | 0.00218 | 20.1766 | 30.8273 | 0.12692 | 0.00408 | 0.00198 | 19.3941 | 31.298 | 0.12632 | 0.00404 | 0.00199 | 20.2344 | 30.7974 | 0.13969 | 0.00447 | 0.00208 | 21.2905 | 33.8896 | 0.14558 | 0.00452 | 0.00241 | 20.8461 | 36.462 | 0.1393 | 0.00429 | 0.00239 | 20.4499 | 38.2445 | 0.14199 | 0.00436 | 0.00226 | 21.2211 | 41.9551 | 0.14097 | 0.00423 | 0.00214 | 20.7182 | 41.8371 | 0.14304 | 0.0043 | 0.00227 | 22.1058 | 44.2786 | 0.15418 | 0.0045 | 0.00235 | 20.2053 | 49.7651 | 0.14152 | 0.00407 | 0.00223 | 20.308 | 49.9858 | 0.14075 | 0.00407 | 0.00235 | 21.637 | 51.6163 | 0.15126 | 0.00455 | 0.00228 | 21.5332 | 52.3973 | 0.14952 | 0.00449 | 0.00225 | 21.5482 | 58.0935 | 0.15254 | 0.00461 | 0.00234 | 21.2726 | 64.3259 | 0.13842 | 0.00415 | 0.00221 | 21.0039 | 64.5264 | 0.13844 | 0.00414 | 0.00222
22.3214 | 0.013186 | 1.73 | 0.08687 | 0.13425 | 24.8262 | 0.012186 | 4.19 | 0.18987 | 0.23685 | 23.2095 | 0.012816 | 5.6 | 0.23489 | 0.26615 | 23.2095 | 0.051503 | 1.39 | 0.05834 | 0.06306 | 24.9813 | 0.048762 | 2.1 | 0.09473 | 0.0832 | 24.2303 | 0.11275 | 1.55 | 0.05887 | 0.04639 | 22.4708 | 0.32335 | 0.73057 | 0.02999 | 0.01861 | 22.7087 | 0.32105 | 0.81766 | 0.03401 | 0.01992 | 20.8333 | 0.49263 | 0.53948 | 0.02224 | 0.01271 | 21.424 | 0.6717 | 0.48059 | 0.01927 | 0.01043 | 21.6667 | 0.6666 | 0.52445 | 0.02064 | 0.011 | 21.8818 | 0.87749 | 0.44008 | 0.01676 | 0.00902 | 22.0601 | 0.87269 | 0.47385 | 0.01766 | 0.00942 | 22.2235 | 0.86839 | 0.50772 | 0.01851 | 0.00982 | 23.6867 | 1.0225 | 0.47944 | 0.01876 | 0.00895 | 22.509 | 1.2936 | 0.37963 | 0.01474 | 0.00701 | 23.8163 | 1.2436 | 0.43682 | 0.01732 | 0.00781 | 22.7366 | 1.2846 | 0.42448 | 0.01678 | 0.00749 | 22.931 | 1.8408 | 0.34059 | 0.01316 | 0.00593 | 22.237 | 2.213 | 0.31418 | 0.01188 | 0.00527 | 23.2334 | 2.4551 | 0.30726 | 0.01143 | 0.00504 | 22.4324 | 2.5091 | 0.30177 | 0.0112 | 0.00492 | 21.8942 | 3.3035 | 0.25185 | 0.00908 | 0.00402 | 22.8774 | 3.6086 | 0.2652 | 0.01027 | 0.00406 | 24.3467 | 3.4736 | 0.30741 | 0.01218 | 0.00451 | 25.0222 | 3.8607 | 0.27844 | 0.01097 | 0.00414 | 25.0238 | 3.8607 | 0.30943 | 0.01214 | 0.00438 | 25.0231 | 4.6141 | 0.26101 | 0.01022 | 0.00376 | 25.0256 | 4.6141 | 0.28716 | 0.01109 | 0.00396 | 25.0245 | 4.6141 | 0.31329 | 0.01186 | 0.00415 | 25.0271 | 5.4675 | 0.26708 | 0.01005 | 0.00363 | 24.0264 | 5.6036 | 0.2623 | 0.00984 | 0.00355 | 25.5182 | 5.8917 | 0.27014 | 0.00991 | 0.00357 | 25.0284 | 6.474 | 0.24924 | 0.00907 | 0.00335 | 25.0291 | 7.4065 | 0.23663 | 0.00838 | 0.00318 | 24.165 | 8.6621 | 0.20755 | 0.00726 | 0.00303 | 23.4639 | 8.8043 | 0.22002 | 0.0075 | 0.00312 | 23.836 | 9.3375 | 0.20807 | 0.00709 | 0.00284 | 23.1025 | 9.4976 | 0.20577 | 0.007 | 0.00282 | 23.4635 | 10.0349 | 0.19491 | 0.0066 | 0.00266 | 22.8817 | 10.175 | 0.20612 | 0.00681 | 0.00274 | 22.882 | 11.3756 | 0.18664 | 0.00615 | 0.0026 | 23.6367 | 11.1755 | 0.20047 | 0.00648 | 0.00271 | 21.9735 | 12.9266 | 0.18826 | 0.00587 | 0.00255 | 21.5413 | 13.7771 | 0.16849 | 0.00534 | 0.00242 | 22.2453 | 13.5569 | 0.18011 | 0.0056 | 0.00251 | 21.8172 | 14.5074 | 0.16116 | 0.00506 | 0.00234 | 21.4513 | 14.6375 | 0.16986 | 0.00521 | 0.00241 | 20.9519 | 14.8177 | 0.16877 | 0.00517 | 0.00241 | 20.2461 | 17.3492 | 0.14775 | 0.0045 | 0.0022 | 20.0211 | 18.2398 | 0.14292 | 0.00432 | 0.00224 | 20.8533 | 17.9095 | 0.16027 | 0.00505 | 0.00237 | 21.5271 | 18.2596 | 0.1582 | 0.00498 | 0.00237 | 21.7611 | 19.17 | 0.14878 | 0.00471 | 0.00218 | 21.0467 | 23.7628 | 0.14073 | 0.00459 | 0.00216 | 20.6602 | 23.953 | 0.14026 | 0.00456 | 0.00217 | 21.6699 | 28.9258 | 0.14565 | 0.00472 | 0.00226 | 22.1942 | 29.656 | 0.1415 | 0.00458 | 0.00206 | 21.3335 | 30.1565 | 0.14068 | 0.00453 | 0.00207 | 22.0739 | 29.7261 | 0.15426 | 0.00493 | 0.00216 | 23.0647 | 32.8283 | 0.1588 | 0.0049 | 0.00247 | 22.5832 | 35.4605 | 0.15156 | 0.00463 | 0.00245 | 22.023 | 37.413 | 0.15365 | 0.00467 | 0.00232 | 22.7369 | 41.0837 | 0.15159 | 0.00449 | 0.0022 | 22.198 | 41.0956 | 0.15367 | 0.00456 | 0.00232 | 24.869 | 42.8158 | 0.17444 | 0.00534 | 0.00245 | 22.7309 | 48.5016 | 0.15947 | 0.00481 | 0.00231 | 22.8465 | 48.4723 | 0.15866 | 0.00481 | 0.00244 | 24.0411 | 50.2531 | 0.16857 | 0.00518 | 0.00236 | 23.9257 | 51.0941 | 0.16656 | 0.0051 | 0.00233 | 23.703 | 56.7901 | 0.1679 | 0.0051 | 0.00241 | 23.3999 | 62.7322 | 0.1523 | 0.0046 | 0.00227 | 23.1043 | 62.9527 | 0.15228 | 0.00459 | 0.00227
24.8016 | 0.012195 | 2.08 | 0.10465 | 0.15937 | 27.3088 | 0.011355 | 4.93 | 0.22299 | 0.2766 | 26.5252 | 0.011605 | 7.04 | 0.3183 | 0.33047 | 26.5252 | 0.04663 | 1.75 | 0.07911 | 0.07839 | 27.4794 | 0.04542 | 2.47 | 0.11 | 0.09719 | 25.6556 | 0.10805 | 1.71 | 0.06356 | 0.05091 | 24.9675 | 0.29994 | 0.87203 | 0.03635 | 0.02197 | 24.9796 | 0.29984 | 0.95968 | 0.03978 | 0.02314 | 22.9167 | 0.46171 | 0.63187 | 0.02597 | 0.01471 | 23.2093 | 0.63548 | 0.54804 | 0.02162 | 0.01176 | 23.3333 | 0.63318 | 0.59229 | 0.02288 | 0.01229 | 23.4448 | 0.83666 | 0.49151 | 0.01836 | 0.00995 | 23.5308 | 0.83446 | 0.52549 | 0.0192 | 0.01034 | 25.0014 | 0.79805 | 0.61363 | 0.02397 | 0.01164 | 26.3186 | 0.95282 | 0.56876 | 0.02274 | 0.01044 | 25.01 | 1.2025 | 0.45034 | 0.01791 | 0.00816 | 26.198 | 1.1635 | 0.5101 | 0.02028 | 0.00896 | 25.0102 | 1.2025 | 0.49544 | 0.01965 | 0.00859 | 25.0156 | 1.7358 | 0.38991 | 0.01496 | 0.00666 | 24.0901 | 2.1059 | 0.35503 | 0.01326 | 0.00583 | 25.0206 | 2.342 | 0.34404 | 0.0126 | 0.00555 | 24.1579 | 2.3951 | 0.33773 | 0.01234 | 0.0054 | 25.0219 | 3.0443 | 0.30747 | 0.01207 | 0.00472 | 25.7371 | 3.3525 | 0.31591 | 0.01257 | 0.00468 | 27.0519 | 3.2444 | 0.35995 | 0.01432 | 0.00512 | 27.8025 | 3.6155 | 0.32565 | 0.01289 | 0.00469 | 27.5261 | 3.6376 | 0.35649 | 0.01389 | 0.0049 | 27.5255 | 4.3339 | 0.30046 | 0.01168 | 0.0042 | 27.3006 | 4.3589 | 0.32649 | 0.01244 | 0.00438 | 27.1099 | 4.38 | 0.35253 | 0.01312 | 0.00455 | 27.1127 | 5.1953 | 0.30017 | 0.01111 | 0.00397 | 26.0286 | 5.3354 | 0.29456 | 0.01087 | 0.00388 | 27.4812 | 5.6155 | 0.3008 | 0.01084 | 0.00387 | 26.9537 | 6.1788 | 0.27713 | 0.00991 | 0.00362 | 26.8168 | 7.1013 | 0.26095 | 0.00908 | 0.0034 | 25.8911 | 8.3269 | 0.22832 | 0.00785 | 0.00321 | 25.0282 | 8.492 | 0.24042 | 0.00805 | 0.00329 | 25.4251 | 8.9992 | 0.22731 | 0.00761 | 0.00301 | 24.6427 | 9.1644 | 0.22467 | 0.00751 | 0.00298 | 25.0278 | 9.6816 | 0.2128 | 0.00709 | 0.00282 | 24.3118 | 9.8427 | 0.22374 | 0.00727 | 0.00289 | 24.3121 | 11.0054 | 0.2024 | 0.00656 | 0.00273 | 25.0271 | 10.8252 | 0.2165 | 0.00688 | 0.00284 | 24.415 | 12.236 | 0.2163 | 0.0071 | 0.00276 | 22.8085 | 13.3867 | 0.18147 | 0.00566 | 0.00251 | 24.717 | 12.8363 | 0.20686 | 0.00678 | 0.0027 | 23.1006 | 14.067 | 0.1735 | 0.00537 | 0.00243 | 23.8348 | 13.8269 | 0.19466 | 0.0063 | 0.00259 | 23.2799 | 14.007 | 0.19326 | 0.00624 | 0.00258 | 22.4957 | 16.4984 | 0.1686 | 0.00539 | 0.00234 | 22.2457 | 17.3689 | 0.16274 | 0.00517 | 0.00237 | 23.46 | 16.9286 | 0.1856 | 0.00621 | 0.00253 | 24.218 | 17.2287 | 0.18306 | 0.00611 | 0.00253 | 24.4813 | 18.089 | 0.17246 | 0.00579 | 0.00234 | 23.3852 | 22.6517 | 0.15974 | 0.00533 | 0.00227 | 22.9558 | 22.8519 | 0.15911 | 0.0053 | 0.00228 | 23.6399 | 27.8346 | 0.16119 | 0.00521 | 0.00234 | 24.2119 | 28.5148 | 0.15667 | 0.00507 | 0.00214 | 23.273 | 29.0453 | 0.15558 | 0.00501 | 0.00215 | 23.9134 | 28.685 | 0.16936 | 0.00538 | 0.00224 | 24.8389 | 31.7771 | 0.17245 | 0.00527 | 0.00254 | 24.3204 | 34.4492 | 0.16418 | 0.00497 | 0.00252 | 23.596 | 36.5516 | 0.16558 | 0.00497 | 0.00238 | 24.2527 | 40.1824 | 0.16245 | 0.00475 | 0.00225 | 23.6779 | 40.3141 | 0.16451 | 0.00482 | 0.00237 | 27.6322 | 41.1635 | 0.19545 | 0.00612 | 0.00255 | 25.2566 | 47.0989 | 0.17792 | 0.00548 | 0.0024 | 25.385 | 46.7994 | 0.17718 | 0.00548 | 0.00252 | 26.4452 | 48.7605 | 0.18639 | 0.00576 | 0.00244 | 26.3183 | 49.6613 | 0.18407 | 0.00568 | 0.00242 | 25.8578 | 55.3671 | 0.18362 | 0.00557 | 0.00248 | 25.5271 | 61.1291 | 0.16654 | 0.00502 | 0.00232 | 25.2047 | 61.3796 | 0.16646 | 0.00501 | 0.00233
27.2817 | 0.011365 | 2.45 | 0.12244 | 0.18624 | 29.7915 | 0.010645 | 5.73 | 0.2561 | 0.31884 | 29.8408 | 0.010635 | 8.62 | 0.39681 | 0.40038 | 29.8408 | 0.042708 | 2.14 | 0.09867 | 0.09507 | 29.9775 | 0.042559 | 2.87 | 0.12533 | 0.11207 | 28.5063 | 0.099824 | 2.05 | 0.08059 | 0.06045 | 27.4643 | 0.27942 | 1.02 | 0.04257 | 0.02555 | 27.2504 | 0.28103 | 1.11 | 0.04551 | 0.02656 | 25 | 0.43429 | 0.73028 | 0.02966 | 0.01683 | 24.9946 | 0.60276 | 0.61924 | 0.02398 | 0.01315 | 25 | 0.60267 | 0.66363 | 0.02513 | 0.01364 | 25.0078 | 0.79784 | 0.54546 | 0.01998 | 0.01093 | 26.4721 | 0.76273 | 0.636 | 0.02492 | 0.01228 | 27.7793 | 0.73222 | 0.72897 | 0.02915 | 0.0136 | 28.9504 | 0.88858 | 0.66457 | 0.0266 | 0.01203 | 27.511 | 1.1255 | 0.52615 | 0.02097 | 0.00938 | 28.5796 | 1.0955 | 0.58816 | 0.02319 | 0.01019 | 27.2839 | 1.1315 | 0.57103 | 0.02246 | 0.00975 | 27.1003 | 1.6387 | 0.44219 | 0.01675 | 0.00743 | 25.9432 | 2.0079 | 0.39791 | 0.01463 | 0.00642 | 28.5949 | 2.1419 | 0.42278 | 0.0169 | 0.00661 | 27.6091 | 2.1939 | 0.41467 | 0.01653 | 0.00643 | 28.1496 | 2.8172 | 0.3677 | 0.01483 | 0.00548 | 28.5968 | 3.1233 | 0.37041 | 0.0148 | 0.00533 | 29.7571 | 3.0363 | 0.41615 | 0.01642 | 0.00577 | 30.5827 | 3.4004 | 0.37596 | 0.01476 | 0.00527 | 30.0285 | 3.4424 | 0.40634 | 0.01561 | 0.00545 | 30.0278 | 4.0688 | 0.34246 | 0.01314 | 0.00466 | 29.5757 | 4.1148 | 0.36814 | 0.01379 | 0.00482 | 29.1953 | 4.1548 | 0.39387 | 0.0144 | 0.00497 | 29.1983 | 4.9352 | 0.33501 | 0.01218 | 0.00432 | 28.0308 | 5.0793 | 0.32844 | 0.0119 | 0.00421 | 29.4441 | 5.3494 | 0.33298 | 0.01179 | 0.00419 | 28.8789 | 5.8936 | 0.30636 | 0.01076 | 0.0039 | 28.6046 | 6.8101 | 0.28631 | 0.00978 | 0.00363 | 27.6172 | 8.0087 | 0.24991 | 0.00844 | 0.00339 | 26.5924 | 8.1958 | 0.26156 | 0.00861 | 0.00346 | 27.0141 | 8.669 | 0.24728 | 0.00814 | 0.00318 | 26.1828 | 8.8411 | 0.24427 | 0.00802 | 0.00314 | 26.592 | 9.3384 | 0.23135 | 0.00757 | 0.00298 | 25.7419 | 9.5235 | 0.24196 | 0.00772 | 0.00303 | 25.7422 | 10.6551 | 0.21869 | 0.00696 | 0.00286 | 27.8079 | 10.1548 | 0.25014 | 0.00838 | 0.0031 | 27.4668 | 11.4354 | 0.25359 | 0.00887 | 0.00303 | 25.3428 | 12.6561 | 0.20858 | 0.00685 | 0.00271 | 27.8066 | 11.9757 | 0.24243 | 0.00846 | 0.00296 | 25.6674 | 13.2664 | 0.19934 | 0.00651 | 0.00262 | 26.8141 | 12.9362 | 0.22764 | 0.00786 | 0.00282 | 26.1899 | 13.1163 | 0.22581 | 0.00777 | 0.00281 | 25.3076 | 15.5076 | 0.19617 | 0.00667 | 0.00253 | 25.0264 | 16.368 | 0.1889 | 0.00637 | 0.00254 | 26.0666 | 15.9978 | 0.2124 | 0.00729 | 0.0027 | 26.9089 | 16.2579 | 0.20942 | 0.00717 | 0.00271 | 27.2014 | 17.0582 | 0.19757 | 0.00681 | 0.0025 | 25.7238 | 21.5807 | 0.17969 | 0.00604 | 0.00239 | 25.2514 | 21.8009 | 0.17887 | 0.006 | 0.00239 | 25.6099 | 26.7636 | 0.17735 | 0.0057 | 0.00242 | 26.2296 | 27.4138 | 0.17244 | 0.00554 | 0.00223 | 25.2124 | 27.9643 | 0.17105 | 0.00547 | 0.00223 | 25.7529 | 27.6741 | 0.18501 | 0.00583 | 0.00232 | 26.6131 | 30.7261 | 0.18656 | 0.00564 | 0.00261 | 26.0576 | 33.4481 | 0.17717 | 0.00531 | 0.00258 | 25.1691 | 35.6604 | 0.17779 | 0.00527 | 0.00244 | 27.2843 | 38.3202 | 0.18492 | 0.00573 | 0.00236 | 26.6376 | 38.5818 | 0.18687 | 0.00578 | 0.00248 | 30.3955 | 39.3516 | 0.21736 | 0.00687 | 0.00265 | 27.7823 | 45.5466 | 0.19696 | 0.00611 | 0.00249 | 27.9235 | 44.9671 | 0.19641 | 0.00613 | 0.00261 | 28.8493 | 47.1482 | 0.20478 | 0.00633 | 0.00253 | 28.7109 | 48.119 | 0.20211 | 0.00623 | 0.0025 | 28.0127 | 53.8346 | 0.19978 | 0.00603 | 0.00255 | 27.6544 | 59.5465 | 0.18116 | 0.00544 | 0.00238 | 27.3051 | 59.8069 | 0.18102 | 0.00542 | 0.00239
29.7619 | 0.010654 | 2.85 | 0.14045 | 0.21481 | 32.2741 | 0.010024 | 6.58 | 0.28945 | 0.36351 | 33.1565 | 0.0098265 | 10.34 | 0.47368 | 0.47569 | 33.1565 | 0.039467 | 2.57 | 0.11782 | 0.11305 | 32.4756 | 0.040087 | 3.3 | 0.14081 | 0.1278 | 32.0696 | 0.09139 | 2.51 | 0.10482 | 0.07331 | 29.9611 | 0.26122 | 1.19 | 0.04875 | 0.02935 | 29.5213 | 0.26432 | 1.27 | 0.05125 | 0.03017 | 27.0833 | 0.40948 | 0.83476 | 0.03334 | 0.01905 | 26.78 | 0.57275 | 0.69425 | 0.02636 | 0.0146 | 26.6667 | 0.57455 | 0.73853 | 0.02741 | 0.01505 | 28.1338 | 0.72401 | 0.66145 | 0.02603 | 0.01301 | 29.4135 | 0.6949 | 0.75711 | 0.03041 | 0.01438 | 30.5573 | 0.67239 | 0.85464 | 0.03431 | 0.01571 | 31.5823 | 0.83125 | 0.76716 | 0.03043 | 0.01371 | 30.012 | 1.0595 | 0.60689 | 0.02398 | 0.01067 | 30.9612 | 1.0354 | 0.67093 | 0.02608 | 0.01148 | 29.5575 | 1.0705 | 0.65112 | 0.02526 | 0.01098 | 29.1849 | 1.5467 | 0.49757 | 0.01856 | 0.00823 | 29.6494 | 1.8398 | 0.48967 | 0.01965 | 0.00767 | 32.1693 | 1.9738 | 0.50855 | 0.02088 | 0.00775 | 31.0602 | 2.0229 | 0.49839 | 0.02041 | 0.00752 | 31.2774 | 2.6211 | 0.43261 | 0.0175 | 0.00628 | 31.4564 | 2.9222 | 0.4288 | 0.017 | 0.00602 | 32.4623 | 2.8592 | 0.47601 | 0.01853 | 0.00645 | 33.363 | 3.2063 | 0.42938 | 0.01663 | 0.00588 | 32.5309 | 3.2613 | 0.45898 | 0.01734 | 0.00602 | 32.5301 | 3.8536 | 0.38701 | 0.01461 | 0.00515 | 31.8508 | 3.9087 | 0.41211 | 0.01517 | 0.00528 | 31.2806 | 3.9577 | 0.43737 | 0.01569 | 0.00541 | 31.2839 | 4.7041 | 0.37161 | 0.01327 | 0.00469 | 30.033 | 4.8351 | 0.36403 | 0.01295 | 0.00456 | 31.407 | 5.1172 | 0.36669 | 0.01274 | 0.00451 | 30.8042 | 5.6325 | 0.33697 | 0.01163 | 0.00419 | 30.3924 | 6.5359 | 0.31275 | 0.01049 | 0.00388 | 29.3432 | 7.7055 | 0.27237 | 0.00904 | 0.00359 | 28.1567 | 7.9126 | 0.28346 | 0.00916 | 0.00364 | 28.6032 | 8.3448 | 0.26802 | 0.00867 | 0.00336 | 27.723 | 8.5239 | 0.26458 | 0.00853 | 0.00332 | 28.1562 | 9.0051 | 0.25058 | 0.00806 | 0.00314 | 28.6021 | 8.9121 | 0.28026 | 0.00946 | 0.00335 | 28.6025 | 9.9716 | 0.25292 | 0.0085 | 0.00313 | 31.2839 | 9.3993 | 0.29528 | 0.01057 | 0.00346 | 30.5187 | 10.675 | 0.2935 | 0.01053 | 0.00333 | 28.5106 | 11.7855 | 0.24469 | 0.00857 | 0.00298 | 30.8962 | 11.1952 | 0.28053 | 0.01005 | 0.00324 | 28.8758 | 12.4058 | 0.23372 | 0.00815 | 0.00287 | 29.7935 | 12.1856 | 0.26276 | 0.00932 | 0.00307 | 29.0999 | 12.3458 | 0.26047 | 0.00921 | 0.00305 | 28.1196 | 14.5569 | 0.22552 | 0.00787 | 0.00273 | 27.8071 | 15.4073 | 0.21667 | 0.0075 | 0.00272 | 28.6733 | 15.1172 | 0.24076 | 0.00833 | 0.00289 | 29.5998 | 15.3573 | 0.23733 | 0.0082 | 0.00289 | 29.9216 | 16.0775 | 0.22419 | 0.0078 | 0.00268 | 28.0623 | 20.5699 | 0.20062 | 0.00674 | 0.00251 | 27.5469 | 20.7901 | 0.19959 | 0.00669 | 0.00251 | 27.5799 | 25.7427 | 0.19415 | 0.00618 | 0.00251 | 28.2472 | 26.3329 | 0.18885 | 0.00602 | 0.00232 | 27.1518 | 26.9134 | 0.18712 | 0.00593 | 0.00232 | 27.5924 | 26.6732 | 0.20124 | 0.00627 | 0.00241 | 28.3873 | 29.6752 | 0.20117 | 0.00602 | 0.00268 | 27.7948 | 32.4371 | 0.19056 | 0.00564 | 0.00265 | 28.3152 | 33.8084 | 0.20319 | 0.00639 | 0.00257 | 30.3159 | 36.3984 | 0.20854 | 0.00664 | 0.00247 | 29.5974 | 36.6598 | 0.21033 | 0.00667 | 0.0026 | 33.1587 | 37.77 | 0.24024 | 0.0076 | 0.00276 | 30.3079 | 43.8846 | 0.21669 | 0.00673 | 0.00258 | 30.462 | 43.1251 | 0.21644 | 0.00676 | 0.0027 | 31.2535 | 45.5563 | 0.22381 | 0.00689 | 0.00261 | 31.1035 | 46.5671 | 0.22074 | 0.00677 | 0.00259 | 30.1675 | 52.2124 | 0.21641 | 0.00648 | 0.00262 | 29.7817 | 57.9842 | 0.19617 | 0.00584 | 0.00244 | 29.4055 | 58.2546 | 0.19596 | 0.00583 | 0.00245
32.2421 | 0.010034 | 3.27 | 0.15875 | 0.24503 | 34.7567 | 0.0094871 | 7.48 | 0.32318 | 0.41054 | 36.4721 | 0.0091521 | 12.19 | 0.55028 | 0.55621 | 36.4721 | 0.036755 | 3.03 | 0.1369 | 0.13229 | 34.9738 | 0.037926 | 3.75 | 0.15646 | 0.14438 | 35.6328 | 0.084446 | 3.01 | 0.12776 | 0.08718 | 32.4578 | 0.24591 | 1.36 | 0.05497 | 0.03338 | 31.7922 | 0.24971 | 1.44 | 0.05705 | 0.03397 | 29.1667 | 0.38687 | 0.94547 | 0.03705 | 0.02139 | 28.5653 | 0.54503 | 0.77313 | 0.02876 | 0.01613 | 30 | 0.52433 | 0.89915 | 0.03584 | 0.01805 | 31.2598 | 0.66098 | 0.78889 | 0.03184 | 0.01527 | 32.3548 | 0.64417 | 0.88888 | 0.03585 | 0.01664 | 33.3352 | 0.62997 | 0.99011 | 0.03948 | 0.01797 | 34.2141 | 0.78273 | 0.87645 | 0.03427 | 0.01549 | 32.513 | 0.99822 | 0.69261 | 0.02699 | 0.01204 | 33.3429 | 0.97951 | 0.75848 | 0.02898 | 0.01283 | 31.8312 | 1.0144 | 0.73572 | 0.02805 | 0.01226 | 33.3542 | 1.3986 | 0.6175 | 0.02527 | 0.00995 | 33.3556 | 1.6957 | 0.58953 | 0.02429 | 0.00901 | 35.7436 | 1.8318 | 0.60131 | 0.02475 | 0.00897 | 34.5113 | 1.8788 | 0.58885 | 0.02418 | 0.0087 | 34.4051 | 2.459 | 0.50208 | 0.02013 | 0.00713 | 34.3161 | 2.7511 | 0.49101 | 0.01919 | 0.00674 | 35.1675 | 2.7051 | 0.53944 | 0.02064 | 0.00718 | 36.1432 | 3.0362 | 0.48592 | 0.0185 | 0.00652 | 35.0333 | 3.1013 | 0.51444 | 0.01908 | 0.00662 | 35.0324 | 3.6625 | 0.43396 | 0.01609 | 0.00567 | 34.1258 | 3.7296 | 0.45831 | 0.01655 | 0.00576 | 33.366 | 3.7876 | 0.48293 | 0.017 | 0.00586 | 33.3695 | 4.5039 | 0.40993 | 0.01436 | 0.00507 | 32.0352 | 4.63 | 0.40131 | 0.01401 | 0.00493 | 33.37 | 4.9131 | 0.40187 | 0.0137 | 0.00485 | 32.7294 | 5.4093 | 0.36893 | 0.0125 | 0.0045 | 32.1802 | 6.2948 | 0.34025 | 0.01121 | 0.00413 | 31.0693 | 7.4233 | 0.29569 | 0.00964 | 0.00379 | 31.2852 | 7.3903 | 0.3296 | 0.01128 | 0.00402 | 31.7813 | 7.7715 | 0.31183 | 0.01068 | 0.00373 | 30.8034 | 7.9286 | 0.3075 | 0.0105 | 0.00368 | 31.2847 | 8.3958 | 0.29116 | 0.00992 | 0.00348 | 32.1773 | 8.2457 | 0.33171 | 0.01196 | 0.00376 | 32.1778 | 9.2332 | 0.29888 | 0.01073 | 0.0035 | 34.7599 | 8.7899 | 0.3438 | 0.01263 | 0.00384 | 33.5706 | 10.0646 | 0.33605 | 0.01215 | 0.00364 | 31.6785 | 11.015 | 0.28338 | 0.01019 | 0.00327 | 33.9859 | 10.5447 | 0.32112 | 0.0116 | 0.00354 | 32.0842 | 11.6553 | 0.2704 | 0.00968 | 0.00315 | 32.7728 | 11.5052 | 0.3 | 0.01072 | 0.00334 | 32.0099 | 11.6753 | 0.2972 | 0.01059 | 0.00331 | 30.9315 | 13.6964 | 0.25675 | 0.00904 | 0.00294 | 30.5878 | 14.5067 | 0.24617 | 0.0086 | 0.00292 | 31.28 | 14.3166 | 0.27074 | 0.00936 | 0.00308 | 32.2907 | 14.5867 | 0.26679 | 0.00921 | 0.00308 | 32.6417 | 15.277 | 0.25233 | 0.00877 | 0.00286 | 30.4008 | 19.6093 | 0.22257 | 0.00743 | 0.00264 | 29.8425 | 19.8194 | 0.22131 | 0.00737 | 0.00264 | 29.5499 | 24.742 | 0.21162 | 0.00667 | 0.0026 | 30.2649 | 25.3021 | 0.20594 | 0.00649 | 0.00241 | 29.0912 | 25.8926 | 0.20383 | 0.00639 | 0.00241 | 29.4319 | 25.7125 | 0.21808 | 0.00671 | 0.00249 | 31.9357 | 27.7937 | 0.23188 | 0.00743 | 0.00283 | 31.2691 | 30.5154 | 0.2186 | 0.00691 | 0.00278 | 31.4614 | 31.9968 | 0.23001 | 0.00744 | 0.0027 | 33.3475 | 34.6769 | 0.23337 | 0.00752 | 0.00259 | 32.5571 | 34.9483 | 0.23497 | 0.00753 | 0.00272 | 35.9219 | 36.3186 | 0.26406 | 0.00832 | 0.00287 | 32.8336 | 42.3829 | 0.23714 | 0.00733 | 0.00267 | 33.0005 | 41.7934 | 0.23721 | 0.00737 | 0.00279 | 33.6576 | 44.1247 | 0.24348 | 0.00743 | 0.0027 | 33.496 | 45.1953 | 0.23997 | 0.00731 | 0.00267 | 34.4771 | 49.4489 | 0.25113 | 0.00814 | 0.00278 | 34.0362 | 54.7704 | 0.22748 | 0.00734 | 0.00257 | 33.6062 | 55.0708 | 0.22711 | 0.00731 | 0.00257
34.7222 | 0.0094938 | 3.71 | 0.17741 | 0.27687 | 39.7219 | 0.0085877 | 9.42 | 0.43697 | 0.51152 | 39.7878 | 0.0085768 | 14.18 | 0.62729 | 0.6418 | 39.7878 | 0.034434 | 3.53 | 0.15608 | 0.15276 | 37.4719 | 0.036015 | 4.22 | 0.17233 | 0.16177 | 39.1961 | 0.078623 | 3.55 | 0.15017 | 0.10203 | 34.9546 | 0.2324 | 1.55 | 0.06122 | 0.03762 | 34.063 | 0.237 | 1.63 | 0.0629 | 0.03797 | 31.25 | 0.36676 | 1.06 | 0.0408 | 0.02385 | 32.136 | 0.49781 | 0.94237 | 0.03769 | 0.01937 | 33.3333 | 0.48421 | 1.07 | 0.04381 | 0.02129 | 34.3857 | 0.61546 | 0.92712 | 0.03756 | 0.01771 | 35.2962 | 0.60355 | 1.03 | 0.04124 | 0.01907 | 36.1131 | 0.59325 | 1.13 | 0.04463 | 0.02037 | 36.846 | 0.74041 | 0.99227 | 0.03814 | 0.01736 | 35.014 | 0.94429 | 0.78342 | 0.03 | 0.01347 | 38.1061 | 0.88617 | 0.94777 | 0.03966 | 0.01574 | 36.3785 | 0.91758 | 0.91855 | 0.03835 | 0.01502 | 37.5235 | 1.2815 | 0.74927 | 0.03153 | 0.01183 | 37.0617 | 1.5716 | 0.69758 | 0.0288 | 0.01044 | 39.318 | 1.7067 | 0.70105 | 0.02858 | 0.01027 | 37.9625 | 1.7517 | 0.68606 | 0.0279 | 0.00995 | 37.5328 | 2.3189 | 0.57595 | 0.02274 | 0.00803 | 37.1758 | 2.6021 | 0.55692 | 0.02139 | 0.00751 | 37.8726 | 2.5691 | 0.60634 | 0.02276 | 0.00793 | 38.9235 | 2.8861 | 0.54549 | 0.02038 | 0.00719 | 37.5357 | 2.9592 | 0.57266 | 0.02083 | 0.00724 | 37.5347 | 3.4934 | 0.48326 | 0.01758 | 0.0062 | 36.4009 | 3.5675 | 0.50666 | 0.01795 | 0.00626 | 35.4514 | 3.6335 | 0.53048 | 0.01832 | 0.00634 | 35.4551 | 4.3218 | 0.4499 | 0.01547 | 0.00547 | 34.0374 | 4.4439 | 0.44019 | 0.01509 | 0.00531 | 35.3329 | 4.728 | 0.43846 | 0.01468 | 0.00521 | 34.6547 | 5.2062 | 0.40216 | 0.01338 | 0.00481 | 35.7558 | 5.8705 | 0.39828 | 0.01393 | 0.00466 | 34.5214 | 6.932 | 0.34487 | 0.01192 | 0.00421 | 35.1958 | 6.844 | 0.39161 | 0.01433 | 0.00454 | 35.754 | 7.2011 | 0.37078 | 0.01359 | 0.00423 | 34.6538 | 7.3492 | 0.36528 | 0.01334 | 0.00416 | 35.1953 | 7.7824 | 0.34572 | 0.0126 | 0.00394 | 35.7526 | 7.7034 | 0.38705 | 0.01433 | 0.00421 | 35.7531 | 8.6328 | 0.34828 | 0.01283 | 0.00389 | 38.2359 | 8.2656 | 0.39554 | 0.01462 | 0.00424 | 36.6224 | 9.5232 | 0.3811 | 0.01374 | 0.00397 | 34.8463 | 10.3846 | 0.32462 | 0.01176 | 0.00357 | 37.0755 | 9.9794 | 0.36412 | 0.01312 | 0.00385 | 35.2926 | 10.9848 | 0.30938 | 0.01116 | 0.00343 | 35.7522 | 10.8948 | 0.33939 | 0.0121 | 0.00362 | 34.9199 | 11.0549 | 0.33602 | 0.01195 | 0.00359 | 33.7435 | 12.9959 | 0.28981 | 0.0102 | 0.00317 | 33.3686 | 13.7762 | 0.27737 | 0.00968 | 0.00313 | 33.8866 | 13.6462 | 0.30229 | 0.01039 | 0.00328 | 34.9816 | 13.8963 | 0.29777 | 0.01022 | 0.00329 | 35.3618 | 14.5665 | 0.28189 | 0.00973 | 0.00306 | 32.7393 | 18.7887 | 0.24555 | 0.00812 | 0.00278 | 32.1381 | 18.9988 | 0.24404 | 0.00805 | 0.00277 | 31.5199 | 23.8613 | 0.22977 | 0.00715 | 0.00269 | 32.2825 | 24.4215 | 0.22368 | 0.00697 | 0.00251 | 31.0306 | 24.9619 | 0.22118 | 0.00686 | 0.0025 | 33.1109 | 24.0813 | 0.25353 | 0.00839 | 0.00268 | 35.4841 | 26.2425 | 0.26454 | 0.00876 | 0.00299 | 34.7435 | 28.844 | 0.24833 | 0.0081 | 0.00293 | 34.6075 | 30.4454 | 0.25827 | 0.00846 | 0.00285 | 36.3791 | 33.1356 | 0.25939 | 0.00838 | 0.00271 | 35.5168 | 33.4269 | 0.26077 | 0.00838 | 0.00284 | 38.6851 | 34.9875 | 0.2888 | 0.00904 | 0.00299 | 35.3592 | 41.0015 | 0.2583 | 0.00792 | 0.00277 | 35.5389 | 40.5519 | 0.25863 | 0.00798 | 0.00289 | 38.4658 | 41.5419 | 0.28469 | 0.00946 | 0.00289 | 38.2812 | 42.7025 | 0.28013 | 0.00927 | 0.00286 | 38.7868 | 46.986 | 0.28773 | 0.00965 | 0.00293 | 38.2907 | 51.9174 | 0.26056 | 0.00871 | 0.0027 | 37.807 | 52.2277 | 0.26 | 0.00868 | 0.0027
37.2024 | 0.0090176 | 4.19 | 0.19645 | 0.31028 | 44.6872 | 0.0078653 | 11.55 | 0.54459 | 0.62136 | 43.1034 | 0.0080805 | 16.29 | 0.70506 | 0.73229 | 43.1034 | 0.032433 | 4.05 | 0.17546 | 0.17441 | 39.97 | 0.034314 | 4.72 | 0.18842 | 0.17996 | 42.7594 | 0.073661 | 4.13 | 0.1724 | 0.11782 | 37.4513 | 0.22059 | 1.74 | 0.06753 | 0.04208 | 36.3339 | 0.2257 | 1.82 | 0.06881 | 0.04215 | 33.3333 | 0.34935 | 1.19 | 0.0446 | 0.02643 | 35.7066 | 0.45969 | 1.13 | 0.0461 | 0.02287 | 36.6667 | 0.45059 | 1.26 | 0.05157 | 0.02475 | 37.5117 | 0.57654 | 1.08 | 0.0432 | 0.02031 | 38.2375 | 0.56834 | 1.18 | 0.04661 | 0.02163 | 38.891 | 0.56113 | 1.29 | 0.04979 | 0.0229 | 42.1097 | 0.66957 | 1.24 | 0.05233 | 0.02138 | 40.016 | 0.85425 | 0.97978 | 0.0411 | 0.01654 | 42.8694 | 0.81123 | 1.16 | 0.04959 | 0.0189 | 40.9258 | 0.83995 | 1.12 | 0.04793 | 0.01802 | 41.6927 | 1.1845 | 0.89245 | 0.03761 | 0.01386 | 40.7679 | 1.4676 | 0.81372 | 0.03326 | 0.01197 | 42.8924 | 1.6006 | 0.80777 | 0.03241 | 0.01164 | 41.4136 | 1.6427 | 0.79003 | 0.03163 | 0.01127 | 40.6606 | 2.1929 | 0.65418 | 0.02536 | 0.00897 | 40.0355 | 2.471 | 0.62647 | 0.0236 | 0.00831 | 40.5778 | 2.448 | 0.67667 | 0.0249 | 0.00872 | 41.7037 | 2.7531 | 0.60805 | 0.02227 | 0.00789 | 40.038 | 2.8311 | 0.63359 | 0.02259 | 0.00789 | 40.037 | 3.3414 | 0.53488 | 0.01908 | 0.00676 | 38.6759 | 3.4224 | 0.55714 | 0.01936 | 0.00678 | 37.5368 | 3.4935 | 0.57998 | 0.01965 | 0.00683 | 37.5407 | 4.1568 | 0.49151 | 0.01658 | 0.00588 | 36.0396 | 4.2748 | 0.48066 | 0.01617 | 0.0057 | 39.2588 | 4.4018 | 0.51581 | 0.01836 | 0.00595 | 38.5052 | 4.849 | 0.47237 | 0.01671 | 0.00547 | 40.2253 | 5.4253 | 0.47644 | 0.01783 | 0.00537 | 38.8366 | 6.4137 | 0.41102 | 0.0152 | 0.00479 | 39.1065 | 6.3837 | 0.45833 | 0.01719 | 0.00509 | 39.7267 | 6.7199 | 0.43418 | 0.01632 | 0.00477 | 38.5042 | 6.8599 | 0.42739 | 0.01601 | 0.00468 | 39.1059 | 7.2631 | 0.40438 | 0.01512 | 0.00444 | 39.3279 | 7.2361 | 0.44612 | 0.01662 | 0.00468 | 39.3284 | 8.1155 | 0.40097 | 0.01487 | 0.00431 | 41.7119 | 7.8093 | 0.45043 | 0.01658 | 0.00467 | 39.6743 | 9.0459 | 0.42861 | 0.01532 | 0.00432 | 38.0141 | 9.8203 | 0.3683 | 0.01331 | 0.0039 | 40.1651 | 9.4791 | 0.40946 | 0.01462 | 0.00418 | 38.501 | 10.4045 | 0.35064 | 0.01261 | 0.00374 | 38.7315 | 10.3645 | 0.3809 | 0.01347 | 0.00392 | 37.8298 | 10.5146 | 0.37691 | 0.01329 | 0.00387 | 36.5555 | 12.3655 | 0.32459 | 0.01134 | 0.00341 | 36.1493 | 13.1158 | 0.31017 | 0.01075 | 0.00335 | 36.4933 | 13.0458 | 0.33535 | 0.01141 | 0.0035 | 37.6725 | 13.2859 | 0.33022 | 0.01122 | 0.0035 | 38.082 | 13.9261 | 0.31285 | 0.01068 | 0.00327 | 35.0779 | 18.0482 | 0.26949 | 0.00881 | 0.00292 | 34.4337 | 18.2483 | 0.26772 | 0.00873 | 0.00291 | 35.4599 | 22.3202 | 0.26799 | 0.00898 | 0.00289 | 36.3179 | 22.8503 | 0.26103 | 0.00876 | 0.00271 | 34.9094 | 23.3707 | 0.2577 | 0.0086 | 0.0027 | 36.7899 | 22.6803 | 0.29128 | 0.00996 | 0.00288 | 39.0326 | 24.8815 | 0.29906 | 0.01004 | 0.00317 | 38.2178 | 27.3729 | 0.27972 | 0.00925 | 0.00308 | 37.7537 | 29.0543 | 0.28793 | 0.00945 | 0.00299 | 39.4107 | 31.7446 | 0.28659 | 0.00923 | 0.00284 | 38.4766 | 32.0558 | 0.28772 | 0.00922 | 0.00297 | 44.2116 | 32.6455 | 0.341 | 0.01168 | 0.00323 | 40.4106 | 38.5091 | 0.3027 | 0.01012 | 0.00297 | 40.6159 | 38.2695 | 0.30342 | 0.0102 | 0.00309 | 43.274 | 39.2798 | 0.32837 | 0.01131 | 0.00308 | 43.0663 | 40.5003 | 0.32255 | 0.01105 | 0.00305 | 43.0964 | 44.8037 | 0.32618 | 0.01109 | 0.0031 | 42.5452 | 49.395 | 0.2954 | 0.01002 | 0.00284 | 42.0078 | 49.6953 | 0.29463 | 0.00997 | 0.00284
39.6825 | 0.0085934 | 4.68 | 0.2159 | 0.34524 | 49.6524 | 0.007273 | 13.87 | 0.65026 | 0.7397 | 46.4191 | 0.0076463 | 18.52 | 0.7838 | 0.82756 | 46.4191 | 0.030692 | 4.61 | 0.19508 | 0.19721 | 42.4681 | 0.032794 | 5.25 | 0.20474 | 0.19894 | 46.3227 | 0.069379 | 4.74 | 0.19464 | 0.13453 | 39.9481 | 0.21009 | 1.94 | 0.07391 | 0.04674 | 40.8756 | 0.20649 | 2.22 | 0.09054 | 0.05106 | 37.5 | 0.31954 | 1.45 | 0.0586 | 0.03191 | 39.2773 | 0.42778 | 1.33 | 0.05429 | 0.02662 | 40 | 0.42187 | 1.47 | 0.05925 | 0.02844 | 40.6377 | 0.54292 | 1.23 | 0.04883 | 0.02307 | 41.1789 | 0.53762 | 1.34 | 0.052 | 0.02434 | 44.4469 | 0.50771 | 1.62 | 0.06865 | 0.02835 | 47.3734 | 0.61295 | 1.52 | 0.06552 | 0.02576 | 45.018 | 0.78202 | 1.2 | 0.05141 | 0.01989 | 47.6327 | 0.7496 | 1.38 | 0.05924 | 0.02232 | 45.4731 | 0.77611 | 1.34 | 0.05723 | 0.02125 | 45.862 | 1.1034 | 1.05 | 0.04363 | 0.01602 | 44.4741 | 1.3775 | 0.93777 | 0.03772 | 0.01359 | 46.4667 | 1.5086 | 0.9213 | 0.03628 | 0.0131 | 44.8647 | 1.5476 | 0.90065 | 0.03539 | 0.01267 | 43.7883 | 2.0788 | 0.73678 | 0.02799 | 0.00996 | 42.8951 | 2.3549 | 0.69957 | 0.02583 | 0.00915 | 43.283 | 2.3399 | 0.75035 | 0.02705 | 0.00954 | 44.484 | 2.634 | 0.67354 | 0.02417 | 0.00862 | 42.5404 | 2.7161 | 0.69719 | 0.02436 | 0.00857 | 42.5393 | 3.2043 | 0.58879 | 0.02059 | 0.00733 | 40.951 | 3.2893 | 0.6097 | 0.02078 | 0.00732 | 41.7075 | 3.2483 | 0.68472 | 0.02468 | 0.00786 | 41.7119 | 3.8676 | 0.57951 | 0.02079 | 0.00674 | 40.044 | 3.9777 | 0.56623 | 0.02026 | 0.00653 | 44.1661 | 4.0607 | 0.62013 | 0.02362 | 0.00694 | 43.3184 | 4.4758 | 0.56704 | 0.02147 | 0.00636 | 44.6947 | 5.0521 | 0.56068 | 0.0215 | 0.00613 | 43.1518 | 5.9775 | 0.48225 | 0.01827 | 0.0054 | 43.0171 | 5.9905 | 0.52965 | 0.01997 | 0.00568 | 43.6993 | 6.3086 | 0.50191 | 0.01896 | 0.00534 | 42.3546 | 6.4407 | 0.49374 | 0.01859 | 0.00523 | 43.0165 | 6.8198 | 0.46705 | 0.01756 | 0.00496 | 42.9031 | 6.8319 | 0.50884 | 0.01887 | 0.00519 | 42.9037 | 7.6662 | 0.45688 | 0.01687 | 0.00476 | 45.1878 | 7.4081 | 0.50841 | 0.01853 | 0.00513 | 42.7262 | 8.6217 | 0.47855 | 0.0169 | 0.00469 | 41.182 | 9.327 | 0.41438 | 0.01484 | 0.00424 | 43.2547 | 9.0338 | 0.45712 | 0.01613 | 0.00453 | 41.7094 | 9.8822 | 0.39414 | 0.01406 | 0.00406 | 41.7109 | 9.8822 | 0.42448 | 0.01484 | 0.00423 | 40.7398 | 10.0343 | 0.41985 | 0.01464 | 0.00418 | 39.3674 | 11.8051 | 0.36109 | 0.01248 | 0.00366 | 38.93 | 12.5354 | 0.34457 | 0.01182 | 0.00358 | 39.1 | 12.4954 | 0.36988 | 0.01242 | 0.00372 | 40.3634 | 12.7255 | 0.36413 | 0.01222 | 0.00373 | 40.8021 | 13.3457 | 0.3452 | 0.01164 | 0.00348 | 37.4164 | 17.3677 | 0.2944 | 0.0095 | 0.00307 | 36.7293 | 17.5578 | 0.29236 | 0.00941 | 0.00306 | 39.3999 | 20.9893 | 0.30875 | 0.01068 | 0.00311 | 40.3532 | 21.4894 | 0.30083 | 0.01043 | 0.00293 | 38.7883 | 21.9998 | 0.29661 | 0.01022 | 0.00291 | 40.4689 | 21.4594 | 0.33127 | 0.01147 | 0.00309 | 42.581 | 23.6707 | 0.33541 | 0.0113 | 0.00335 | 41.6921 | 26.0619 | 0.31274 | 0.01037 | 0.00325 | 40.8998 | 27.8033 | 0.31896 | 0.01043 | 0.00315 | 42.4422 | 30.4736 | 0.31495 | 0.01007 | 0.00297 | 41.4363 | 30.8047 | 0.31578 | 0.01004 | 0.00311 | 49.738 | 30.644 | 0.39679 | 0.01411 | 0.00349 | 45.4619 | 36.3372 | 0.34987 | 0.01213 | 0.00318 | 45.6929 | 36.2475 | 0.35078 | 0.01222 | 0.0033 | 48.0822 | 37.288 | 0.37446 | 0.01306 | 0.00329 | 47.8515 | 38.5385 | 0.36721 | 0.01274 | 0.00325 | 47.406 | 42.8318 | 0.36645 | 0.01248 | 0.00327 | 46.7997 | 47.143 | 0.33196 | 0.01128 | 0.00299 | 46.2086 | 47.4432 | 0.33097 | 0.01122 | 0.00299
44.6429 | 0.0078711 | 5.74 | 0.27664 | 0.41967 | 54.6177 | 0.0067767 | 16.37 | 0.75574 | 0.86621 | 49.7347 | 0.0072641 | 20.88 | 0.86363 | 0.92748 | 49.7347 | 0.029152 | 5.2 | 0.21497 | 0.22114 | 44.9663 | 0.031423 | 5.8 | 0.2213 | 0.21869 | 49.886 | 0.065647 | 5.4 | 0.21698 | 0.15213 | 44.9416 | 0.19218 | 2.38 | 0.09729 | 0.05668 | 45.4174 | 0.19068 | 2.67 | 0.11095 | 0.06068 | 41.6667 | 0.29512 | 1.74 | 0.07175 | 0.03783 | 42.848 | 0.40056 | 1.54 | 0.06239 | 0.03062 | 43.3333 | 0.39716 | 1.68 | 0.06693 | 0.03234 | 43.7637 | 0.51361 | 1.4 | 0.05447 | 0.02598 | 47.0616 | 0.4864 | 1.69 | 0.07169 | 0.03016 | 50.0028 | 0.46479 | 1.98 | 0.08611 | 0.03429 | 52.6371 | 0.56632 | 1.82 | 0.07831 | 0.03049 | 50.02 | 0.72259 | 1.43 | 0.06143 | 0.0235 | 52.3959 | 0.69798 | 1.63 | 0.06878 | 0.02597 | 50.0205 | 0.72259 | 1.57 | 0.06645 | 0.02471 | 50.0313 | 1.0334 | 1.21 | 0.04965 | 0.01833 | 48.1803 | 1.3005 | 1.07 | 0.04219 | 0.01529 | 50.0411 | 1.4276 | 1.04 | 0.04017 | 0.01463 | 48.3158 | 1.4656 | 1.02 | 0.03918 | 0.01414 | 46.9161 | 1.9788 | 0.82373 | 0.03065 | 0.01099 | 45.7548 | 2.2479 | 0.77622 | 0.02808 | 0.01002 | 45.9882 | 2.2399 | 0.82739 | 0.02923 | 0.01039 | 47.2642 | 2.526 | 0.74192 | 0.02609 | 0.00937 | 45.0428 | 2.612 | 0.76342 | 0.02616 | 0.00926 | 45.0417 | 3.0792 | 0.64493 | 0.02211 | 0.00793 | 45.5011 | 3.0582 | 0.72094 | 0.02614 | 0.00846 | 46.9209 | 2.9932 | 0.82616 | 0.03186 | 0.00924 | 46.9258 | 3.5654 | 0.69828 | 0.02681 | 0.0079 | 45.0496 | 3.6675 | 0.68171 | 0.02609 | 0.00764 | 49.0735 | 3.7775 | 0.73274 | 0.02855 | 0.008 | 48.1315 | 4.1647 | 0.6692 | 0.02594 | 0.00731 | 49.1642 | 4.7339 | 0.65086 | 0.02505 | 0.00693 | 47.467 | 5.6063 | 0.55843 | 0.02126 | 0.00606 | 46.9278 | 5.6503 | 0.60545 | 0.02271 | 0.0063 | 47.672 | 5.9524 | 0.57388 | 0.02156 | 0.00594 | 46.205 | 6.0775 | 0.56422 | 0.02113 | 0.00581 | 46.9271 | 6.4346 | 0.53362 | 0.01996 | 0.00551 | 46.4784 | 6.4767 | 0.57514 | 0.0211 | 0.00572 | 46.479 | 7.272 | 0.51595 | 0.01886 | 0.00522 | 48.6638 | 7.0529 | 0.56942 | 0.02047 | 0.0056 | 45.778 | 8.2415 | 0.53087 | 0.01847 | 0.00507 | 44.3498 | 8.8877 | 0.46282 | 0.01637 | 0.0046 | 46.3444 | 8.6356 | 0.50705 | 0.01763 | 0.0049 | 44.9179 | 9.4209 | 0.43985 | 0.01549 | 0.0044 | 44.6902 | 9.4519 | 0.47012 | 0.0162 | 0.00455 | 43.6498 | 9.597 | 0.46479 | 0.01598 | 0.00449 | 42.1794 | 11.3048 | 0.39925 | 0.01361 | 0.00392 | 41.7107 | 12.0051 | 0.38052 | 0.01288 | 0.00382 | 41.7066 | 12.0051 | 0.40589 | 0.01344 | 0.00396 | 43.0543 | 12.2252 | 0.39949 | 0.01322 | 0.00396 | 43.5223 | 12.8154 | 0.37892 | 0.01259 | 0.00371 | 42.0934 | 16.1769 | 0.34703 | 0.01209 | 0.00339 | 41.3204 | 16.3571 | 0.34441 | 0.01197 | 0.00337 | 43.3398 | 19.8385 | 0.35198 | 0.01232 | 0.00334 | 44.3885 | 20.3086 | 0.34305 | 0.01203 | 0.00317 | 42.6671 | 20.799 | 0.33786 | 0.01178 | 0.00313 | 44.1478 | 20.3787 | 0.37346 | 0.01294 | 0.00332 | 46.1294 | 22.5899 | 0.37356 | 0.01253 | 0.00354 | 45.1665 | 24.8911 | 0.34736 | 0.01148 | 0.00342 | 44.0459 | 26.6625 | 0.35136 | 0.0114 | 0.00331 | 48.5054 | 28.2721 | 0.37506 | 0.0132 | 0.00326 | 47.3558 | 28.6231 | 0.3752 | 0.01311 | 0.00339 | 55.2645 | 28.9027 | 0.45607 | 0.01643 | 0.00377 | 50.5132 | 34.4357 | 0.39974 | 0.01405 | 0.00341 | 50.7699 | 34.456 | 0.4007 | 0.01412 | 0.00352 | 52.8905 | 35.5266 | 0.42293 | 0.01476 | 0.00351 | 52.6366 | 36.797 | 0.41405 | 0.01437 | 0.00346 | 51.7157 | 41.0602 | 0.40852 | 0.01383 | 0.00345 | 51.0543 | 45.1213 | 0.37021 | 0.01252 | 0.00314 | 50.4094 | 45.4115 | 0.36897 | 0.01245 | 0.00314
49.6032 | 0.0072778 | 6.9 | 0.33558 | 0.49991 | 59.5829 | 0.0063545 | 19.05 | 0.8619 | 1 | 53.0504 | 0.0069249 | 23.36 | 0.9446 | 1.03 | 53.0504 | 0.027791 | 5.82 | 0.23515 | 0.24617 | 49.9625 | 0.029052 | 6.96 | 0.28028 | 0.26043 | 53.4493 | 0.062355 | 6.08 | 0.2395 | 0.17059 | 49.9351 | 0.17757 | 2.86 | 0.11923 | 0.06741 | 49.9591 | 0.17747 | 3.15 | 0.13079 | 0.07097 | 45.8333 | 0.27461 | 2.05 | 0.08454 | 0.04416 | 46.4186 | 0.37705 | 1.77 | 0.07048 | 0.03484 | 46.6667 | 0.37555 | 1.91 | 0.07463 | 0.03646 | 50.0156 | 0.46468 | 1.76 | 0.07508 | 0.03222 | 52.9443 | 0.44538 | 2.06 | 0.08992 | 0.0365 | 55.5586 | 0.42967 | 2.38 | 0.10303 | 0.04069 | 57.9008 | 0.52741 | 2.14 | 0.09097 | 0.03554 | 55.022 | 0.67296 | 1.68 | 0.07134 | 0.02737 | 57.1592 | 0.65406 | 1.89 | 0.07832 | 0.02985 | 54.5678 | 0.67707 | 1.83 | 0.07566 | 0.02839 | 54.2005 | 0.97408 | 1.39 | 0.05569 | 0.02077 | 51.8864 | 1.2325 | 1.21 | 0.04669 | 0.01708 | 53.6155 | 1.3565 | 1.17 | 0.04411 | 0.01624 | 51.767 | 1.3925 | 1.14 | 0.04301 | 0.01569 | 50.0438 | 1.8897 | 0.91494 | 0.03333 | 0.01207 | 48.6145 | 2.1498 | 0.85644 | 0.03035 | 0.01093 | 48.6934 | 2.1478 | 0.9078 | 0.03143 | 0.01128 | 50.0445 | 2.4229 | 0.81321 | 0.02803 | 0.01015 | 50.0475 | 2.4229 | 0.90368 | 0.03293 | 0.01073 | 50.0463 | 2.8621 | 0.76376 | 0.02786 | 0.0092 | 51.1887 | 2.8181 | 0.87118 | 0.03379 | 0.00998 | 52.1344 | 2.7821 | 0.97898 | 0.03859 | 0.01073 | 52.1398 | 3.3153 | 0.82656 | 0.03245 | 0.00915 | 50.0551 | 3.4104 | 0.80643 | 0.03157 | 0.00883 | 53.9808 | 3.5374 | 0.8534 | 0.03333 | 0.00913 | 52.9447 | 3.9005 | 0.77863 | 0.03027 | 0.00832 | 53.6337 | 4.4608 | 0.74683 | 0.02854 | 0.00779 | 51.7822 | 5.2861 | 0.63944 | 0.02419 | 0.00676 | 50.8384 | 5.3521 | 0.68565 | 0.02543 | 0.00696 | 51.6447 | 5.6403 | 0.65 | 0.02413 | 0.00658 | 50.0554 | 5.7603 | 0.63876 | 0.02365 | 0.00643 | 50.8376 | 6.0984 | 0.60402 | 0.02235 | 0.0061 | 50.0536 | 6.1625 | 0.64495 | 0.02333 | 0.00627 | 50.0543 | 6.9218 | 0.57811 | 0.02084 | 0.00571 | 52.1398 | 6.7357 | 0.6334 | 0.02241 | 0.0061 | 48.8299 | 7.8993 | 0.58553 | 0.02005 | 0.00547 | 47.5177 | 8.4955 | 0.51357 | 0.0179 | 0.00497 | 49.434 | 8.2764 | 0.55921 | 0.01914 | 0.00528 | 48.1263 | 9.0077 | 0.48772 | 0.01693 | 0.00475 | 47.6696 | 9.0637 | 0.51776 | 0.01757 | 0.00489 | 46.5598 | 9.2038 | 0.51171 | 0.01732 | 0.00482 | 44.9913 | 10.8446 | 0.43907 | 0.01475 | 0.0042 | 44.4914 | 11.5248 | 0.41802 | 0.01395 | 0.00408 | 46.92 | 11.1446 | 0.48217 | 0.01727 | 0.00446 | 48.4361 | 11.3447 | 0.47439 | 0.01697 | 0.00446 | 48.9625 | 11.9049 | 0.45034 | 0.01617 | 0.00418 | 46.7705 | 15.1563 | 0.40338 | 0.0145 | 0.00373 | 45.9116 | 15.3264 | 0.40012 | 0.01435 | 0.0037 | 47.2798 | 18.8179 | 0.39764 | 0.01393 | 0.00358 | 48.4238 | 19.268 | 0.38765 | 0.0136 | 0.00342 | 46.5459 | 19.7383 | 0.3814 | 0.01331 | 0.00337 | 47.8268 | 19.4181 | 0.41781 | 0.01439 | 0.00355 | 49.6778 | 21.6193 | 0.41348 | 0.01376 | 0.00374 | 48.6408 | 23.8404 | 0.38357 | 0.01258 | 0.0036 | 50.3382 | 24.6911 | 0.42011 | 0.015 | 0.00365 | 54.5686 | 26.4109 | 0.43964 | 0.01606 | 0.00356 | 53.2752 | 26.7718 | 0.43893 | 0.01593 | 0.0037 | 60.7909 | 27.3917 | 0.51877 | 0.01868 | 0.00406 | 55.5645 | 32.7644 | 0.45226 | 0.0159 | 0.00364 | 55.8469 | 32.8547 | 0.45313 | 0.01596 | 0.00376 | 57.6987 | 33.9553 | 0.47373 | 0.01643 | 0.00373 | 57.4218 | 35.2357 | 0.46305 | 0.01596 | 0.00367 | 56.0253 | 39.4588 | 0.45234 | 0.01516 | 0.00364 | 55.3088 | 43.2998 | 0.41012 | 0.01374 | 0.0033 | 54.6101 | 43.59 | 0.40862 | 0.01366 | 0.00329
54.5635 | 0.0067816 | 8.14 | 0.3942 | 0.58572 | 64.5482 | 0.0059914 | 21.89 | 0.96919 | 1.14 | 56.366 | 0.0066208 | 25.95 | 1.03 | 1.14 | 56.366 | 0.02656 | 6.46 | 0.25562 | 0.27227 | 56.2078 | 0.026621 | 8.54 | 0.36401 | 0.31668 | 57.0125 | 0.059444 | 6.81 | 0.26221 | 0.1899 | 54.9286 | 0.16527 | 3.37 | 0.14057 | 0.0789 | 54.5009 | 0.16627 | 3.66 | 0.15042 | 0.08193 | 50 | 0.2572 | 2.38 | 0.0972 | 0.05091 | 49.9893 | 0.35664 | 2.01 | 0.07861 | 0.0393 | 53.3333 | 0.33973 | 2.4 | 0.10279 | 0.0453 | 56.2676 | 0.42557 | 2.16 | 0.09415 | 0.03903 | 58.827 | 0.41176 | 2.48 | 0.10757 | 0.04335 | 61.1145 | 0.40026 | 2.8 | 0.11974 | 0.04755 | 63.1645 | 0.49429 | 2.49 | 0.10361 | 0.04092 | 60.024 | 0.63064 | 1.95 | 0.08124 | 0.03148 | 61.9225 | 0.61624 | 2.16 | 0.0879 | 0.03396 | 59.1151 | 0.63785 | 2.09 | 0.0849 | 0.03229 | 58.3698 | 0.92196 | 1.57 | 0.06178 | 0.02334 | 55.5926 | 1.1724 | 1.36 | 0.05123 | 0.01896 | 57.1898 | 1.2935 | 1.3 | 0.04808 | 0.01792 | 55.2181 | 1.3275 | 1.27 | 0.04688 | 0.0173 | 53.1715 | 1.8087 | 1.01 | 0.03605 | 0.01319 | 51.4742 | 2.0618 | 0.94021 | 0.03266 | 0.01188 | 54.1038 | 1.9878 | 1.08 | 0.03977 | 0.01315 | 55.605 | 2.2428 | 0.96454 | 0.03538 | 0.01181 | 56.3035 | 2.2228 | 1.09 | 0.04263 | 0.01271 | 56.3021 | 2.631 | 0.92448 | 0.03607 | 0.01089 | 56.8764 | 2.611 | 1.03 | 0.04097 | 0.01161 | 57.3478 | 2.596 | 1.14 | 0.04512 | 0.0123 | 57.3538 | 3.1022 | 0.96409 | 0.03791 | 0.01047 | 55.0606 | 3.1923 | 0.9401 | 0.03687 | 0.01009 | 58.8882 | 3.3313 | 0.98189 | 0.03804 | 0.01032 | 57.7578 | 3.6734 | 0.89515 | 0.03453 | 0.00939 | 58.1032 | 4.2236 | 0.84842 | 0.03201 | 0.00869 | 56.0974 | 5.007 | 0.72516 | 0.02711 | 0.00749 | 54.7491 | 5.09 | 0.77014 | 0.02814 | 0.00765 | 55.6174 | 5.3651 | 0.73017 | 0.02671 | 0.00724 | 53.9059 | 5.4792 | 0.71725 | 0.02617 | 0.00707 | 54.7482 | 5.8013 | 0.67816 | 0.02472 | 0.00671 | 53.6289 | 5.8833 | 0.71819 | 0.02557 | 0.00685 | 53.6297 | 6.6106 | 0.6433 | 0.02282 | 0.00623 | 55.6158 | 6.4516 | 0.70029 | 0.02436 | 0.00662 | 54.9337 | 7.3059 | 0.70165 | 0.02596 | 0.00632 | 50.6855 | 8.1413 | 0.5666 | 0.01943 | 0.00536 | 55.6132 | 7.6561 | 0.67003 | 0.02478 | 0.00608 | 51.3347 | 8.6355 | 0.53772 | 0.01837 | 0.00512 | 53.6282 | 8.3913 | 0.61891 | 0.0227 | 0.00561 | 52.3798 | 8.5224 | 0.61132 | 0.02237 | 0.00552 | 50.6153 | 10.0541 | 0.52352 | 0.01901 | 0.00478 | 50.0528 | 10.6844 | 0.4975 | 0.01795 | 0.00461 | 52.1333 | 10.4142 | 0.56408 | 0.02082 | 0.005 | 53.8178 | 10.6043 | 0.55482 | 0.02046 | 0.005 | 54.4028 | 11.1244 | 0.52701 | 0.0195 | 0.0047 | 51.4475 | 14.2758 | 0.46336 | 0.01682 | 0.00409 | 50.5027 | 14.4459 | 0.4594 | 0.01664 | 0.00406 | 51.2198 | 17.9174 | 0.44568 | 0.01551 | 0.00385 | 52.4591 | 18.3475 | 0.43456 | 0.01514 | 0.00368 | 50.4247 | 18.7977 | 0.42719 | 0.01482 | 0.00362 | 51.5058 | 18.5576 | 0.46428 | 0.01584 | 0.0038 | 56.7746 | 19.9383 | 0.49846 | 0.01829 | 0.00418 | 55.5895 | 22.0192 | 0.46057 | 0.01666 | 0.00399 | 56.6305 | 23.04 | 0.49408 | 0.01831 | 0.00403 | 60.6318 | 24.8199 | 0.50856 | 0.0188 | 0.00389 | 59.1947 | 25.1908 | 0.50688 | 0.01862 | 0.00403 | 66.3174 | 26.0608 | 0.5848 | 0.0209 | 0.00437 | 60.6159 | 31.2733 | 0.50738 | 0.01772 | 0.00389 | 60.9239 | 31.4136 | 0.50804 | 0.01776 | 0.004 | 62.5069 | 32.5343 | 0.52681 | 0.01807 | 0.00397 | 62.2069 | 33.8247 | 0.51415 | 0.01753 | 0.0039 | 60.3349 | 38.0076 | 0.49789 | 0.01649 | 0.00383 | 59.5633 | 41.6585 | 0.45165 | 0.01495 | 0.00346 | 58.8109 | 41.9388 | 0.44988 | 0.01487 | 0.00346
59.5238 | 0.0063594 | 9.47 | 0.45316 | 0.67692 | 69.5134 | 0.0056752 | 24.9 | 1.08 | 1.29 | 59.6817 | 0.0063476 | 28.66 | 1.11 | 1.25 | 59.6817 | 0.02547 | 7.14 | 0.27639 | 0.2994 | 62.4532 | 0.02463 | 10.26 | 0.44333 | 0.37726 | 64.1391 | 0.054481 | 8.36 | 0.34485 | 0.23096 | 59.9221 | 0.15486 | 3.93 | 0.16167 | 0.09112 | 59.0426 | 0.15656 | 4.21 | 0.17 | 0.09353 | 54.1667 | 0.2423 | 2.73 | 0.10984 | 0.05804 | 57.1306 | 0.32263 | 2.53 | 0.10827 | 0.04888 | 60 | 0.31102 | 2.94 | 0.12889 | 0.05494 | 62.5195 | 0.39355 | 2.59 | 0.11262 | 0.04637 | 64.7097 | 0.38365 | 2.92 | 0.12501 | 0.05067 | 66.6704 | 0.37524 | 3.26 | 0.13641 | 0.05484 | 68.4283 | 0.46588 | 2.85 | 0.11629 | 0.04661 | 65.026 | 0.59433 | 2.24 | 0.09117 | 0.03583 | 66.6857 | 0.58332 | 2.46 | 0.09754 | 0.03829 | 63.6624 | 0.60373 | 2.38 | 0.09421 | 0.03639 | 62.5391 | 0.87604 | 1.77 | 0.06792 | 0.02603 | 59.2988 | 1.1184 | 1.51 | 0.0558 | 0.02092 | 60.7642 | 1.2365 | 1.44 | 0.0521 | 0.01968 | 58.6692 | 1.2685 | 1.41 | 0.05079 | 0.01898 | 56.2993 | 1.7357 | 1.11 | 0.03878 | 0.01435 | 57.1935 | 1.9077 | 1.12 | 0.04136 | 0.01387 | 60.8667 | 1.8227 | 1.31 | 0.05168 | 0.01567 | 62.5556 | 2.0587 | 1.17 | 0.0459 | 0.01403 | 62.5594 | 2.0588 | 1.3 | 0.05177 | 0.01482 | 62.5579 | 2.4369 | 1.1 | 0.04379 | 0.0127 | 62.564 | 2.4359 | 1.21 | 0.04796 | 0.01335 | 62.5613 | 2.4359 | 1.32 | 0.05159 | 0.01398 | 62.5678 | 2.9131 | 1.11 | 0.0433 | 0.01187 | 60.0661 | 3.0002 | 1.08 | 0.0421 | 0.01143 | 63.7955 | 3.1472 | 1.12 | 0.04271 | 0.01158 | 62.571 | 3.4763 | 1.02 | 0.03876 | 0.01052 | 62.5726 | 4.0145 | 0.95552 | 0.03547 | 0.00963 | 60.4125 | 4.7608 | 0.81549 | 0.03002 | 0.00827 | 58.6597 | 4.8569 | 0.85883 | 0.03085 | 0.00838 | 59.59 | 5.121 | 0.8143 | 0.02928 | 0.00794 | 57.7563 | 5.23 | 0.79963 | 0.02869 | 0.00774 | 58.6588 | 5.5372 | 0.75596 | 0.0271 | 0.00735 | 57.2041 | 5.6322 | 0.7948 | 0.02781 | 0.00745 | 57.205 | 6.3305 | 0.71147 | 0.02481 | 0.00676 | 62.5678 | 5.9613 | 0.84254 | 0.03166 | 0.00772 | 61.0374 | 6.8107 | 0.8267 | 0.03146 | 0.00722 | 57.0212 | 7.53 | 0.67927 | 0.02518 | 0.00619 | 61.7925 | 7.1368 | 0.78937 | 0.03003 | 0.00695 | 57.7515 | 7.9911 | 0.64391 | 0.02378 | 0.0059 | 59.5869 | 7.827 | 0.72776 | 0.02747 | 0.00638 | 58.1998 | 7.9501 | 0.71849 | 0.02706 | 0.00627 | 56.2392 | 9.3897 | 0.6143 | 0.02298 | 0.00541 | 55.6143 | 9.985 | 0.58289 | 0.02166 | 0.00519 | 57.3466 | 9.7879 | 0.65146 | 0.02425 | 0.00557 | 59.1996 | 9.9679 | 0.64063 | 0.02382 | 0.00557 | 59.8431 | 10.4641 | 0.60877 | 0.0227 | 0.00524 | 56.1246 | 13.5054 | 0.52689 | 0.01909 | 0.00448 | 55.0939 | 13.6655 | 0.52219 | 0.01888 | 0.00444 | 55.1598 | 17.1069 | 0.49607 | 0.01709 | 0.00412 | 56.4944 | 17.527 | 0.48376 | 0.01668 | 0.00395 | 54.3036 | 17.9572 | 0.4752 | 0.01631 | 0.00389 | 58.8638 | 17.0768 | 0.5634 | 0.02118 | 0.00433 | 63.8715 | 18.5474 | 0.5902 | 0.02245 | 0.00466 | 62.5382 | 20.5083 | 0.54359 | 0.0204 | 0.00441 | 62.9228 | 21.6291 | 0.5731 | 0.02147 | 0.00442 | 66.695 | 23.4391 | 0.5817 | 0.02148 | 0.00424 | 65.1142 | 23.8099 | 0.57892 | 0.02124 | 0.00438 | 71.8438 | 24.8801 | 0.65408 | 0.0231 | 0.00469 | 65.6672 | 29.9324 | 0.56504 | 0.01952 | 0.00415 | 66.0009 | 30.1227 | 0.56539 | 0.01954 | 0.00426 | 67.3151 | 31.2634 | 0.58212 | 0.0197 | 0.00422 | 66.9921 | 32.5437 | 0.56732 | 0.01909 | 0.00413 | 64.6446 | 36.6765 | 0.54513 | 0.0178 | 0.00403 | 63.8178 | 40.1574 | 0.49479 | 0.01616 | 0.00364 | 63.0117 | 40.4277 | 0.49273 | 0.01606 | 0.00363
64.4841 | 0.0059962 | 10.88 | 0.51281 | 0.7733 | 74.4786 | 0.0053971 | 28.07 | 1.19 | 1.45 | 66.313 | 0.0058744 | 34.42 | 1.4 | 1.49 | 66.313 | 0.023559 | 8.57 | 0.34939 | 0.35674 | 68.6985 | 0.022959 | 12.11 | 0.52083 | 0.44196 | 71.2657 | 0.050429 | 10.04 | 0.42224 | 0.27516 | 64.9156 | 0.14586 | 4.51 | 0.1827 | 0.10405 | 63.5843 | 0.14816 | 4.79 | 0.18964 | 0.10575 | 58.3333 | 0.22919 | 3.1 | 0.12251 | 0.06557 | 64.2719 | 0.29551 | 3.1 | 0.13575 | 0.05931 | 66.6667 | 0.28761 | 3.53 | 0.15417 | 0.06533 | 68.7715 | 0.36674 | 3.05 | 0.13087 | 0.05423 | 70.5924 | 0.35974 | 3.39 | 0.1424 | 0.05846 | 72.2262 | 0.35373 | 3.74 | 0.15313 | 0.06255 | 73.692 | 0.44107 | 3.24 | 0.12906 | 0.05259 | 70.028 | 0.56261 | 2.55 | 0.10117 | 0.04041 | 71.449 | 0.55441 | 2.77 | 0.10726 | 0.04283 | 68.2097 | 0.57362 | 2.68 | 0.10361 | 0.0407 | 66.7084 | 0.83532 | 1.98 | 0.07411 | 0.02885 | 63.005 | 1.0714 | 1.67 | 0.06042 | 0.02295 | 64.3386 | 1.1854 | 1.59 | 0.05616 | 0.0215 | 62.1204 | 1.2165 | 1.55 | 0.05474 | 0.02074 | 62.5547 | 1.6096 | 1.32 | 0.0491 | 0.01681 | 64.3427 | 1.7507 | 1.36 | 0.05379 | 0.01656 | 67.6297 | 1.6876 | 1.56 | 0.0629 | 0.01839 | 69.5062 | 1.9067 | 1.39 | 0.0558 | 0.01641 | 68.8154 | 1.9207 | 1.52 | 0.06067 | 0.01709 | 68.8137 | 2.2738 | 1.29 | 0.0513 | 0.01464 | 68.2516 | 2.2869 | 1.4 | 0.05486 | 0.0152 | 67.7747 | 2.2989 | 1.5 | 0.05804 | 0.01574 | 67.7818 | 2.749 | 1.27 | 0.04868 | 0.01334 | 65.0716 | 2.8311 | 1.23 | 0.04731 | 0.01284 | 68.7029 | 2.9831 | 1.26 | 0.04739 | 0.0129 | 67.3841 | 3.2972 | 1.15 | 0.04298 | 0.0117 | 67.0421 | 3.8294 | 1.07 | 0.03893 | 0.01061 | 64.7277 | 4.5427 | 0.91032 | 0.03293 | 0.00908 | 62.5704 | 4.6488 | 0.95164 | 0.03358 | 0.00913 | 63.5627 | 4.9019 | 0.90232 | 0.03186 | 0.00867 | 61.6067 | 5.0069 | 0.88581 | 0.03122 | 0.00845 | 62.5694 | 5.301 | 0.83736 | 0.02949 | 0.00801 | 64.3547 | 5.201 | 0.95779 | 0.03619 | 0.00873 | 64.3556 | 5.8493 | 0.85643 | 0.03225 | 0.0079 | 69.5198 | 5.5531 | 0.99585 | 0.03843 | 0.0089 | 67.1411 | 6.3905 | 0.9604 | 0.03676 | 0.00819 | 63.3569 | 7.0187 | 0.80061 | 0.03052 | 0.00708 | 67.9717 | 6.6976 | 0.91696 | 0.03508 | 0.00787 | 64.1684 | 7.4518 | 0.75823 | 0.0288 | 0.00673 | 65.5456 | 7.3478 | 0.84408 | 0.03206 | 0.0072 | 64.0197 | 7.4639 | 0.83301 | 0.03158 | 0.00707 | 61.8631 | 8.8204 | 0.71123 | 0.02679 | 0.00607 | 61.1757 | 9.3836 | 0.67403 | 0.02524 | 0.00581 | 62.56 | 9.2476 | 0.74418 | 0.0276 | 0.00618 | 64.5814 | 9.4186 | 0.73167 | 0.02711 | 0.00617 | 65.2834 | 9.8868 | 0.69551 | 0.02583 | 0.00582 | 60.8016 | 12.835 | 0.59387 | 0.02133 | 0.00489 | 59.685 | 12.9851 | 0.58839 | 0.0211 | 0.00484 | 63.0398 | 15.7361 | 0.60361 | 0.0229 | 0.00471 | 64.5651 | 16.1162 | 0.58875 | 0.02236 | 0.00454 | 62.0612 | 16.5264 | 0.57763 | 0.02184 | 0.00445 | 66.2218 | 15.8561 | 0.6706 | 0.02607 | 0.00491 | 70.9683 | 17.3768 | 0.68846 | 0.02642 | 0.00517 | 69.4869 | 19.2276 | 0.63245 | 0.02399 | 0.00487 | 69.215 | 20.4183 | 0.65704 | 0.02455 | 0.00485 | 72.7581 | 22.2485 | 0.65895 | 0.02411 | 0.00461 | 71.0337 | 22.6091 | 0.65495 | 0.02382 | 0.00475 | 77.3703 | 23.8194 | 0.72654 | 0.02528 | 0.00503 | 70.7185 | 28.7316 | 0.62519 | 0.0213 | 0.00442 | 71.0779 | 28.9518 | 0.62513 | 0.0213 | 0.00452 | 72.1234 | 30.1026 | 0.63962 | 0.02133 | 0.00447 | 71.7772 | 31.3829 | 0.62253 | 0.02063 | 0.00438 | 68.9542 | 35.4656 | 0.59405 | 0.0191 | 0.00424 | 68.0724 | 38.7765 | 0.53949 | 0.01736 | 0.00382 | 67.2125 | 39.0467 | 0.53713 | 0.01725 | 0.00381
69.4444 | 0.0056791 | 12.38 | 0.57336 | 0.87471 | 79.4439 | 0.005151 | 31.4 | 1.3 | 1.61 | 74.6021 | 0.0053902 | 42.23 | 1.82 | 1.81 | 74.6021 | 0.021618 | 10.52 | 0.4528 | 0.43387 | 74.9438 | 0.021548 | 14.09 | 0.59765 | 0.51064 | 78.3922 | 0.047038 | 11.84 | 0.4973 | 0.32235 | 69.9091 | 0.13805 | 5.13 | 0.20379 | 0.11766 | 72.6678 | 0.13425 | 6.04 | 0.26102 | 0.13197 | 66.6667 | 0.20748 | 3.91 | 0.16866 | 0.08172 | 71.4133 | 0.2733 | 3.72 | 0.16236 | 0.07055 | 73.3333 | 0.268 | 4.17 | 0.17914 | 0.07644 | 75.0234 | 0.34403 | 3.55 | 0.14905 | 0.06257 | 76.4751 | 0.33923 | 3.9 | 0.15983 | 0.06668 | 77.7821 | 0.33513 | 4.25 | 0.16994 | 0.07066 | 78.9557 | 0.41926 | 3.65 | 0.14192 | 0.05887 | 75.03 | 0.5348 | 2.87 | 0.11125 | 0.04521 | 76.2123 | 0.5287 | 3.09 | 0.11707 | 0.04758 | 72.757 | 0.54701 | 2.99 | 0.11308 | 0.0452 | 70.8776 | 0.7989 | 2.19 | 0.08037 | 0.03179 | 66.7111 | 1.0274 | 1.84 | 0.06509 | 0.02507 | 71.4873 | 1.0974 | 1.9 | 0.07144 | 0.02535 | 69.0226 | 1.1264 | 1.85 | 0.06963 | 0.02443 | 70.3741 | 1.4795 | 1.61 | 0.06379 | 0.0201 | 71.4919 | 1.6206 | 1.62 | 0.06547 | 0.01945 | 74.3927 | 1.5746 | 1.83 | 0.07379 | 0.02128 | 76.4569 | 1.7796 | 1.63 | 0.06542 | 0.01896 | 75.0713 | 1.8036 | 1.76 | 0.06945 | 0.01948 | 75.0694 | 2.1348 | 1.49 | 0.05871 | 0.0167 | 73.9393 | 2.1588 | 1.59 | 0.06174 | 0.01715 | 72.9881 | 2.1788 | 1.7 | 0.06449 | 0.0176 | 72.9957 | 2.606 | 1.43 | 0.05406 | 0.0149 | 70.0771 | 2.684 | 1.39 | 0.05253 | 0.01432 | 73.6102 | 2.839 | 1.41 | 0.0521 | 0.01428 | 72.1973 | 3.1382 | 1.29 | 0.04723 | 0.01293 | 71.5116 | 3.6604 | 1.19 | 0.04241 | 0.01164 | 69.0429 | 4.3476 | 1.01 | 0.03585 | 0.00992 | 70.3917 | 4.2906 | 1.15 | 0.04377 | 0.01073 | 71.508 | 4.5267 | 1.09 | 0.04152 | 0.0102 | 69.3075 | 4.6227 | 1.07 | 0.04067 | 0.00993 | 70.3906 | 4.8948 | 1.01 | 0.03841 | 0.00942 | 71.5052 | 4.8438 | 1.13 | 0.04398 | 0.0101 | 71.5062 | 5.449 | 1.01 | 0.03916 | 0.00911 | 76.4717 | 5.2089 | 1.16 | 0.04496 | 0.01015 | 73.2449 | 6.0303 | 1.1 | 0.04195 | 0.0092 | 69.6926 | 6.5865 | 0.93035 | 0.03566 | 0.00803 | 74.151 | 6.3194 | 1.05 | 0.04003 | 0.00884 | 70.5852 | 6.9946 | 0.88041 | 0.03363 | 0.00762 | 71.5043 | 6.9346 | 0.96765 | 0.03656 | 0.00806 | 69.8397 | 7.0446 | 0.95466 | 0.03601 | 0.00791 | 67.487 | 8.3302 | 0.81413 | 0.03053 | 0.00677 | 66.7371 | 8.8644 | 0.77075 | 0.02874 | 0.00646 | 67.7733 | 8.7753 | 0.8421 | 0.03091 | 0.00682 | 69.9632 | 8.9384 | 0.8278 | 0.03036 | 0.00681 | 70.7237 | 9.3845 | 0.78708 | 0.02893 | 0.00643 | 65.4787 | 12.2347 | 0.66425 | 0.02356 | 0.00532 | 64.2762 | 12.3848 | 0.65793 | 0.0233 | 0.00526 | 70.9198 | 14.6055 | 0.72001 | 0.02824 | 0.00535 | 72.6357 | 14.9556 | 0.7024 | 0.02757 | 0.00518 | 69.8189 | 15.3358 | 0.68847 | 0.02691 | 0.00506 | 73.5797 | 14.8355 | 0.78563 | 0.03075 | 0.00553 | 78.0651 | 16.3762 | 0.79304 | 0.03031 | 0.00571 | 76.4356 | 18.127 | 0.72697 | 0.02748 | 0.00535 | 75.5073 | 19.3677 | 0.74577 | 0.02759 | 0.0053 | 78.8213 | 21.1879 | 0.74021 | 0.02673 | 0.005 | 76.9531 | 21.5485 | 0.73487 | 0.02638 | 0.00514 | 82.8967 | 22.8789 | 0.80211 | 0.02746 | 0.00538 | 75.7698 | 27.6509 | 0.68777 | 0.02308 | 0.00469 | 76.1549 | 27.8811 | 0.68722 | 0.02305 | 0.0048 | 76.9316 | 29.0519 | 0.69927 | 0.02295 | 0.00474 | 76.5624 | 30.3222 | 0.67972 | 0.02217 | 0.00463 | 73.2639 | 34.3448 | 0.6446 | 0.02041 | 0.00445 | 72.3269 | 37.5256 | 0.58574 | 0.01856 | 0.00401 | 71.4133 | 37.7858 | 0.58305 | 0.01844 | 0.00399
79.3651 | 0.0051538 | 15.61 | 0.76701 | 1.09 | 84.4091 | 0.0049299 | 34.88 | 1.41 | 1.78 | 82.8912 | 0.004995 | 50.7 | 2.21 | 2.16 | 82.8912 | 0.020027 | 12.63 | 0.55078 | 0.51679 | 81.1891 | 0.020338 | 16.19 | 0.67439 | 0.58311 | 85.5188 | 0.044177 | 13.78 | 0.5713 | 0.37239 | 79.8961 | 0.12515 | 6.47 | 0.28031 | 0.14685 | 81.7513 | 0.12315 | 7.41 | 0.32703 | 0.16046 | 75 | 0.19027 | 4.8 | 0.21136 | 0.09928 | 78.5546 | 0.25479 | 4.39 | 0.18863 | 0.08257 | 80 | 0.25139 | 4.85 | 0.20404 | 0.08824 | 81.2754 | 0.32452 | 4.08 | 0.16728 | 0.07139 | 82.3578 | 0.32142 | 4.43 | 0.17736 | 0.07534 | 83.338 | 0.31862 | 4.79 | 0.18687 | 0.07916 | 84.2194 | 0.40005 | 4.08 | 0.15489 | 0.06543 | 80.032 | 0.51019 | 3.21 | 0.12142 | 0.05023 | 80.9755 | 0.50579 | 3.44 | 0.12697 | 0.05252 | 77.3044 | 0.5232 | 3.32 | 0.12265 | 0.04989 | 75.0469 | 0.76609 | 2.42 | 0.08669 | 0.03485 | 74.1235 | 0.95294 | 2.2 | 0.08262 | 0.02953 | 80.4232 | 1.0074 | 2.32 | 0.09318 | 0.03053 | 77.6505 | 1.0334 | 2.26 | 0.09081 | 0.02941 | 78.1934 | 1.3735 | 1.92 | 0.07756 | 0.02363 | 78.6411 | 1.5125 | 1.9 | 0.07682 | 0.02253 | 81.1557 | 1.4785 | 2.12 | 0.08453 | 0.02436 | 83.4075 | 1.6716 | 1.89 | 0.07491 | 0.02166 | 81.3273 | 1.7026 | 2.01 | 0.07819 | 0.02202 | 81.3252 | 2.0157 | 1.7 | 0.06609 | 0.01887 | 79.6269 | 2.0457 | 1.8 | 0.06863 | 0.0192 | 78.2016 | 2.0728 | 1.91 | 0.07097 | 0.01954 | 78.2097 | 2.4799 | 1.6 | 0.05947 | 0.01652 | 75.0826 | 2.5539 | 1.56 | 0.05778 | 0.01587 | 78.5176 | 2.711 | 1.57 | 0.05683 | 0.01572 | 77.0105 | 2.9971 | 1.43 | 0.0515 | 0.01422 | 80.4505 | 3.3662 | 1.44 | 0.05546 | 0.01381 | 77.6733 | 4.0125 | 1.22 | 0.04676 | 0.0117 | 78.213 | 3.9925 | 1.36 | 0.05323 | 0.01245 | 79.4534 | 4.2155 | 1.29 | 0.05048 | 0.01185 | 77.0084 | 4.3056 | 1.27 | 0.04944 | 0.01152 | 78.2118 | 4.5587 | 1.2 | 0.04669 | 0.01093 | 78.6557 | 4.5417 | 1.32 | 0.05147 | 0.01155 | 78.6568 | 5.1119 | 1.18 | 0.04581 | 0.0104 | 83.4237 | 4.9138 | 1.33 | 0.05134 | 0.01147 | 79.3486 | 5.7161 | 1.25 | 0.04708 | 0.01027 | 76.0283 | 6.2143 | 1.07 | 0.0407 | 0.00903 | 80.3302 | 5.9902 | 1.2 | 0.04493 | 0.00987 | 77.0021 | 6.6014 | 1.01 | 0.03837 | 0.00856 | 77.463 | 6.5754 | 1.1 | 0.04101 | 0.00897 | 75.6597 | 6.6795 | 1.08 | 0.04038 | 0.0088 | 73.1109 | 7.902 | 0.92285 | 0.03422 | 0.00751 | 72.2985 | 8.4111 | 0.8729 | 0.03221 | 0.00714 | 72.9866 | 8.3581 | 0.9451 | 0.03421 | 0.00749 | 75.345 | 8.5152 | 0.92891 | 0.03359 | 0.00748 | 76.1639 | 8.9413 | 0.88337 | 0.03201 | 0.00707 | 74.8328 | 11.2242 | 0.81475 | 0.0318 | 0.00623 | 73.4585 | 11.3642 | 0.80665 | 0.03143 | 0.00615 | 78.7997 | 13.655 | 0.84495 | 0.03334 | 0.00604 | 80.7063 | 13.9851 | 0.82438 | 0.03255 | 0.00586 | 77.5765 | 14.3453 | 0.80742 | 0.03177 | 0.00571 | 80.9377 | 13.9651 | 0.90822 | 0.03533 | 0.00618 | 85.1619 | 15.5057 | 0.90376 | 0.03414 | 0.00629 | 83.3843 | 17.1764 | 0.82696 | 0.03093 | 0.00587 | 81.7996 | 18.4372 | 0.83915 | 0.03061 | 0.00577 | 84.8845 | 20.2574 | 0.82537 | 0.02933 | 0.00541 | 82.8726 | 20.608 | 0.81858 | 0.02894 | 0.00554 | 88.4232 | 22.0184 | 0.88071 | 0.02964 | 0.00575 | 80.8211 | 26.6603 | 0.75274 | 0.02485 | 0.00498 | 81.2319 | 26.9105 | 0.75162 | 0.0248 | 0.00509 | 81.7398 | 28.0912 | 0.76103 | 0.02456 | 0.00501 | 81.3475 | 29.3416 | 0.73886 | 0.02371 | 0.00489 | 77.5735 | 33.3041 | 0.69675 | 0.02171 | 0.00467 | 76.5814 | 36.3648 | 0.63349 | 0.01976 | 0.0042 | 75.614 | 36.615 | 0.63048 | 0.01963 | 0.00418
89.2857 | 0.0047357 | 19.14 | 0.95178 | 1.33 | 89.3744 | 0.0047328 | 38.52 | 1.53 | 1.96 | 91.1804 | 0.0046658 | 59.81 | 2.59 | 2.53 | 91.1804 | 0.018707 | 14.91 | 0.64642 | 0.60518 | 87.4344 | 0.019277 | 18.41 | 0.75138 | 0.65925 | 92.6454 | 0.041705 | 15.83 | 0.64491 | 0.42516 | 89.8832 | 0.11494 | 7.94 | 0.351 | 0.17855 | 90.8348 | 0.11404 | 8.9 | 0.39082 | 0.19109 | 83.3333 | 0.17617 | 5.76 | 0.25266 | 0.11818 | 85.6959 | 0.23909 | 5.1 | 0.2148 | 0.09533 | 86.6667 | 0.23719 | 5.57 | 0.22898 | 0.10071 | 87.5274 | 0.30751 | 4.63 | 0.18559 | 0.08066 | 88.2405 | 0.30571 | 5 | 0.195 | 0.0844 | 88.8938 | 0.30411 | 5.36 | 0.20393 | 0.08804 | 89.4831 | 0.38284 | 4.53 | 0.16797 | 0.07226 | 85.034 | 0.48808 | 3.56 | 0.13168 | 0.05545 | 85.7388 | 0.48518 | 3.79 | 0.13696 | 0.05766 | 81.8517 | 0.50189 | 3.67 | 0.13231 | 0.05477 | 83.3854 | 0.70956 | 2.9 | 0.1104 | 0.0413 | 83.3889 | 0.8762 | 2.68 | 0.10752 | 0.03552 | 89.3591 | 0.93343 | 2.77 | 0.11355 | 0.0361 | 86.2783 | 0.95724 | 2.7 | 0.11067 | 0.03477 | 86.0128 | 1.2834 | 2.25 | 0.0909 | 0.02739 | 85.7903 | 1.4205 | 2.2 | 0.088 | 0.0258 | 87.9186 | 1.3955 | 2.43 | 0.09521 | 0.0276 | 90.3581 | 1.5785 | 2.16 | 0.08434 | 0.02451 | 87.5832 | 1.6146 | 2.28 | 0.08692 | 0.02468 | 87.581 | 1.9117 | 1.92 | 0.07347 | 0.02115 | 85.3145 | 1.9477 | 2.02 | 0.07553 | 0.02134 | 83.415 | 1.9787 | 2.13 | 0.07748 | 0.02157 | 83.4237 | 2.3679 | 1.79 | 0.0649 | 0.01822 | 80.0881 | 2.4379 | 1.74 | 0.06305 | 0.01749 | 88.3323 | 2.4929 | 1.91 | 0.07455 | 0.01877 | 86.6368 | 2.756 | 1.74 | 0.06751 | 0.01695 | 89.3895 | 3.1241 | 1.71 | 0.06761 | 0.01614 | 86.3036 | 3.7253 | 1.45 | 0.05692 | 0.01362 | 86.0343 | 3.7333 | 1.59 | 0.06236 | 0.01427 | 87.3987 | 3.9464 | 1.51 | 0.05912 | 0.01359 | 84.7092 | 4.0335 | 1.48 | 0.05788 | 0.0132 | 86.0329 | 4.2695 | 1.4 | 0.05467 | 0.01253 | 85.8062 | 4.2765 | 1.52 | 0.05882 | 0.01308 | 85.8074 | 4.8227 | 1.36 | 0.05231 | 0.01176 | 90.3757 | 4.6567 | 1.52 | 0.05766 | 0.01285 | 85.4523 | 5.441 | 1.41 | 0.05218 | 0.01139 | 82.364 | 5.8912 | 1.21 | 0.04567 | 0.01008 | 86.5095 | 5.7021 | 1.35 | 0.04979 | 0.01094 | 83.4189 | 6.2592 | 1.15 | 0.04304 | 0.00954 | 83.4217 | 6.2592 | 1.24 | 0.04543 | 0.00993 | 81.4797 | 6.3583 | 1.22 | 0.04474 | 0.00973 | 78.7348 | 7.5248 | 1.04 | 0.03789 | 0.00829 | 77.86 | 8.0109 | 0.98036 | 0.03565 | 0.00786 | 83.4133 | 7.6568 | 1.17 | 0.04636 | 0.00891 | 86.1085 | 7.8018 | 1.15 | 0.04552 | 0.0089 | 87.0445 | 8.1959 | 1.09 | 0.04336 | 0.00842 | 84.1869 | 10.4037 | 0.97798 | 0.03934 | 0.00722 | 82.6408 | 10.5338 | 0.96793 | 0.03888 | 0.00712 | 86.6797 | 12.8546 | 0.97813 | 0.03832 | 0.00677 | 88.777 | 13.1647 | 0.95441 | 0.03742 | 0.00659 | 85.3342 | 13.4948 | 0.93422 | 0.03651 | 0.00641 | 88.2957 | 13.2047 | 1.04 | 0.03985 | 0.00688 | 92.2588 | 14.7453 | 1.02 | 0.03794 | 0.0069 | 90.333 | 16.336 | 0.93228 | 0.03435 | 0.00641 | 88.0919 | 17.6167 | 0.93705 | 0.03362 | 0.00626 | 90.9477 | 19.4169 | 0.91433 | 0.03193 | 0.00583 | 88.7921 | 19.7675 | 0.90599 | 0.03148 | 0.00597 | 93.9496 | 21.2379 | 0.96227 | 0.03183 | 0.00613 | 85.8725 | 25.7598 | 0.82004 | 0.02663 | 0.00528 | 86.3089 | 26.02 | 0.81828 | 0.02654 | 0.00539 | 86.548 | 27.2007 | 0.82484 | 0.02618 | 0.00529 | 86.1326 | 28.451 | 0.79991 | 0.02524 | 0.00515 | 86.1928 | 31.4628 | 0.80575 | 0.02664 | 0.00513 | 85.0905 | 34.2935 | 0.73341 | 0.02431 | 0.0046 | 84.0156 | 34.5437 | 0.72969 | 0.02415 | 0.00458
99.2063 | 0.0043945 | 22.98 | 1.13 | 1.58 | 99.3049 | 0.0043916 | 46.22 | 1.92 | 2.33 | 99.4695 | 0.0043867 | 69.52 | 2.97 | 2.92 | 99.4695 | 0.017586 | 17.33 | 0.74111 | 0.69877 | 93.6797 | 0.018347 | 20.75 | 0.82882 | 0.7389 | 99.7719 | 0.039564 | 18 | 0.71848 | 0.48054 | 99.8702 | 0.10654 | 9.54 | 0.41927 | 0.21258 | 99.9182 | 0.10654 | 10.49 | 0.45365 | 0.22375 | 91.6667 | 0.16436 | 6.8 | 0.29337 | 0.13835 | 92.8372 | 0.22568 | 5.86 | 0.24101 | 0.1088 | 93.3333 | 0.22478 | 6.33 | 0.25404 | 0.11382 | 93.7793 | 0.2926 | 5.22 | 0.20402 | 0.09036 | 94.1232 | 0.29191 | 5.59 | 0.21277 | 0.09387 | 94.4497 | 0.29111 | 5.95 | 0.22113 | 0.09728 | 94.7468 | 0.36733 | 5 | 0.18117 | 0.07935 | 90.036 | 0.46837 | 3.93 | 0.14203 | 0.06089 | 95.2653 | 0.44976 | 4.55 | 0.17437 | 0.06851 | 90.9463 | 0.46497 | 4.4 | 0.16851 | 0.06506 | 93.8086 | 0.65183 | 3.54 | 0.14403 | 0.04998 | 92.6544 | 0.81328 | 3.2 | 0.13083 | 0.04195 | 98.295 | 0.8719 | 3.26 | 0.13328 | 0.04204 | 94.9061 | 0.89401 | 3.18 | 0.12992 | 0.04048 | 93.8321 | 1.2074 | 2.6 | 0.10402 | 0.03137 | 92.9395 | 1.3415 | 2.52 | 0.09912 | 0.02926 | 94.6816 | 1.3235 | 2.75 | 0.10589 | 0.03101 | 97.3087 | 1.4975 | 2.45 | 0.09376 | 0.02751 | 93.8391 | 1.5365 | 2.56 | 0.09568 | 0.02746 | 93.8368 | 1.8196 | 2.16 | 0.08087 | 0.02354 | 91.0022 | 1.8597 | 2.26 | 0.08247 | 0.02358 | 93.8419 | 1.8196 | 2.59 | 0.10185 | 0.02588 | 93.8517 | 2.1778 | 2.18 | 0.08523 | 0.02181 | 90.0991 | 2.2418 | 2.12 | 0.08279 | 0.02093 | 98.147 | 2.3138 | 2.28 | 0.09104 | 0.02205 | 96.2631 | 2.5579 | 2.07 | 0.0824 | 0.01988 | 98.3284 | 2.922 | 2 | 0.07935 | 0.01863 | 94.934 | 3.4842 | 1.69 | 0.06673 | 0.01565 | 93.8556 | 3.5122 | 1.83 | 0.07134 | 0.01621 | 95.344 | 3.7143 | 1.74 | 0.0676 | 0.01543 | 92.4101 | 3.7953 | 1.7 | 0.06617 | 0.01499 | 93.8541 | 4.0174 | 1.61 | 0.06251 | 0.01422 | 92.9567 | 4.0444 | 1.73 | 0.0661 | 0.0147 | 92.9581 | 4.5666 | 1.55 | 0.05875 | 0.01319 | 97.3277 | 4.4236 | 1.71 | 0.06395 | 0.01431 | 97.6598 | 4.9758 | 1.75 | 0.07098 | 0.01377 | 88.6997 | 5.608 | 1.37 | 0.05062 | 0.01118 | 98.868 | 5.2168 | 1.67 | 0.06773 | 0.01322 | 89.8357 | 5.9601 | 1.29 | 0.0477 | 0.01057 | 95.3391 | 5.73 | 1.53 | 0.06174 | 0.01195 | 93.1196 | 5.82 | 1.51 | 0.06079 | 0.01171 | 89.9827 | 6.8925 | 1.28 | 0.05142 | 0.00994 | 88.9828 | 7.3396 | 1.21 | 0.04834 | 0.00939 | 93.8399 | 7.0895 | 1.41 | 0.05748 | 0.01045 | 96.8721 | 7.2255 | 1.38 | 0.05643 | 0.01043 | 97.9251 | 7.5916 | 1.31 | 0.05373 | 0.00988 | 93.541 | 9.7214 | 1.15 | 0.04655 | 0.00828 | 91.8231 | 9.8385 | 1.14 | 0.046 | 0.00816 | 94.5597 | 12.1543 | 1.12 | 0.04324 | 0.00754 | 96.8476 | 12.4543 | 1.09 | 0.04222 | 0.00735 | 93.0918 | 12.7645 | 1.07 | 0.04119 | 0.00714 | 95.6536 | 12.5544 | 1.18 | 0.04434 | 0.00761 | 99.3556 | 14.075 | 1.14 | 0.04173 | 0.00753 | 97.2817 | 15.6056 | 1.04 | 0.03776 | 0.00698 | 94.3841 | 16.8763 | 1.04 | 0.03662 | 0.00677 | 97.0109 | 18.6665 | 1.01 | 0.03454 | 0.00628 | 94.7115 | 19.0071 | 0.99701 | 0.03403 | 0.00641 | 99.4761 | 20.5375 | 1.05 | 0.03401 | 0.00652 | 90.9238 | 24.9393 | 0.88964 | 0.0284 | 0.00559 | 91.3859 | 25.1995 | 0.88717 | 0.02828 | 0.00569 | 96.1645 | 25.6297 | 0.95848 | 0.03231 | 0.00588 | 95.7029 | 26.85 | 0.92759 | 0.03106 | 0.00571 | 96.9669 | 29.5015 | 0.95054 | 0.03363 | 0.00574 | 95.7268 | 32.1122 | 0.86633 | 0.03075 | 0.00514 | 94.5176 | 32.3423 | 0.86167 | 0.03054 | 0.00511
109.127 | 0.0041104 | 27.09 | 1.32 | 1.85 | 111.718 | 0.0040434 | 56.63 | 2.48 | 2.83 | 107.7586 | 0.0041465 | 79.83 | 3.35 | 3.33 | 107.7586 | 0.016626 | 19.9 | 0.83557 | 0.79733 | 99.9251 | 0.017526 | 23.21 | 0.90679 | 0.82194 | 114.0251 | 0.036033 | 22.67 | 0.98347 | 0.59873 | 109.8572 | 0.099596 | 11.25 | 0.48644 | 0.24884 | 109.0017 | 0.10014 | 12.2 | 0.51613 | 0.25834 | 100 | 0.15446 | 7.91 | 0.33389 | 0.15974 | 99.9786 | 0.21398 | 6.66 | 0.26734 | 0.12295 | 100 | 0.21398 | 7.14 | 0.27925 | 0.12754 | 100.0313 | 0.2795 | 5.84 | 0.22258 | 0.10049 | 100.0059 | 0.2795 | 6.2 | 0.23068 | 0.10372 | 100.0056 | 0.2795 | 6.57 | 0.23847 | 0.10687 | 105.2742 | 0.34072 | 6 | 0.23052 | 0.09431 | 100.04 | 0.43425 | 4.71 | 0.18076 | 0.07234 | 107.1735 | 0.41354 | 5.57 | 0.22739 | 0.08307 | 102.3146 | 0.42735 | 5.39 | 0.21982 | 0.07888 | 104.2318 | 0.60471 | 4.25 | 0.1755 | 0.0593 | 101.9198 | 0.76075 | 3.76 | 0.15336 | 0.04878 | 107.2309 | 0.81988 | 3.78 | 0.15269 | 0.04834 | 103.534 | 0.84039 | 3.69 | 0.14886 | 0.04653 | 101.6514 | 1.1424 | 2.98 | 0.11703 | 0.03555 | 100.0886 | 1.2724 | 2.86 | 0.11023 | 0.03288 | 101.4446 | 1.2604 | 3.09 | 0.11658 | 0.03457 | 104.2593 | 1.4265 | 2.75 | 0.10319 | 0.03064 | 100.0951 | 1.4685 | 2.85 | 0.10447 | 0.03036 | 100.0926 | 1.7386 | 2.41 | 0.08829 | 0.02602 | 102.3774 | 1.7116 | 2.75 | 0.10838 | 0.02833 | 104.2688 | 1.6896 | 3.1 | 0.12447 | 0.0305 | 104.2796 | 2.0227 | 2.6 | 0.10411 | 0.02567 | 100.1101 | 2.0807 | 2.52 | 0.10114 | 0.02462 | 107.9617 | 2.1647 | 2.67 | 0.10692 | 0.02553 | 105.8894 | 2.3928 | 2.43 | 0.09676 | 0.023 | 107.2674 | 2.7509 | 2.31 | 0.09086 | 0.02125 | 103.5643 | 3.2801 | 1.95 | 0.07636 | 0.0178 | 101.6769 | 3.3222 | 2.09 | 0.08025 | 0.01824 | 103.2894 | 3.5132 | 1.98 | 0.07601 | 0.01737 | 100.1109 | 3.5903 | 1.94 | 0.0744 | 0.01686 | 101.6753 | 3.8003 | 1.84 | 0.07028 | 0.016 | 100.1073 | 3.8423 | 1.96 | 0.07337 | 0.01639 | 100.1087 | 4.3385 | 1.74 | 0.06517 | 0.01468 | 111.2316 | 4.0364 | 2.13 | 0.08718 | 0.0174 | 109.8673 | 4.5906 | 2.12 | 0.08822 | 0.01634 | 101.371 | 5.1278 | 1.7 | 0.06887 | 0.01352 | 111.2265 | 4.8146 | 2.02 | 0.08416 | 0.01567 | 102.6694 | 5.4579 | 1.6 | 0.06483 | 0.01277 | 107.2565 | 5.3008 | 1.85 | 0.07665 | 0.01413 | 104.7596 | 5.3848 | 1.82 | 0.07547 | 0.01384 | 101.2305 | 6.3812 | 1.55 | 0.06379 | 0.01171 | 100.1057 | 6.7973 | 1.46 | 0.05994 | 0.01104 | 104.2666 | 6.6203 | 1.66 | 0.06811 | 0.01209 | 107.6357 | 6.7483 | 1.63 | 0.06686 | 0.01206 | 108.8056 | 7.0924 | 1.55 | 0.06365 | 0.01143 | 102.8951 | 9.1431 | 1.34 | 0.05359 | 0.0094 | 101.0055 | 9.2532 | 1.33 | 0.05296 | 0.00926 | 102.4396 | 11.554 | 1.27 | 0.04813 | 0.00835 | 104.9182 | 11.834 | 1.24 | 0.04699 | 0.00816 | 100.8495 | 12.1342 | 1.21 | 0.04584 | 0.00791 | 103.0116 | 11.9741 | 1.32 | 0.04882 | 0.00837 | 106.4524 | 13.4847 | 1.27 | 0.04552 | 0.0082 | 104.2304 | 14.9453 | 1.16 | 0.04117 | 0.00757 | 100.6764 | 16.226 | 1.15 | 0.03962 | 0.00731 | 103.074 | 17.9862 | 1.1 | 0.03714 | 0.00673 | 100.631 | 18.3167 | 1.09 | 0.03658 | 0.00686 | 110.529 | 19.2869 | 1.22 | 0.04229 | 0.00734 | 101.0264 | 23.4784 | 1.04 | 0.03512 | 0.00624 | 101.5399 | 23.7486 | 1.03 | 0.0349 | 0.00633 | 108.185 | 23.9787 | 1.14 | 0.04098 | 0.00666 | 107.6658 | 25.159 | 1.1 | 0.03928 | 0.00644 | 107.741 | 27.8305 | 1.1 | 0.04008 | 0.00639 | 106.3631 | 30.2611 | 1.01 | 0.03671 | 0.00572 | 105.0195 | 30.4712 | 1 | 0.03645 | 0.00568
119.0476 | 0.0038693 | 31.47 | 1.5 | 2.13 | 124.1311 | 0.0037603 | 67.89 | 3 | 3.36 | 116.0477 | 0.0039384 | 90.71 | 3.73 | 3.76 | 116.0477 | 0.015785 | 22.62 | 0.93019 | 0.90061 | 112.4157 | 0.016136 | 28.44 | 1.19 | 0.99776 | 128.2782 | 0.033221 | 27.76 | 1.23 | 0.72617 | 119.8442 | 0.093723 | 13.07 | 0.55316 | 0.28718 | 118.0852 | 0.094694 | 14.01 | 0.57854 | 0.29475 | 108.3333 | 0.14595 | 9.08 | 0.3744 | 0.18227 | 107.1199 | 0.20377 | 7.5 | 0.2938 | 0.13775 | 106.6667 | 0.20437 | 7.98 | 0.30464 | 0.14185 | 106.2832 | 0.26769 | 6.48 | 0.24127 | 0.11103 | 105.8886 | 0.26839 | 6.85 | 0.24873 | 0.11394 | 111.1173 | 0.25949 | 7.88 | 0.30324 | 0.12708 | 118.4335 | 0.31371 | 7.35 | 0.30036 | 0.11436 | 112.545 | 0.39954 | 5.77 | 0.23561 | 0.08771 | 119.0816 | 0.38413 | 6.68 | 0.2769 | 0.09867 | 113.6829 | 0.39674 | 6.46 | 0.26778 | 0.09371 | 114.655 | 0.56549 | 5 | 0.20593 | 0.06922 | 111.1852 | 0.71633 | 4.36 | 0.17549 | 0.056 | 116.1669 | 0.77526 | 4.33 | 0.17194 | 0.05496 | 112.1618 | 0.79447 | 4.23 | 0.16765 | 0.05291 | 109.4708 | 1.0854 | 3.37 | 0.13 | 0.03994 | 107.2378 | 1.2124 | 3.22 | 0.12135 | 0.03667 | 108.2075 | 1.2044 | 3.45 | 0.12731 | 0.03829 | 111.21 | 1.3634 | 3.06 | 0.11266 | 0.0339 | 112.607 | 1.3514 | 3.48 | 0.13728 | 0.03652 | 112.6042 | 1.6015 | 2.94 | 0.11598 | 0.0313 | 113.7527 | 1.5895 | 3.29 | 0.13242 | 0.03341 | 114.6956 | 1.5805 | 3.63 | 0.14626 | 0.03541 | 114.7076 | 1.8926 | 3.05 | 0.1223 | 0.02977 | 110.1211 | 1.9467 | 2.96 | 0.11882 | 0.02854 | 117.7764 | 2.0387 | 3.09 | 0.12249 | 0.02922 | 115.5157 | 2.2538 | 2.81 | 0.11084 | 0.02629 | 116.2063 | 2.6029 | 2.64 | 0.10226 | 0.02401 | 112.1947 | 3.104 | 2.23 | 0.0859 | 0.02007 | 109.4982 | 3.1571 | 2.36 | 0.08913 | 0.02037 | 111.2347 | 3.3391 | 2.24 | 0.08439 | 0.01941 | 107.8117 | 3.4112 | 2.19 | 0.0826 | 0.01883 | 109.4965 | 3.6122 | 2.07 | 0.07802 | 0.01786 | 114.4083 | 3.5052 | 2.44 | 0.1002 | 0.01999 | 114.4099 | 3.9603 | 2.17 | 0.08887 | 0.01787 | 125.1356 | 3.7272 | 2.59 | 0.10849 | 0.02073 | 122.0748 | 4.2754 | 2.52 | 0.10478 | 0.01907 | 114.0424 | 4.7336 | 2.05 | 0.08559 | 0.01604 | 123.585 | 4.4845 | 2.4 | 0.09995 | 0.01829 | 115.5031 | 5.0447 | 1.94 | 0.0805 | 0.01512 | 119.1739 | 4.9406 | 2.2 | 0.09094 | 0.01646 | 116.3995 | 5.0187 | 2.16 | 0.08953 | 0.0161 | 112.4783 | 5.959 | 1.83 | 0.07562 | 0.0136 | 111.2285 | 6.3491 | 1.73 | 0.07104 | 0.01279 | 114.6932 | 6.2251 | 1.94 | 0.07849 | 0.01383 | 118.3992 | 6.3471 | 1.9 | 0.07703 | 0.01379 | 119.6862 | 6.6722 | 1.81 | 0.07333 | 0.01307 | 112.2492 | 8.6489 | 1.54 | 0.06054 | 0.01057 | 110.1878 | 8.7509 | 1.52 | 0.05983 | 0.01041 | 110.3196 | 11.0237 | 1.42 | 0.05299 | 0.0092 | 112.9889 | 11.2938 | 1.39 | 0.05174 | 0.00899 | 108.6071 | 11.5739 | 1.36 | 0.05047 | 0.00872 | 110.3696 | 11.4638 | 1.47 | 0.0533 | 0.00916 | 113.5493 | 12.9544 | 1.4 | 0.0493 | 0.00889 | 111.1791 | 14.365 | 1.28 | 0.04458 | 0.00818 | 106.9687 | 15.6257 | 1.26 | 0.04263 | 0.00786 | 109.1372 | 17.3659 | 1.2 | 0.03975 | 0.00721 | 106.5505 | 17.6964 | 1.19 | 0.03914 | 0.00733 | 124.3451 | 17.9862 | 1.46 | 0.05398 | 0.00843 | 113.6547 | 21.9476 | 1.23 | 0.04463 | 0.00709 | 114.2323 | 22.2178 | 1.22 | 0.04425 | 0.00717 | 120.2056 | 22.578 | 1.33 | 0.049 | 0.00748 | 119.6287 | 23.7282 | 1.28 | 0.04687 | 0.00722 | 118.5151 | 26.3996 | 1.27 | 0.04624 | 0.00707 | 116.9994 | 28.6702 | 1.16 | 0.0424 | 0.00632 | 115.5215 | 28.8803 | 1.15 | 0.0421 | 0.00628
128.9683 | 0.0036632 | 36.12 | 1.68 | 2.43 | 136.5442 | 0.0035252 | 79.95 | 3.51 | 3.92 | 124.3369 | 0.0037564 | 102.14 | 4.11 | 4.2 | 124.3369 | 0.015055 | 25.47 | 1.03 | 1.01 | 124.9063 | 0.015005 | 34.09 | 1.45 | 1.19 | 142.5314 | 0.03094 | 33.25 | 1.46 | 0.86216 | 129.8312 | 0.088691 | 15 | 0.61974 | 0.3275 | 127.1687 | 0.089962 | 15.92 | 0.64107 | 0.3329 | 116.6667 | 0.13855 | 10.32 | 0.41502 | 0.20591 | 114.2612 | 0.19467 | 8.39 | 0.32043 | 0.15319 | 113.3333 | 0.19587 | 8.86 | 0.3302 | 0.15672 | 112.5352 | 0.25719 | 7.16 | 0.2601 | 0.12195 | 117.654 | 0.24929 | 8.21 | 0.31609 | 0.13545 | 125.0069 | 0.23908 | 9.65 | 0.39481 | 0.15414 | 131.5928 | 0.2917 | 8.81 | 0.36551 | 0.13582 | 125.05 | 0.37133 | 6.91 | 0.2868 | 0.10417 | 130.9898 | 0.35962 | 7.86 | 0.32469 | 0.11526 | 125.0512 | 0.37133 | 7.61 | 0.31409 | 0.10948 | 125.0782 | 0.53238 | 5.8 | 0.2358 | 0.0797 | 120.4507 | 0.67802 | 4.99 | 0.19742 | 0.06359 | 125.1028 | 0.73644 | 4.92 | 0.19112 | 0.06191 | 120.7896 | 0.75455 | 4.8 | 0.18638 | 0.05959 | 117.2901 | 1.0353 | 3.79 | 0.14296 | 0.04451 | 114.387 | 1.1594 | 3.59 | 0.13249 | 0.04063 | 121.7335 | 1.1104 | 4.21 | 0.16728 | 0.04616 | 125.1112 | 1.2574 | 3.74 | 0.14791 | 0.0408 | 125.1189 | 1.2574 | 4.15 | 0.16767 | 0.0431 | 125.1157 | 1.4895 | 3.51 | 0.14164 | 0.03694 | 125.128 | 1.4885 | 3.86 | 0.15554 | 0.03881 | 125.1225 | 1.4885 | 4.21 | 0.1676 | 0.0406 | 125.1356 | 1.7826 | 3.53 | 0.1401 | 0.03411 | 120.1321 | 1.8336 | 3.43 | 0.13614 | 0.03269 | 127.5911 | 1.9296 | 3.54 | 0.13789 | 0.03309 | 125.142 | 2.1337 | 3.21 | 0.12476 | 0.02976 | 125.1453 | 2.4748 | 2.99 | 0.11361 | 0.0269 | 120.8251 | 2.951 | 2.52 | 0.0954 | 0.02244 | 125.1408 | 2.882 | 2.95 | 0.12181 | 0.02492 | 127.1254 | 3.05 | 2.79 | 0.11524 | 0.02373 | 123.2134 | 3.115 | 2.74 | 0.11281 | 0.02301 | 125.1388 | 3.2981 | 2.59 | 0.10655 | 0.02183 | 128.7093 | 3.2371 | 2.96 | 0.12478 | 0.02387 | 128.7112 | 3.6582 | 2.63 | 0.11058 | 0.02131 | 139.0395 | 3.4751 | 3.08 | 0.1289 | 0.02428 | 134.2823 | 4.0123 | 2.94 | 0.12098 | 0.02197 | 126.7138 | 4.4105 | 2.44 | 0.10164 | 0.01873 | 135.9434 | 4.2094 | 2.81 | 0.11538 | 0.02106 | 128.3368 | 4.7055 | 2.3 | 0.09552 | 0.01763 | 131.0913 | 4.6395 | 2.56 | 0.10491 | 0.01892 | 128.0395 | 4.7125 | 2.53 | 0.10329 | 0.0185 | 123.7262 | 5.5918 | 2.14 | 0.08719 | 0.0156 | 122.3514 | 5.964 | 2.02 | 0.08187 | 0.01465 | 125.1199 | 5.8759 | 2.23 | 0.08875 | 0.01565 | 129.1628 | 5.993 | 2.19 | 0.08708 | 0.01561 | 130.5668 | 6.304 | 2.08 | 0.08288 | 0.0148 | 121.6033 | 8.2207 | 1.75 | 0.06744 | 0.01181 | 119.3701 | 8.3167 | 1.73 | 0.06664 | 0.01162 | 118.1996 | 10.5535 | 1.59 | 0.05786 | 0.01009 | 121.0595 | 10.8135 | 1.55 | 0.05649 | 0.00987 | 116.3648 | 11.0837 | 1.51 | 0.0551 | 0.00955 | 117.7276 | 11.0036 | 1.63 | 0.05778 | 0.00998 | 120.6461 | 12.4742 | 1.54 | 0.05309 | 0.0096 | 118.1277 | 13.8347 | 1.4 | 0.04799 | 0.00882 | 113.261 | 15.0854 | 1.37 | 0.04565 | 0.00843 | 121.2636 | 16.2854 | 1.41 | 0.04964 | 0.00819 | 118.3894 | 16.6058 | 1.4 | 0.04882 | 0.00832 | 138.1612 | 16.9056 | 1.71 | 0.0648 | 0.00959 | 126.283 | 20.6569 | 1.44 | 0.05342 | 0.00799 | 126.9248 | 20.9271 | 1.43 | 0.0529 | 0.00807 | 132.2262 | 21.3973 | 1.53 | 0.05665 | 0.00835 | 131.5915 | 22.5075 | 1.47 | 0.05411 | 0.00803 | 129.2892 | 25.1589 | 1.44 | 0.05221 | 0.00777 | 127.6357 | 27.2994 | 1.32 | 0.04792 | 0.00695 | 126.0234 | 27.4895 | 1.31 | 0.04759 | 0.0069
138.8889 | 0.0034851 | 41.01 | 1.87 | 2.74 | 148.9573 | 0.0033261 | 92.77 | 4.02 | 4.52 | 132.626 | 0.0035953 | 114.1 | 4.49 | 4.67 | 132.626 | 0.014405 | 28.45 | 1.12 | 1.12 | 137.397 | 0.014065 | 40.15 | 1.7 | 1.39 | 156.7845 | 0.02905 | 39.13 | 1.69 | 1.01 | 139.8182 | 0.084329 | 17.04 | 0.68637 | 0.3697 | 136.2522 | 0.08582 | 17.93 | 0.70379 | 0.3727 | 125 | 0.13205 | 11.62 | 0.45581 | 0.2306 | 121.4026 | 0.18666 | 9.31 | 0.34723 | 0.16922 | 120 | 0.18816 | 9.78 | 0.35593 | 0.17215 | 125.0391 | 0.23898 | 8.58 | 0.3303 | 0.14494 | 132.3607 | 0.22988 | 10.05 | 0.41126 | 0.16424 | 138.8966 | 0.22247 | 11.56 | 0.48014 | 0.18306 | 144.7521 | 0.27339 | 10.37 | 0.4283 | 0.1586 | 137.555 | 0.34792 | 8.14 | 0.33618 | 0.12165 | 142.898 | 0.33901 | 9.12 | 0.37154 | 0.13276 | 136.4194 | 0.34982 | 8.83 | 0.35953 | 0.12614 | 135.5014 | 0.50407 | 6.66 | 0.26539 | 0.09073 | 129.7161 | 0.6449 | 5.66 | 0.21924 | 0.07153 | 134.0387 | 0.70253 | 5.53 | 0.21029 | 0.06916 | 129.4174 | 0.71954 | 5.4 | 0.20511 | 0.06658 | 125.1095 | 0.99082 | 4.23 | 0.15594 | 0.04927 | 128.6854 | 1.0683 | 4.38 | 0.17399 | 0.04899 | 135.2594 | 1.0333 | 5.04 | 0.20427 | 0.05458 | 139.0125 | 1.1704 | 4.46 | 0.18052 | 0.04818 | 137.6307 | 1.1784 | 4.88 | 0.19685 | 0.05009 | 137.6273 | 1.3955 | 4.12 | 0.16628 | 0.04293 | 136.5032 | 1.4035 | 4.47 | 0.17816 | 0.04452 | 135.5494 | 1.4105 | 4.82 | 0.18869 | 0.04606 | 135.5635 | 1.6886 | 4.04 | 0.1577 | 0.03867 | 130.1432 | 1.7356 | 3.92 | 0.15327 | 0.03705 | 137.4058 | 1.8356 | 4.01 | 0.15319 | 0.03715 | 134.7683 | 2.0287 | 3.63 | 0.13861 | 0.03339 | 143.0232 | 2.2627 | 3.73 | 0.15527 | 0.03305 | 138.0858 | 2.6979 | 3.15 | 0.13031 | 0.02749 | 140.7834 | 2.6629 | 3.59 | 0.1517 | 0.02981 | 143.016 | 2.8189 | 3.39 | 0.14346 | 0.02839 | 138.6151 | 2.8779 | 3.33 | 0.14044 | 0.02751 | 140.7812 | 3.049 | 3.14 | 0.13263 | 0.02609 | 143.0104 | 3.018 | 3.53 | 0.14831 | 0.02801 | 143.0124 | 3.4111 | 3.13 | 0.13137 | 0.02497 | 152.9435 | 3.265 | 3.6 | 0.14882 | 0.02804 | 146.4897 | 3.7892 | 3.4 | 0.13698 | 0.02503 | 139.3852 | 4.1403 | 2.85 | 0.11734 | 0.02158 | 148.3019 | 3.9763 | 3.24 | 0.13063 | 0.02398 | 141.1704 | 4.4214 | 2.69 | 0.11018 | 0.02029 | 143.0087 | 4.3844 | 2.95 | 0.11871 | 0.0215 | 139.6794 | 4.4514 | 2.91 | 0.11687 | 0.02103 | 134.974 | 5.2797 | 2.46 | 0.09862 | 0.0177 | 133.4742 | 5.6318 | 2.32 | 0.09258 | 0.0166 | 135.5466 | 5.5748 | 2.54 | 0.09895 | 0.01757 | 139.9264 | 5.6878 | 2.49 | 0.09708 | 0.01751 | 141.4473 | 5.9849 | 2.37 | 0.09237 | 0.01661 | 130.9574 | 7.8455 | 1.97 | 0.0743 | 0.0131 | 128.5524 | 7.9376 | 1.95 | 0.07343 | 0.01289 | 126.0796 | 10.1333 | 1.76 | 0.06272 | 0.011 | 129.1301 | 10.3833 | 1.72 | 0.06124 | 0.01077 | 124.1224 | 10.6435 | 1.68 | 0.05973 | 0.01042 | 125.0855 | 10.5934 | 1.79 | 0.06226 | 0.01084 | 127.7429 | 12.044 | 1.69 | 0.05689 | 0.01034 | 125.0764 | 13.3545 | 1.53 | 0.0514 | 0.00948 | 125.8455 | 14.1449 | 1.61 | 0.05706 | 0.00963 | 136.4215 | 15.1748 | 1.69 | 0.0636 | 0.00951 | 133.1881 | 15.4652 | 1.67 | 0.06248 | 0.00963 | 151.9774 | 15.9952 | 1.98 | 0.07512 | 0.0108 | 138.9113 | 19.5564 | 1.66 | 0.06181 | 0.00894 | 139.6173 | 19.8265 | 1.64 | 0.06116 | 0.00901 | 144.2467 | 20.3668 | 1.74 | 0.06408 | 0.00925 | 143.5544 | 21.4569 | 1.67 | 0.06113 | 0.00887 | 140.0633 | 24.0783 | 1.62 | 0.05805 | 0.00851 | 138.272 | 26.0988 | 1.48 | 0.05334 | 0.00761 | 136.5254 | 26.2789 | 1.47 | 0.05296 | 0.00755
148.8095 | 0.003329 | 46.14 | 2.06 | 3.07 | 161.3704 | 0.003157 | 106.32 | 4.52 | 5.14 | 149.2042 | 0.0033231 | 139.54 | 5.84 | 5.65 | 149.2042 | 0.013314 | 34.8 | 1.46 | 1.36 | 149.8876 | 0.013274 | 46.59 | 1.94 | 1.6 | 171.0376 | 0.027459 | 45.37 | 1.92 | 1.16 | 149.8053 | 0.080507 | 19.18 | 0.75314 | 0.41367 | 145.3356 | 0.082158 | 20.03 | 0.76675 | 0.41408 | 133.3333 | 0.12634 | 12.99 | 0.49678 | 0.25629 | 128.5439 | 0.17946 | 10.28 | 0.3742 | 0.18584 | 133.3333 | 0.17496 | 11.72 | 0.45177 | 0.20458 | 140.669 | 0.22057 | 10.5 | 0.42938 | 0.17566 | 147.0675 | 0.21407 | 12.04 | 0.49986 | 0.19496 | 152.7863 | 0.20867 | 13.61 | 0.5623 | 0.21371 | 157.9114 | 0.25798 | 12.03 | 0.48977 | 0.18259 | 150.06 | 0.32811 | 9.45 | 0.38455 | 0.14009 | 154.8061 | 0.3214 | 10.46 | 0.41785 | 0.15113 | 147.7877 | 0.33141 | 10.12 | 0.40447 | 0.14363 | 145.9245 | 0.47946 | 7.55 | 0.29481 | 0.10226 | 138.9815 | 0.61579 | 6.36 | 0.24102 | 0.07981 | 142.9746 | 0.67262 | 6.17 | 0.22947 | 0.0767 | 138.0453 | 0.68862 | 6.02 | 0.22385 | 0.07384 | 140.7482 | 0.91588 | 5.15 | 0.20416 | 0.05931 | 142.9838 | 0.99512 | 5.24 | 0.21236 | 0.05792 | 148.7854 | 0.96911 | 5.92 | 0.23975 | 0.0635 | 152.9137 | 1.0983 | 5.24 | 0.21178 | 0.056 | 150.1426 | 1.1113 | 5.65 | 0.22537 | 0.05746 | 150.1389 | 1.3174 | 4.77 | 0.19035 | 0.04924 | 147.8785 | 1.3304 | 5.11 | 0.20049 | 0.05051 | 145.9763 | 1.3414 | 5.46 | 0.20963 | 0.05177 | 145.9915 | 1.6075 | 4.57 | 0.17518 | 0.04343 | 140.1542 | 1.6515 | 4.45 | 0.17029 | 0.04161 | 157.0352 | 1.6805 | 5.01 | 0.20931 | 0.04576 | 154.0209 | 1.8566 | 4.54 | 0.18939 | 0.0411 | 160.901 | 2.0947 | 4.55 | 0.19327 | 0.03965 | 155.3465 | 2.4968 | 3.83 | 0.16218 | 0.03292 | 156.426 | 2.4848 | 4.27 | 0.18027 | 0.03503 | 158.9067 | 2.6318 | 4.04 | 0.17041 | 0.03334 | 154.0168 | 2.6858 | 3.96 | 0.16687 | 0.03231 | 156.4235 | 2.8459 | 3.74 | 0.15756 | 0.03064 | 157.3114 | 2.8349 | 4.13 | 0.17127 | 0.03239 | 157.3137 | 3.206 | 3.67 | 0.15166 | 0.02884 | 166.8474 | 3.087 | 4.16 | 0.16846 | 0.03199 | 158.6972 | 3.5981 | 3.87 | 0.15287 | 0.02822 | 152.0566 | 3.9122 | 3.29 | 0.13283 | 0.02457 | 160.6604 | 3.7752 | 3.69 | 0.14576 | 0.02704 | 154.0041 | 4.1803 | 3.1 | 0.12464 | 0.02308 | 154.9261 | 4.1653 | 3.37 | 0.1324 | 0.02421 | 151.3194 | 4.2283 | 3.32 | 0.13036 | 0.02367 | 146.2219 | 5.0116 | 2.81 | 0.11 | 0.0199 | 144.5971 | 5.3457 | 2.64 | 0.10323 | 0.01865 | 145.9732 | 5.3137 | 2.86 | 0.10913 | 0.01956 | 150.6899 | 5.4227 | 2.81 | 0.10705 | 0.0195 | 152.3279 | 5.7068 | 2.67 | 0.10183 | 0.01849 | 140.3115 | 7.5074 | 2.2 | 0.08115 | 0.01444 | 137.7347 | 7.5974 | 2.17 | 0.0802 | 0.0142 | 133.9595 | 9.7621 | 1.94 | 0.06759 | 0.01195 | 137.2008 | 9.9972 | 1.89 | 0.06599 | 0.0117 | 131.8801 | 10.2433 | 1.85 | 0.06437 | 0.01132 | 132.4435 | 10.2233 | 1.96 | 0.06676 | 0.01172 | 141.9366 | 11.2936 | 1.99 | 0.07125 | 0.01189 | 138.9738 | 12.5241 | 1.81 | 0.06433 | 0.01086 | 141.5762 | 13.1744 | 1.94 | 0.07316 | 0.01121 | 151.5795 | 14.2444 | 1.99 | 0.0765 | 0.0109 | 147.9868 | 14.5247 | 1.96 | 0.07512 | 0.01101 | 165.7935 | 15.2048 | 2.26 | 0.08515 | 0.01207 | 151.5396 | 18.6159 | 1.89 | 0.06995 | 0.00993 | 152.3098 | 18.876 | 1.87 | 0.06917 | 0.00999 | 156.2673 | 19.4763 | 1.96 | 0.07135 | 0.01019 | 155.5173 | 20.5265 | 1.88 | 0.068 | 0.00975 | 150.8374 | 23.1178 | 1.8 | 0.06381 | 0.00927 | 148.9083 | 25.0382 | 1.65 | 0.05867 | 0.0083 | 147.0273 | 25.2083 | 1.64 | 0.05826 | 0.00823
158.7302 | 0.003191 | 51.51 | 2.25 | 3.41 | 173.7835 | 0.00301 | 120.56 | 5.02 | 5.79 | 165.7825 | 0.003102 | 166.94 | 7.1 | 6.69 | 165.7825 | 0.012434 | 41.64 | 1.77 | 1.61 | 162.3782 | 0.012594 | 53.4 | 2.19 | 1.81 | 185.2908 | 0.026098 | 51.95 | 2.14 | 1.32 | 159.7923 | 0.077145 | 21.42 | 0.82008 | 0.45933 | 154.4191 | 0.078906 | 22.22 | 0.82995 | 0.45696 | 141.6667 | 0.12124 | 14.41 | 0.53795 | 0.28293 | 142.8265 | 0.16695 | 12.32 | 0.47449 | 0.22074 | 150 | 0.16165 | 14.35 | 0.58693 | 0.24788 | 156.2988 | 0.20557 | 12.57 | 0.52155 | 0.20842 | 161.7742 | 0.20096 | 14.17 | 0.58508 | 0.22749 | 166.6759 | 0.19716 | 15.78 | 0.64263 | 0.24596 | 171.0706 | 0.24488 | 13.78 | 0.55043 | 0.20773 | 162.565 | 0.3112 | 10.83 | 0.43233 | 0.15942 | 166.7143 | 0.3061 | 11.87 | 0.46383 | 0.1703 | 159.156 | 0.3155 | 11.49 | 0.44912 | 0.1619 | 156.3477 | 0.45795 | 8.49 | 0.32416 | 0.11428 | 148.247 | 0.58998 | 7.09 | 0.26278 | 0.0884 | 160.8464 | 0.62199 | 7.54 | 0.30059 | 0.0926 | 155.3009 | 0.6365 | 7.35 | 0.29339 | 0.08916 | 156.3868 | 0.85476 | 6.15 | 0.24864 | 0.07 | 157.2822 | 0.93419 | 6.15 | 0.24914 | 0.06738 | 162.3113 | 0.91508 | 6.86 | 0.27437 | 0.0729 | 166.8149 | 1.0373 | 6.07 | 0.24228 | 0.06423 | 162.6545 | 1.0553 | 6.46 | 0.25348 | 0.06519 | 162.6505 | 1.2494 | 5.46 | 0.21408 | 0.05586 | 159.2538 | 1.2674 | 5.79 | 0.22264 | 0.05676 | 166.83 | 1.2294 | 6.83 | 0.28636 | 0.06389 | 166.8474 | 1.4725 | 5.72 | 0.2392 | 0.05354 | 160.1762 | 1.5115 | 5.56 | 0.23267 | 0.0513 | 176.6646 | 1.5575 | 6.1 | 0.26039 | 0.055 | 173.2735 | 1.7205 | 5.53 | 0.23563 | 0.04936 | 178.7789 | 1.9576 | 5.42 | 0.22949 | 0.04667 | 172.6072 | 2.3327 | 4.56 | 0.19258 | 0.03869 | 172.0686 | 2.3377 | 5 | 0.20811 | 0.04054 | 174.7974 | 2.4758 | 4.73 | 0.19667 | 0.03857 | 169.4184 | 2.5258 | 4.64 | 0.19262 | 0.03738 | 172.0659 | 2.6768 | 4.38 | 0.18185 | 0.03544 | 171.6124 | 2.6808 | 4.77 | 0.19389 | 0.03699 | 171.6149 | 3.0319 | 4.23 | 0.17165 | 0.0329 | 180.7514 | 2.9349 | 4.74 | 0.18792 | 0.03613 | 170.9047 | 3.4321 | 4.38 | 0.16869 | 0.03156 | 164.7279 | 3.7162 | 3.75 | 0.1482 | 0.02771 | 173.0189 | 3.6021 | 4.17 | 0.16083 | 0.03023 | 166.8378 | 3.9742 | 3.53 | 0.13898 | 0.026 | 166.8434 | 3.9742 | 3.8 | 0.14603 | 0.02703 | 162.9593 | 4.0332 | 3.74 | 0.14379 | 0.02643 | 157.4697 | 4.7785 | 3.17 | 0.12133 | 0.0222 | 155.7199 | 5.0976 | 2.98 | 0.11384 | 0.02078 | 156.3999 | 5.0836 | 3.2 | 0.11931 | 0.02164 | 161.4535 | 5.1896 | 3.14 | 0.11701 | 0.02156 | 163.2085 | 5.4617 | 2.99 | 0.11129 | 0.02045 | 149.6656 | 7.2042 | 2.44 | 0.08802 | 0.01582 | 146.917 | 7.2903 | 2.41 | 0.08698 | 0.01556 | 141.8395 | 9.424 | 2.12 | 0.07246 | 0.01293 | 145.2714 | 9.65 | 2.07 | 0.07075 | 0.01267 | 139.6377 | 9.8881 | 2.02 | 0.06901 | 0.01225 | 147.1595 | 9.574 | 2.32 | 0.08375 | 0.01355 | 159.6787 | 10.5233 | 2.39 | 0.09147 | 0.01394 | 156.3455 | 11.6737 | 2.17 | 0.08253 | 0.01269 | 157.3069 | 12.374 | 2.28 | 0.08803 | 0.01289 | 166.7374 | 13.474 | 2.31 | 0.08881 | 0.01236 | 162.7855 | 13.7343 | 2.28 | 0.08718 | 0.01247 | 179.6096 | 14.5344 | 2.56 | 0.09496 | 0.01339 | 164.1679 | 17.7955 | 2.13 | 0.07792 | 0.01096 | 165.0023 | 18.0456 | 2.11 | 0.07701 | 0.01101 | 168.2878 | 18.6859 | 2.19 | 0.07851 | 0.01116 | 167.4801 | 19.716 | 2.1 | 0.07476 | 0.01066 | 161.6115 | 22.2573 | 2 | 0.06951 | 0.01006 | 159.5446 | 24.0977 | 1.83 | 0.06396 | 0.00901 | 157.5293 | 24.2678 | 1.82 | 0.06351 | 0.00893
168.6508 | 0.0030679 | 57.1 | 2.45 | 3.76 | 186.1966 | 0.0028809 | 135.47 | 5.52 | 6.46 | 182.3607 | 0.002919 | 196.16 | 8.31 | 7.79 | 182.3607 | 0.011694 | 48.94 | 2.07 | 1.87 | 174.8688 | 0.012014 | 60.55 | 2.43 | 2.04 | 199.5439 | 0.024918 | 58.86 | 2.37 | 1.48 | 169.7793 | 0.074154 | 23.75 | 0.88722 | 0.50658 | 163.5026 | 0.075995 | 24.49 | 0.89341 | 0.50126 | 150 | 0.11674 | 15.89 | 0.57933 | 0.3105 | 160.6799 | 0.15445 | 15.06 | 0.61578 | 0.26727 | 166.6667 | 0.15075 | 17.17 | 0.71253 | 0.294 | 171.9287 | 0.19316 | 14.78 | 0.61011 | 0.24305 | 176.481 | 0.18996 | 16.42 | 0.66833 | 0.26169 | 180.5656 | 0.18726 | 18.08 | 0.72183 | 0.2797 | 184.2299 | 0.23347 | 15.63 | 0.61058 | 0.23393 | 175.07 | 0.29659 | 12.28 | 0.47973 | 0.17958 | 178.6225 | 0.29279 | 13.34 | 0.50961 | 0.19024 | 170.5243 | 0.3016 | 12.92 | 0.4936 | 0.18092 | 166.7709 | 0.43894 | 9.48 | 0.35347 | 0.12675 | 166.7779 | 0.54656 | 8.64 | 0.34343 | 0.10649 | 178.7182 | 0.58098 | 9 | 0.36609 | 0.10952 | 172.5566 | 0.59428 | 8.79 | 0.35748 | 0.10548 | 172.0255 | 0.80404 | 7.21 | 0.29117 | 0.08128 | 171.5805 | 0.88277 | 7.12 | 0.28499 | 0.07734 | 175.8373 | 0.86896 | 7.85 | 0.30846 | 0.08273 | 180.7162 | 0.98569 | 6.94 | 0.27229 | 0.07284 | 175.1664 | 1.0053 | 7.32 | 0.28132 | 0.07324 | 175.162 | 1.1914 | 6.18 | 0.23759 | 0.06276 | 182.0043 | 1.1624 | 7.25 | 0.30363 | 0.07002 | 187.6838 | 1.1403 | 8.32 | 0.35609 | 0.07686 | 187.7033 | 1.3664 | 6.96 | 0.29739 | 0.06437 | 180.1982 | 1.4014 | 6.77 | 0.28943 | 0.06169 | 196.294 | 1.4574 | 7.27 | 0.30899 | 0.06479 | 192.5261 | 1.6095 | 6.59 | 0.27964 | 0.05814 | 196.6568 | 1.8445 | 6.34 | 0.2647 | 0.05407 | 189.868 | 2.1967 | 5.34 | 0.22214 | 0.04478 | 187.7112 | 2.2127 | 5.78 | 0.23549 | 0.04632 | 190.6881 | 2.3447 | 5.47 | 0.22249 | 0.04406 | 184.8201 | 2.3907 | 5.36 | 0.21796 | 0.0427 | 187.7082 | 2.5348 | 5.06 | 0.20575 | 0.04047 | 185.9135 | 2.5498 | 5.44 | 0.2163 | 0.0418 | 185.9161 | 2.8829 | 4.83 | 0.19144 | 0.03715 | 194.6553 | 2.8028 | 5.36 | 0.20726 | 0.04042 | 183.1122 | 3.287 | 4.9 | 0.18446 | 0.03502 | 177.3993 | 3.5461 | 4.24 | 0.1635 | 0.03098 | 185.3774 | 3.45 | 4.67 | 0.17585 | 0.03354 | 179.6715 | 3.7951 | 3.98 | 0.15324 | 0.02904 | 178.7608 | 3.8071 | 4.25 | 0.15961 | 0.02996 | 174.5993 | 3.8632 | 4.19 | 0.15719 | 0.02929 | 168.7175 | 4.5744 | 3.55 | 0.13264 | 0.02459 | 166.8428 | 4.8795 | 3.33 | 0.12444 | 0.023 | 166.8265 | 4.8795 | 3.56 | 0.12949 | 0.02379 | 172.2171 | 4.9835 | 3.49 | 0.12697 | 0.0237 | 174.089 | 5.2456 | 3.32 | 0.12074 | 0.02248 | 159.0197 | 6.9331 | 2.69 | 0.09489 | 0.01726 | 156.0994 | 7.0151 | 2.66 | 0.09377 | 0.01697 | 157.5994 | 8.8287 | 2.51 | 0.09087 | 0.01498 | 161.4127 | 9.0487 | 2.45 | 0.08872 | 0.01468 | 155.153 | 9.2688 | 2.39 | 0.08656 | 0.01418 | 165.5544 | 8.9097 | 2.79 | 0.10767 | 0.01599 | 177.4207 | 9.876 | 2.83 | 0.11013 | 0.0161 | 173.7173 | 10.9633 | 2.56 | 0.09932 | 0.01462 | 173.0376 | 11.6937 | 2.65 | 0.10222 | 0.01466 | 181.8953 | 12.8037 | 2.65 | 0.10076 | 0.01389 | 177.5841 | 13.064 | 2.61 | 0.09888 | 0.01399 | 193.4257 | 13.9441 | 2.87 | 0.10463 | 0.01476 | 176.7962 | 17.0751 | 2.38 | 0.08577 | 0.01202 | 177.6947 | 17.3152 | 2.36 | 0.08474 | 0.01206 | 180.3084 | 17.9955 | 2.43 | 0.0856 | 0.01216 | 179.443 | 18.9957 | 2.33 | 0.08144 | 0.01159 | 172.3856 | 21.4969 | 2.2 | 0.07515 | 0.01087 | 170.1809 | 23.2473 | 2.02 | 0.06919 | 0.00974 | 168.0312 | 23.4174 | 2.01 | 0.06871 | 0.00966
178.5714 | 0.0029579 | 62.91 | 2.64 | 4.12 | 198.6097 | 0.0027679 | 151.02 | 6.03 | 7.16 | 198.939 | 0.0027649 | 227.12 | 9.49 | 8.94 | 198.939 | 0.011083 | 56.66 | 2.37 | 2.15 | 199.8501 | 0.011043 | 75.84 | 3.29 | 2.53 | 213.797 | 0.023887 | 66.08 | 2.59 | 1.65 | 179.7663 | 0.071483 | 26.17 | 0.95456 | 0.55535 | 181.6695 | 0.071003 | 29.29 | 1.13 | 0.59393 | 166.6667 | 0.10894 | 19.02 | 0.73261 | 0.36825 | 178.5332 | 0.14424 | 18.02 | 0.74691 | 0.31675 | 183.3333 | 0.14174 | 20.19 | 0.83309 | 0.3427 | 187.5586 | 0.18276 | 17.13 | 0.69653 | 0.27942 | 191.1877 | 0.18056 | 18.8 | 0.75033 | 0.29743 | 194.4552 | 0.17865 | 20.49 | 0.80028 | 0.31484 | 197.3892 | 0.22357 | 17.56 | 0.67038 | 0.26113 | 187.575 | 0.28379 | 13.8 | 0.5269 | 0.20053 | 190.5306 | 0.28099 | 14.88 | 0.55525 | 0.2109 | 181.8926 | 0.28939 | 14.41 | 0.53798 | 0.20063 | 187.6173 | 0.40702 | 11.56 | 0.46181 | 0.15299 | 185.3087 | 0.51125 | 10.31 | 0.41762 | 0.12568 | 196.5901 | 0.54706 | 10.57 | 0.42863 | 0.12735 | 189.8123 | 0.55927 | 10.32 | 0.41872 | 0.12269 | 187.6642 | 0.76132 | 8.34 | 0.33254 | 0.09312 | 185.8789 | 0.83875 | 8.15 | 0.32025 | 0.08775 | 189.3632 | 0.82905 | 8.88 | 0.34219 | 0.09299 | 194.6174 | 0.94077 | 7.86 | 0.30197 | 0.0818 | 200.1902 | 0.92446 | 9.15 | 0.38299 | 0.09029 | 200.1852 | 1.0953 | 7.73 | 0.32339 | 0.07736 | 204.7549 | 1.0803 | 8.82 | 0.37711 | 0.08418 | 208.5375 | 1.0683 | 9.92 | 0.42236 | 0.09061 | 208.5593 | 1.2794 | 8.3 | 0.35269 | 0.07584 | 200.2202 | 1.3124 | 8.07 | 0.34341 | 0.0727 | 215.9234 | 1.3754 | 8.52 | 0.35613 | 0.0751 | 211.7787 | 1.5184 | 7.72 | 0.32235 | 0.06737 | 214.5347 | 1.7495 | 7.33 | 0.29924 | 0.06181 | 207.1287 | 2.0826 | 6.16 | 0.25116 | 0.05116 | 203.3538 | 2.1056 | 6.6 | 0.26258 | 0.05236 | 206.5787 | 2.2326 | 6.24 | 0.24802 | 0.04979 | 200.2218 | 2.2747 | 6.11 | 0.24303 | 0.04825 | 203.3506 | 2.4127 | 5.77 | 0.22937 | 0.04573 | 200.2145 | 2.4357 | 6.15 | 0.23855 | 0.0468 | 200.2174 | 2.7548 | 5.45 | 0.2111 | 0.04157 | 208.5593 | 2.6868 | 6 | 0.22651 | 0.04488 | 195.3197 | 3.1579 | 5.45 | 0.2002 | 0.0386 | 190.0707 | 3.397 | 4.75 | 0.17875 | 0.03437 | 197.7359 | 3.316 | 5.2 | 0.19084 | 0.03696 | 192.5051 | 3.6371 | 4.46 | 0.16743 | 0.03219 | 190.6782 | 3.6591 | 4.73 | 0.17317 | 0.03299 | 186.2392 | 3.7121 | 4.66 | 0.17056 | 0.03225 | 179.9654 | 4.3933 | 3.94 | 0.14395 | 0.02706 | 177.9656 | 4.6864 | 3.7 | 0.13503 | 0.02529 | 177.2532 | 4.6974 | 3.92 | 0.13967 | 0.02602 | 182.9806 | 4.7994 | 3.85 | 0.13693 | 0.02591 | 184.9696 | 5.0535 | 3.66 | 0.13019 | 0.02457 | 168.3738 | 6.69 | 2.95 | 0.10177 | 0.01874 | 165.2817 | 6.768 | 2.91 | 0.10058 | 0.01842 | 177.2994 | 8.2104 | 3.02 | 0.11683 | 0.01768 | 181.5893 | 8.4244 | 2.95 | 0.11401 | 0.01734 | 174.5471 | 8.6275 | 2.88 | 0.11126 | 0.01675 | 183.9493 | 8.3594 | 3.31 | 0.12977 | 0.01856 | 195.1628 | 9.3317 | 3.29 | 0.12794 | 0.01838 | 191.089 | 10.3631 | 2.97 | 0.11534 | 0.01665 | 188.7683 | 11.1234 | 3.04 | 0.11598 | 0.0165 | 197.0533 | 12.2335 | 3 | 0.11245 | 0.01548 | 192.3828 | 12.4837 | 2.95 | 0.11034 | 0.01557 | 207.2419 | 13.4139 | 3.19 | 0.11418 | 0.01617 | 189.4246 | 16.4448 | 2.65 | 0.09353 | 0.01312 | 190.3872 | 16.6749 | 2.62 | 0.09238 | 0.01315 | 192.329 | 17.3752 | 2.68 | 0.09261 | 0.0132 | 191.4059 | 18.3454 | 2.56 | 0.08805 | 0.01256 | 193.9338 | 20.1862 | 2.62 | 0.09615 | 0.01255 | 191.4535 | 21.8065 | 2.41 | 0.08868 | 0.01126 | 189.0351 | 21.9566 | 2.4 | 0.08807 | 0.01116
198.4127 | 0.0027698 | 75.13 | 3.27 | 4.87 | 223.4359 | 0.0025778 | 183.91 | 7.76 | 8.61 | 215.5172 | 0.0026338 | 259.71 | 10.66 | 10.14 | 215.5172 | 0.010553 | 64.8 | 2.66 | 2.44 | 224.8314 | 0.010293 | 92.35 | 4.07 | 3.04 | 228.0502 | 0.022987 | 73.6 | 2.81 | 1.83 | 199.7403 | 0.066891 | 31.27 | 1.2 | 0.65719 | 204.3782 | 0.065951 | 35.73 | 1.46 | 0.71672 | 187.5 | 0.10093 | 23.23 | 0.94796 | 0.44494 | 196.3865 | 0.13574 | 21.17 | 0.87262 | 0.36893 | 200 | 0.13424 | 23.38 | 0.95061 | 0.39377 | 203.1885 | 0.17385 | 19.6 | 0.78156 | 0.31738 | 205.8945 | 0.17245 | 21.3 | 0.83147 | 0.33461 | 208.3449 | 0.17115 | 23.01 | 0.87819 | 0.35127 | 210.5485 | 0.21476 | 19.57 | 0.72991 | 0.28927 | 200.08 | 0.27258 | 15.38 | 0.57389 | 0.22222 | 214.347 | 0.26128 | 18.13 | 0.72348 | 0.25422 | 204.6292 | 0.26878 | 17.57 | 0.70172 | 0.24201 | 208.4636 | 0.38121 | 13.8 | 0.56132 | 0.18078 | 203.8396 | 0.48204 | 12.09 | 0.48834 | 0.14587 | 214.4619 | 0.51855 | 12.22 | 0.48934 | 0.14603 | 207.0679 | 0.52975 | 11.94 | 0.4782 | 0.14074 | 203.3029 | 0.7248 | 9.53 | 0.37313 | 0.10546 | 200.1773 | 0.80083 | 9.22 | 0.35512 | 0.09859 | 216.4151 | 0.76352 | 11.1 | 0.46511 | 0.11463 | 222.4199 | 0.86704 | 9.81 | 0.41009 | 0.10072 | 225.214 | 0.86064 | 11.13 | 0.47501 | 0.10844 | 225.2083 | 1.0193 | 9.39 | 0.40105 | 0.09291 | 227.5054 | 1.0133 | 10.51 | 0.44678 | 0.09914 | 229.3913 | 1.0083 | 11.62 | 0.48655 | 0.10504 | 229.4152 | 1.2083 | 9.71 | 0.40624 | 0.08789 | 220.2423 | 1.2384 | 9.46 | 0.39574 | 0.08428 | 235.5528 | 1.3054 | 9.83 | 0.4023 | 0.08586 | 231.0314 | 1.4414 | 8.91 | 0.36419 | 0.07702 | 232.4126 | 1.6675 | 8.36 | 0.33332 | 0.06988 | 224.3894 | 1.9846 | 7.03 | 0.27981 | 0.0578 | 218.9964 | 2.0136 | 7.45 | 0.28944 | 0.05863 | 222.4694 | 2.1346 | 7.04 | 0.27333 | 0.05573 | 215.6235 | 2.1756 | 6.9 | 0.26789 | 0.05402 | 218.9929 | 2.3067 | 6.52 | 0.25281 | 0.05119 | 214.5156 | 2.3357 | 6.89 | 0.26069 | 0.05198 | 214.5186 | 2.6418 | 6.11 | 0.23066 | 0.04615 | 222.4632 | 2.5857 | 6.67 | 0.24568 | 0.04948 | 207.5271 | 3.0439 | 6.02 | 0.21592 | 0.04229 | 202.7421 | 3.266 | 5.28 | 0.19396 | 0.03787 | 210.0944 | 3.1959 | 5.74 | 0.2058 | 0.04049 | 205.3388 | 3.499 | 4.95 | 0.18159 | 0.03544 | 202.5956 | 3.527 | 5.22 | 0.18671 | 0.03611 | 197.8792 | 3.577 | 5.14 | 0.18391 | 0.0353 | 191.2132 | 4.2322 | 4.35 | 0.15525 | 0.02961 | 189.0885 | 4.5143 | 4.09 | 0.14562 | 0.02766 | 187.6799 | 4.5353 | 4.31 | 0.14986 | 0.02831 | 193.7442 | 4.6344 | 4.22 | 0.14689 | 0.02818 | 195.8502 | 4.8804 | 4.01 | 0.13963 | 0.02673 | 187.082 | 6.2708 | 3.49 | 0.12777 | 0.02182 | 183.6463 | 6.3419 | 3.45 | 0.12629 | 0.02145 | 196.9993 | 7.7062 | 3.58 | 0.1408 | 0.02055 | 201.7659 | 7.9142 | 3.49 | 0.13733 | 0.02015 | 193.9413 | 8.1013 | 3.41 | 0.13405 | 0.01945 | 202.3443 | 7.9012 | 3.85 | 0.15085 | 0.02125 | 212.9049 | 8.8705 | 3.77 | 0.14522 | 0.02075 | 208.4607 | 9.8538 | 3.41 | 0.13088 | 0.01877 | 204.499 | 10.6232 | 3.44 | 0.12946 | 0.01841 | 212.2112 | 11.7332 | 3.37 | 0.12396 | 0.01712 | 207.1815 | 11.9735 | 3.31 | 0.12161 | 0.01721 | 221.058 | 12.9537 | 3.53 | 0.12363 | 0.01762 | 202.0529 | 15.8745 | 2.92 | 0.10122 | 0.01425 | 203.0797 | 16.1046 | 2.89 | 0.09995 | 0.01427 | 216.3701 | 16.3147 | 3.2 | 0.11868 | 0.01534 | 215.3316 | 17.2448 | 3.06 | 0.11262 | 0.01455 | 215.4819 | 19.0956 | 3.07 | 0.11529 | 0.01431 | 212.7261 | 20.6159 | 2.83 | 0.10647 | 0.01286 | 210.039 | 20.756 | 2.81 | 0.10573 | 0.01274
223.2143 | 0.0025787 | 91.5 | 4.15 | 5.86 | 248.2622 | 0.0024237 | 219.05 | 9.36 | 10.14 | 232.0955 | 0.0025208 | 293.84 | 11.81 | 11.39 | 232.0955 | 0.010093 | 73.32 | 2.95 | 2.74 | 249.8126 | 0.0096757 | 110 | 4.81 | 3.58 | 242.3033 | 0.022186 | 81.41 | 3.03 | 2.01 | 224.7079 | 0.062259 | 38.1 | 1.55 | 0.79176 | 227.0869 | 0.061869 | 42.63 | 1.76 | 0.84643 | 208.3333 | 0.094559 | 27.74 | 1.15 | 0.52617 | 214.2398 | 0.12864 | 24.5 | 0.99499 | 0.42356 | 216.6667 | 0.12784 | 26.75 | 1.07 | 0.44703 | 218.8184 | 0.16615 | 22.19 | 0.8656 | 0.35683 | 220.6012 | 0.16535 | 23.91 | 0.91198 | 0.37312 | 222.2346 | 0.16465 | 25.63 | 0.95568 | 0.38891 | 236.867 | 0.20016 | 23.82 | 0.94887 | 0.34814 | 225.09 | 0.25367 | 18.74 | 0.7469 | 0.26765 | 238.1633 | 0.24527 | 21.61 | 0.87757 | 0.29994 | 227.3657 | 0.25207 | 20.96 | 0.85185 | 0.28574 | 229.31 | 0.3599 | 16.18 | 0.65601 | 0.20998 | 222.3705 | 0.45753 | 13.97 | 0.55691 | 0.16697 | 232.3337 | 0.49424 | 13.96 | 0.54882 | 0.16548 | 224.3236 | 0.50474 | 13.64 | 0.53652 | 0.15955 | 218.9416 | 0.69319 | 10.77 | 0.41317 | 0.11827 | 228.7741 | 0.73851 | 11.52 | 0.48201 | 0.12143 | 243.467 | 0.712 | 13.49 | 0.57614 | 0.13762 | 250.2224 | 0.80911 | 11.92 | 0.50768 | 0.12079 | 250.2377 | 0.80901 | 13.24 | 0.56204 | 0.12757 | 250.2315 | 0.95866 | 11.18 | 0.47449 | 0.10929 | 250.2559 | 0.95866 | 12.3 | 0.51413 | 0.11483 | 250.245 | 0.95866 | 13.42 | 0.54933 | 0.12011 | 250.2711 | 1.1483 | 11.21 | 0.45863 | 0.10045 | 240.2643 | 1.1763 | 10.92 | 0.44698 | 0.09638 | 255.1822 | 1.2463 | 11.22 | 0.44775 | 0.09705 | 250.284 | 1.3764 | 10.16 | 0.4054 | 0.08705 | 250.2905 | 1.5974 | 9.44 | 0.36703 | 0.07823 | 241.6501 | 1.9005 | 7.94 | 0.30818 | 0.06469 | 234.639 | 1.9335 | 8.35 | 0.31612 | 0.06511 | 238.3601 | 2.0506 | 7.89 | 0.29846 | 0.06188 | 231.0251 | 2.0876 | 7.73 | 0.2926 | 0.05999 | 234.6353 | 2.2156 | 7.3 | 0.27608 | 0.05684 | 228.8166 | 2.2476 | 7.66 | 0.28274 | 0.05733 | 228.8199 | 2.5427 | 6.79 | 0.25013 | 0.05088 | 236.3672 | 2.4957 | 7.36 | 0.26479 | 0.05422 | 219.7346 | 2.9418 | 6.61 | 0.23162 | 0.04609 | 215.4135 | 3.1489 | 5.83 | 0.20913 | 0.04149 | 222.4529 | 3.0889 | 6.3 | 0.22074 | 0.04412 | 218.1725 | 3.3749 | 5.47 | 0.1957 | 0.03879 | 214.513 | 3.409 | 5.73 | 0.20023 | 0.03933 | 209.5192 | 3.457 | 5.64 | 0.19725 | 0.03844 | 202.461 | 4.0882 | 4.77 | 0.16654 | 0.03224 | 200.2113 | 4.3603 | 4.48 | 0.1562 | 0.0301 | 208.5332 | 4.2552 | 5.11 | 0.18823 | 0.03308 | 215.2713 | 4.3512 | 5.01 | 0.18438 | 0.03292 | 217.6113 | 4.5833 | 4.76 | 0.17519 | 0.03121 | 210.4672 | 5.8436 | 4.22 | 0.16429 | 0.0259 | 206.6021 | 5.9077 | 4.17 | 0.16242 | 0.02546 | 216.6992 | 7.287 | 4.17 | 0.16366 | 0.02355 | 221.9424 | 7.491 | 4.07 | 0.15953 | 0.02309 | 213.3354 | 7.6621 | 3.97 | 0.15577 | 0.02228 | 220.7392 | 7.5141 | 4.42 | 0.17128 | 0.02407 | 230.6469 | 8.4753 | 4.28 | 0.16214 | 0.02321 | 225.8325 | 9.4146 | 3.87 | 0.14609 | 0.02097 | 220.2297 | 10.1829 | 3.86 | 0.14274 | 0.02039 | 227.3692 | 11.283 | 3.75 | 0.13535 | 0.01881 | 221.9802 | 11.5233 | 3.69 | 0.13275 | 0.01889 | 248.6902 | 12.1733 | 4.23 | 0.15869 | 0.02062 | 227.3095 | 14.9141 | 3.49 | 0.12975 | 0.0166 | 228.4647 | 15.1242 | 3.46 | 0.12806 | 0.01659 | 240.4112 | 15.4443 | 3.76 | 0.14241 | 0.01758 | 239.2573 | 16.3444 | 3.58 | 0.13498 | 0.01663 | 237.0301 | 18.1852 | 3.55 | 0.13336 | 0.01614 | 233.9987 | 19.6155 | 3.27 | 0.12326 | 0.01452 | 231.0429 | 19.7455 | 3.24 | 0.12241 | 0.01438
248.0159 | 0.0024257 | 109 | 4.97 | 6.9 | 273.0884 | 0.0022976 | 256.28 | 10.9 | 11.74 | 265.252 | 0.0023347 | 366.37 | 15.84 | 13.99 | 265.252 | 0.0093525 | 91.43 | 3.95 | 3.37 | 274.7939 | 0.0091715 | 128.69 | 5.53 | 4.15 | 256.5564 | 0.021476 | 89.48 | 3.25 | 2.19 | 249.6754 | 0.058527 | 45.4 | 1.87 | 0.93352 | 249.7956 | 0.058507 | 49.96 | 2.05 | 0.98231 | 229.1667 | 0.089276 | 32.53 | 1.34 | 0.61146 | 232.0931 | 0.12264 | 28.01 | 1.12 | 0.48044 | 233.3333 | 0.12224 | 30.27 | 1.18 | 0.50229 | 234.4483 | 0.15945 | 24.9 | 0.9489 | 0.39763 | 235.308 | 0.15915 | 26.63 | 0.99198 | 0.41286 | 250.0139 | 0.15364 | 31.18 | 1.24 | 0.46752 | 263.1856 | 0.18825 | 28.36 | 1.15 | 0.41008 | 250.1 | 0.23837 | 22.32 | 0.90519 | 0.31553 | 261.9796 | 0.23216 | 25.31 | 1.02 | 0.34779 | 250.1023 | 0.23837 | 24.56 | 0.99442 | 0.33158 | 250.1563 | 0.342 | 18.7 | 0.74764 | 0.24044 | 240.9013 | 0.43652 | 15.94 | 0.62399 | 0.18891 | 250.2055 | 0.47333 | 15.79 | 0.60738 | 0.18564 | 241.5792 | 0.48303 | 15.43 | 0.59397 | 0.17905 | 250.2189 | 0.64137 | 13.42 | 0.55858 | 0.14517 | 257.3708 | 0.68959 | 13.99 | 0.59646 | 0.14566 | 270.5189 | 0.67038 | 16.05 | 0.68093 | 0.16179 | 278.0249 | 0.76239 | 14.16 | 0.59972 | 0.14188 | 275.2615 | 0.7666 | 15.48 | 0.64597 | 0.14757 | 275.2546 | 0.90844 | 13.07 | 0.54532 | 0.12642 | 273.0065 | 0.91264 | 14.18 | 0.57986 | 0.13116 | 271.0988 | 0.91615 | 15.3 | 0.61107 | 0.13574 | 271.1271 | 1.0983 | 12.78 | 0.51013 | 0.11349 | 260.2863 | 1.1233 | 12.46 | 0.4974 | 0.10894 | 274.8116 | 1.1963 | 12.66 | 0.49263 | 0.10862 | 269.5366 | 1.3194 | 11.47 | 0.44612 | 0.09743 | 268.1684 | 1.5364 | 10.57 | 0.40043 | 0.08685 | 258.9108 | 1.8275 | 8.89 | 0.3363 | 0.0718 | 250.2816 | 1.8625 | 9.28 | 0.34265 | 0.0718 | 254.2508 | 1.9755 | 8.76 | 0.32344 | 0.06821 | 246.4268 | 2.0116 | 8.59 | 0.31717 | 0.06614 | 250.2777 | 2.1346 | 8.11 | 0.29922 | 0.06266 | 243.1176 | 2.1696 | 8.46 | 0.3047 | 0.06284 | 243.1211 | 2.4547 | 7.49 | 0.26953 | 0.05574 | 250.2711 | 2.4147 | 8.08 | 0.28383 | 0.05909 | 244.1496 | 2.7668 | 7.84 | 0.29056 | 0.05398 | 228.0848 | 3.0439 | 6.4 | 0.22428 | 0.04521 | 247.1699 | 2.9058 | 7.48 | 0.27681 | 0.05166 | 231.0062 | 3.2649 | 6 | 0.20978 | 0.04224 | 238.3478 | 3.2069 | 6.79 | 0.25099 | 0.046 | 232.7991 | 3.2499 | 6.7 | 0.24738 | 0.04497 | 224.9567 | 3.8401 | 5.66 | 0.20902 | 0.0377 | 222.457 | 4.0951 | 5.32 | 0.19601 | 0.03518 | 234.5998 | 3.9711 | 6.18 | 0.24201 | 0.03937 | 242.1803 | 4.0631 | 6.06 | 0.23688 | 0.03915 | 244.8127 | 4.2821 | 5.76 | 0.22498 | 0.03712 | 233.8525 | 5.4965 | 5 | 0.19789 | 0.03019 | 229.5579 | 5.5555 | 4.94 | 0.19568 | 0.02967 | 236.3992 | 6.9329 | 4.79 | 0.1858 | 0.02668 | 242.119 | 7.1329 | 4.67 | 0.18102 | 0.02615 | 232.7295 | 7.292 | 4.56 | 0.17681 | 0.02524 | 239.1341 | 7.1819 | 5.02 | 0.19126 | 0.02699 | 248.389 | 8.1332 | 4.81 | 0.17877 | 0.02576 | 243.2042 | 9.0345 | 4.35 | 0.16105 | 0.02325 | 235.9604 | 9.7978 | 4.31 | 0.15586 | 0.02243 | 242.5271 | 10.8929 | 4.15 | 0.14662 | 0.02056 | 236.7789 | 11.1231 | 4.08 | 0.14378 | 0.02063 | 276.3225 | 11.523 | 4.98 | 0.19058 | 0.02376 | 252.5661 | 14.1237 | 4.1 | 0.15571 | 0.01905 | 253.8496 | 14.3238 | 4.05 | 0.15363 | 0.01901 | 264.4523 | 14.7139 | 4.35 | 0.16477 | 0.0199 | 263.1831 | 15.584 | 4.14 | 0.15604 | 0.01879 | 258.5783 | 17.4148 | 4.04 | 0.1507 | 0.01803 | 255.2714 | 18.775 | 3.73 | 0.13939 | 0.01624 | 252.0468 | 18.8951 | 3.7 | 0.13845 | 0.01608
272.8175 | 0.0022986 | 127.54 | 5.77 | 8 | 297.9146 | 0.0021916 | 295.43 | 12.38 | 13.4 | 298.4085 | 0.0021896 | 444.18 | 19.48 | 16.73 | 298.4085 | 0.0087703 | 110.86 | 4.86 | 4.03 | 299.7752 | 0.0087493 | 148.35 | 6.23 | 4.73 | 285.0627 | 0.020256 | 106.38 | 4.06 | 2.57 | 274.643 | 0.055446 | 53.14 | 2.18 | 1.08 | 272.5043 | 0.055696 | 57.68 | 2.33 | 1.12 | 250 | 0.084844 | 37.6 | 1.52 | 0.70042 | 249.9464 | 0.11743 | 31.68 | 1.23 | 0.53937 | 250 | 0.11743 | 33.95 | 1.29 | 0.55939 | 250.0781 | 0.15354 | 27.72 | 1.03 | 0.4397 | 264.7215 | 0.14864 | 32.36 | 1.29 | 0.49574 | 277.7932 | 0.14474 | 37.09 | 1.5 | 0.55007 | 289.5042 | 0.17855 | 33.17 | 1.34 | 0.47471 | 275.11 | 0.22586 | 26.12 | 1.06 | 0.36557 | 285.7959 | 0.22116 | 29.2 | 1.16 | 0.39754 | 272.8389 | 0.22686 | 28.35 | 1.13 | 0.3793 | 271.0027 | 0.32679 | 21.33 | 0.8371 | 0.27205 | 259.4322 | 0.41851 | 18 | 0.68995 | 0.21161 | 285.9492 | 0.43911 | 19.66 | 0.81936 | 0.22785 | 276.0906 | 0.44772 | 19.22 | 0.80215 | 0.21994 | 281.4963 | 0.60075 | 16.26 | 0.68931 | 0.17356 | 285.9676 | 0.65017 | 16.62 | 0.7043 | 0.17109 | 297.5707 | 0.63626 | 18.75 | 0.78176 | 0.187 | 305.8274 | 0.72398 | 16.54 | 0.68821 | 0.16386 | 300.2853 | 0.73108 | 17.84 | 0.72769 | 0.16833 | 300.2778 | 0.86642 | 15.06 | 0.61427 | 0.1442 | 295.757 | 0.87353 | 16.16 | 0.64436 | 0.14806 | 291.9525 | 0.87963 | 17.26 | 0.67195 | 0.15188 | 291.983 | 1.0543 | 14.42 | 0.56093 | 0.12696 | 280.3083 | 1.0783 | 14.06 | 0.54718 | 0.12192 | 294.441 | 1.1513 | 14.16 | 0.53703 | 0.12053 | 288.7892 | 1.2703 | 12.83 | 0.4864 | 0.10812 | 286.0463 | 1.4834 | 11.73 | 0.43357 | 0.09571 | 276.1716 | 1.7625 | 9.87 | 0.36421 | 0.07912 | 265.9242 | 1.7995 | 10.24 | 0.36904 | 0.07868 | 270.1414 | 1.9095 | 9.67 | 0.34829 | 0.07472 | 261.8285 | 1.9435 | 9.49 | 0.34162 | 0.07247 | 265.92 | 2.0626 | 8.95 | 0.32224 | 0.06864 | 257.4187 | 2.1006 | 9.29 | 0.32658 | 0.0685 | 257.4223 | 2.3766 | 8.22 | 0.28886 | 0.06074 | 278.079 | 2.2766 | 9.59 | 0.35515 | 0.06917 | 274.6683 | 2.5897 | 9.49 | 0.37283 | 0.06435 | 253.4276 | 2.8648 | 7.59 | 0.2811 | 0.05293 | 278.0661 | 2.7217 | 9.04 | 0.35508 | 0.06156 | 256.6735 | 3.0758 | 7.11 | 0.26259 | 0.04938 | 268.1412 | 3.0018 | 8.22 | 0.3219 | 0.05477 | 261.8989 | 3.0418 | 8.1 | 0.31741 | 0.05355 | 253.0763 | 3.589 | 6.85 | 0.26845 | 0.04489 | 250.2642 | 3.828 | 6.43 | 0.25172 | 0.04186 | 260.6665 | 3.741 | 7.33 | 0.29135 | 0.04599 | 269.0892 | 3.831 | 7.18 | 0.285 | 0.0457 | 272.0141 | 4.038 | 6.82 | 0.27061 | 0.04331 | 257.2377 | 5.2104 | 5.82 | 0.22981 | 0.03467 | 252.5137 | 5.2644 | 5.76 | 0.22728 | 0.03409 | 256.0991 | 6.6307 | 5.44 | 0.20743 | 0.02992 | 262.2956 | 6.8268 | 5.3 | 0.20198 | 0.02932 | 252.1237 | 6.9758 | 5.18 | 0.19735 | 0.0283 | 257.529 | 6.8948 | 5.65 | 0.21089 | 0.03 | 266.1311 | 7.8341 | 5.36 | 0.19518 | 0.02838 | 260.5759 | 8.7013 | 4.84 | 0.17582 | 0.02559 | 251.691 | 9.4586 | 4.76 | 0.16886 | 0.02453 | 272.843 | 10.2326 | 4.98 | 0.18843 | 0.02417 | 266.3762 | 10.4428 | 4.9 | 0.18471 | 0.02423 | 303.9547 | 10.9828 | 5.76 | 0.22059 | 0.02701 | 277.8227 | 13.4634 | 4.74 | 0.18015 | 0.02159 | 279.2346 | 13.6535 | 4.69 | 0.17772 | 0.02153 | 288.4934 | 14.1036 | 4.96 | 0.1862 | 0.02229 | 287.1088 | 14.9437 | 4.72 | 0.17621 | 0.02101 | 280.1265 | 16.7544 | 4.56 | 0.16751 | 0.01997 | 276.544 | 18.0447 | 4.2 | 0.15503 | 0.01801 | 273.0507 | 18.1547 | 4.18 | 0.154 | 0.01783
297.619 | 0.0021926 | 147.03 | 6.55 | 9.13 | 322.7408 | 0.0021015 | 336.37 | 13.84 | 15.1 | 331.565 | 0.0020736 | 526.77 | 22.92 | 19.58 | 331.565 | 0.0083031 | 131.49 | 5.72 | 4.72 | 324.7564 | 0.0083912 | 168.9 | 6.92 | 5.34 | 320.6956 | 0.019025 | 128.83 | 5.18 | 3.08 | 299.6105 | 0.052874 | 61.28 | 2.47 | 1.24 | 295.213 | 0.053305 | 65.77 | 2.61 | 1.27 | 270.8333 | 0.081073 | 42.91 | 1.7 | 0.79268 | 267.7998 | 0.11293 | 35.51 | 1.35 | 0.60018 | 266.6667 | 0.11313 | 37.78 | 1.41 | 0.61819 | 281.3379 | 0.14374 | 33.66 | 1.33 | 0.52728 | 294.1349 | 0.14024 | 38.47 | 1.55 | 0.58259 | 305.5725 | 0.13744 | 43.35 | 1.75 | 0.63604 | 315.8227 | 0.17044 | 38.23 | 1.52 | 0.54172 | 300.12 | 0.21536 | 30.12 | 1.2 | 0.41752 | 309.6123 | 0.21186 | 33.28 | 1.3 | 0.44898 | 295.5755 | 0.21716 | 32.32 | 1.27 | 0.42869 | 291.8491 | 0.31368 | 24.09 | 0.92491 | 0.30469 | 296.494 | 0.3889 | 22.37 | 0.92851 | 0.25903 | 321.6928 | 0.4124 | 23.8 | 1.01 | 0.27223 | 310.6019 | 0.42001 | 23.29 | 0.9889 | 0.26299 | 312.7737 | 0.56794 | 19.28 | 0.81209 | 0.20323 | 314.5643 | 0.61775 | 19.41 | 0.80791 | 0.19755 | 324.6226 | 0.60775 | 21.59 | 0.87974 | 0.21312 | 333.6299 | 0.69186 | 19.03 | 0.77413 | 0.1866 | 325.309 | 0.70097 | 20.3 | 0.80769 | 0.18977 | 325.3009 | 0.83071 | 17.14 | 0.68178 | 0.16257 | 318.5076 | 0.83991 | 18.22 | 0.70785 | 0.16548 | 312.8063 | 0.84782 | 19.31 | 0.7321 | 0.16848 | 312.8389 | 1.0163 | 16.13 | 0.61111 | 0.14081 | 300.3304 | 1.0383 | 15.73 | 0.59639 | 0.13529 | 314.0704 | 1.1133 | 15.72 | 0.58099 | 0.13276 | 308.0418 | 1.2273 | 14.25 | 0.52631 | 0.1191 | 303.9242 | 1.4354 | 12.94 | 0.46645 | 0.1048 | 293.4323 | 1.7054 | 10.89 | 0.39193 | 0.08663 | 281.5668 | 1.7435 | 11.24 | 0.39529 | 0.08572 | 286.0321 | 1.8505 | 10.61 | 0.37299 | 0.0814 | 277.2302 | 1.8825 | 10.41 | 0.36595 | 0.07896 | 281.5624 | 1.9985 | 9.82 | 0.34514 | 0.07477 | 286.0207 | 1.9815 | 11.02 | 0.40848 | 0.08021 | 286.0248 | 2.2426 | 9.75 | 0.3612 | 0.07108 | 312.8389 | 2.1385 | 11.59 | 0.45441 | 0.08236 | 305.187 | 2.4476 | 11.24 | 0.44802 | 0.0752 | 285.1061 | 2.6847 | 9.18 | 0.36037 | 0.06306 | 308.9624 | 2.5727 | 10.71 | 0.42656 | 0.07192 | 288.7577 | 2.8847 | 8.59 | 0.33622 | 0.05874 | 297.9347 | 2.8367 | 9.73 | 0.3867 | 0.06393 | 290.9988 | 2.8727 | 9.59 | 0.38146 | 0.06254 | 281.1959 | 3.3869 | 8.12 | 0.32286 | 0.05244 | 278.0713 | 3.6109 | 7.62 | 0.30275 | 0.04887 | 286.7331 | 3.5519 | 8.54 | 0.3381 | 0.05288 | 295.9981 | 3.6399 | 8.36 | 0.33057 | 0.05252 | 299.2155 | 3.838 | 7.94 | 0.31379 | 0.04977 | 280.623 | 4.9693 | 6.69 | 0.26061 | 0.03933 | 275.4694 | 5.0183 | 6.62 | 0.2578 | 0.03867 | 275.799 | 6.3696 | 6.12 | 0.22866 | 0.03326 | 282.4722 | 6.5626 | 5.96 | 0.22254 | 0.03258 | 271.5178 | 6.7017 | 5.82 | 0.21751 | 0.03145 | 275.924 | 6.6447 | 6.3 | 0.23023 | 0.0331 | 283.8732 | 7.5709 | 5.94 | 0.21139 | 0.03108 | 277.9476 | 8.4082 | 5.36 | 0.19041 | 0.028 | 283.1524 | 8.8863 | 5.73 | 0.21699 | 0.02888 | 303.1589 | 9.6903 | 5.87 | 0.22639 | 0.02795 | 295.9736 | 9.8885 | 5.76 | 0.2219 | 0.02799 | 331.587 | 10.5225 | 6.58 | 0.24933 | 0.03036 | 303.0793 | 12.9031 | 5.41 | 0.20355 | 0.0242 | 304.6196 | 13.0932 | 5.35 | 0.20079 | 0.02412 | 312.5346 | 13.5734 | 5.6 | 0.20694 | 0.02475 | 311.0345 | 14.3835 | 5.32 | 0.19573 | 0.02329 | 301.6747 | 16.1742 | 5.09 | 0.1839 | 0.02196 | 297.8166 | 17.4144 | 4.7 | 0.1703 | 0.01982 | 294.0546 | 17.5144 | 4.67 | 0.16918 | 0.01963
322.4206 | 0.0021025 | 167.42 | 7.32 | 10.29 | 347.567 | 0.0020245 | 378.97 | 15.27 | 16.86 | 364.7215 | 0.0019775 | 613.67 | 26.23 | 22.53 | 364.7215 | 0.0079209 | 153.19 | 6.55 | 5.44 | 349.7377 | 0.008084 | 190.27 | 7.6 | 5.96 | 356.3284 | 0.018044 | 152.61 | 6.21 | 3.6 | 324.578 | 0.050693 | 69.79 | 2.76 | 1.39 | 317.9217 | 0.051244 | 74.2 | 2.87 | 1.42 | 291.6667 | 0.077831 | 48.46 | 1.88 | 0.8879 | 285.6531 | 0.10893 | 39.49 | 1.47 | 0.66271 | 300 | 0.10603 | 45.83 | 1.81 | 0.74038 | 312.5977 | 0.13584 | 39.97 | 1.61 | 0.61886 | 323.5484 | 0.13333 | 44.92 | 1.81 | 0.67288 | 333.3519 | 0.13133 | 49.91 | 1.98 | 0.72497 | 342.1413 | 0.16354 | 43.51 | 1.7 | 0.61079 | 325.1301 | 0.20645 | 34.3 | 1.34 | 0.47115 | 333.4286 | 0.20385 | 37.52 | 1.44 | 0.5019 | 318.312 | 0.20875 | 36.46 | 1.4 | 0.47958 | 333.5418 | 0.29237 | 29.91 | 1.24 | 0.37267 | 333.5557 | 0.36589 | 27.05 | 1.14 | 0.30875 | 357.4365 | 0.39099 | 28.2 | 1.19 | 0.31843 | 345.1132 | 0.3978 | 27.61 | 1.16 | 0.30786 | 344.051 | 0.54113 | 22.46 | 0.92964 | 0.23398 | 343.1611 | 0.59074 | 22.33 | 0.90842 | 0.22492 | 351.6745 | 0.58364 | 24.55 | 0.97546 | 0.24002 | 361.4324 | 0.66475 | 21.63 | 0.85801 | 0.21001 | 350.3328 | 0.67506 | 22.87 | 0.88626 | 0.21181 | 350.324 | 0.80019 | 19.3 | 0.74807 | 0.18144 | 341.2581 | 0.8107 | 20.36 | 0.77045 | 0.18335 | 333.66 | 0.82 | 21.42 | 0.79159 | 0.1855 | 333.6948 | 0.98274 | 17.89 | 0.66074 | 0.15501 | 320.3524 | 1.0033 | 17.45 | 0.6451 | 0.149 | 333.6997 | 1.0783 | 17.33 | 0.62454 | 0.14527 | 327.2944 | 1.1893 | 15.71 | 0.56585 | 0.13034 | 321.8021 | 1.3933 | 14.19 | 0.4991 | 0.11409 | 310.693 | 1.6544 | 11.94 | 0.41946 | 0.09431 | 312.852 | 1.6484 | 13.32 | 0.49339 | 0.10029 | 317.8134 | 1.7504 | 12.57 | 0.46529 | 0.09518 | 308.0335 | 1.7795 | 12.34 | 0.45689 | 0.09237 | 312.8471 | 1.8895 | 11.64 | 0.4307 | 0.08745 | 321.7733 | 1.8615 | 13.31 | 0.52239 | 0.09551 | 321.7779 | 2.1075 | 11.78 | 0.46181 | 0.08459 | 347.5988 | 2.0265 | 13.7 | 0.54478 | 0.0961 | 335.7057 | 2.3306 | 13.09 | 0.51896 | 0.08646 | 316.7845 | 2.5396 | 10.87 | 0.43272 | 0.07364 | 339.8586 | 2.4506 | 12.47 | 0.49399 | 0.08267 | 320.8419 | 2.7307 | 10.16 | 0.40337 | 0.06851 | 327.7282 | 2.7017 | 11.32 | 0.44786 | 0.07345 | 320.0987 | 2.7337 | 11.17 | 0.44196 | 0.07187 | 309.3155 | 3.2198 | 9.45 | 0.37432 | 0.06028 | 305.8784 | 3.4329 | 8.87 | 0.35102 | 0.05616 | 312.7998 | 3.3928 | 9.81 | 0.3831 | 0.06003 | 322.907 | 3.4789 | 9.6 | 0.37439 | 0.05958 | 326.4169 | 3.6699 | 9.11 | 0.3553 | 0.05644 | 304.0082 | 4.7642 | 7.6 | 0.29058 | 0.04414 | 298.4252 | 4.8102 | 7.51 | 0.28751 | 0.0434 | 295.499 | 6.1415 | 6.82 | 0.24956 | 0.0367 | 302.6488 | 6.3325 | 6.64 | 0.24276 | 0.03594 | 290.9119 | 6.4626 | 6.49 | 0.23735 | 0.0347 | 294.3189 | 6.4236 | 6.97 | 0.24934 | 0.03628 | 319.3573 | 7.1287 | 7.14 | 0.27132 | 0.03665 | 312.6911 | 7.915 | 6.44 | 0.24436 | 0.03298 | 314.6138 | 8.4231 | 6.75 | 0.26066 | 0.03341 | 333.4748 | 9.2461 | 6.8 | 0.26206 | 0.03185 | 325.5709 | 9.4323 | 6.68 | 0.25685 | 0.03188 | 359.2192 | 10.1424 | 7.43 | 0.2771 | 0.0338 | 328.3359 | 12.4229 | 6.11 | 0.2262 | 0.02689 | 330.0045 | 12.603 | 6.03 | 0.2231 | 0.02677 | 336.5757 | 13.1131 | 6.26 | 0.22715 | 0.02727 | 334.9603 | 13.9132 | 5.94 | 0.21473 | 0.02562 | 344.7711 | 15.2237 | 6.22 | 0.24323 | 0.02606 | 340.3618 | 16.3639 | 5.75 | 0.22558 | 0.02357 | 336.0624 | 16.4639 | 5.71 | 0.22417 | 0.02334
347.2222 | 0.0020255 | 188.64 | 8.08 | 11.49 | 397.2195 | 0.0018995 | 468.59 | 20.15 | 20.48 | 397.878 | 0.0018985 | 704.48 | 29.43 | 25.56 | 397.878 | 0.0076028 | 175.87 | 7.35 | 6.17 | 374.719 | 0.0078189 | 212.42 | 8.26 | 6.59 | 391.9612 | 0.017244 | 177.59 | 7.17 | 4.13 | 349.5456 | 0.048832 | 78.65 | 3.04 | 1.56 | 340.6304 | 0.049463 | 82.96 | 3.14 | 1.58 | 312.5 | 0.07501 | 54.23 | 2.06 | 0.9858 | 321.3597 | 0.10233 | 47.84 | 1.89 | 0.79238 | 333.3333 | 0.10033 | 54.37 | 2.19 | 0.86786 | 343.8575 | 0.12933 | 46.62 | 1.87 | 0.71386 | 352.9619 | 0.12763 | 51.67 | 2.05 | 0.76611 | 361.1312 | 0.12623 | 56.76 | 2.21 | 0.81649 | 368.4598 | 0.15764 | 49 | 1.87 | 0.68167 | 350.1401 | 0.19885 | 38.65 | 1.48 | 0.52627 | 381.0613 | 0.19085 | 46.46 | 1.92 | 0.6116 | 363.7852 | 0.19515 | 45.2 | 1.87 | 0.58523 | 375.2345 | 0.27587 | 36.12 | 1.52 | 0.44368 | 370.6174 | 0.34738 | 32 | 1.34 | 0.36038 | 393.1801 | 0.37349 | 32.81 | 1.36 | 0.36615 | 379.6245 | 0.37969 | 32.15 | 1.33 | 0.35427 | 375.3284 | 0.51872 | 25.79 | 1.04 | 0.26566 | 371.7578 | 0.56793 | 25.37 | 1.01 | 0.25308 | 378.7264 | 0.56293 | 27.62 | 1.07 | 0.26762 | 389.2349 | 0.64154 | 24.33 | 0.94017 | 0.23401 | 375.3566 | 0.65265 | 25.52 | 0.96356 | 0.23438 | 375.3472 | 0.77368 | 21.54 | 0.8133 | 0.20077 | 364.0086 | 0.78519 | 22.57 | 0.83224 | 0.20164 | 354.5138 | 0.79549 | 23.6 | 0.85045 | 0.20289 | 354.5508 | 0.95333 | 19.71 | 0.70984 | 0.16951 | 340.3744 | 0.97294 | 19.24 | 0.69334 | 0.16303 | 353.3291 | 1.0483 | 18.99 | 0.6677 | 0.15804 | 346.547 | 1.1553 | 17.21 | 0.60506 | 0.14181 | 357.5579 | 1.3213 | 16.79 | 0.62071 | 0.13323 | 345.2145 | 1.5674 | 14.13 | 0.52211 | 0.11014 | 351.9585 | 1.5524 | 16.07 | 0.62952 | 0.11926 | 357.5401 | 1.6494 | 15.17 | 0.59332 | 0.11312 | 346.5377 | 1.6754 | 14.89 | 0.58313 | 0.10985 | 351.9529 | 1.7794 | 14.04 | 0.54943 | 0.10395 | 357.5259 | 1.7664 | 15.74 | 0.62601 | 0.11144 | 357.531 | 1.9985 | 13.93 | 0.55332 | 0.09866 | 382.3587 | 1.9354 | 15.93 | 0.62972 | 0.1103 | 366.2243 | 2.2325 | 15.02 | 0.58696 | 0.09808 | 348.463 | 2.4196 | 12.65 | 0.50092 | 0.08461 | 370.7549 | 2.3486 | 14.31 | 0.5586 | 0.09375 | 352.9261 | 2.6046 | 11.82 | 0.46661 | 0.07863 | 357.5217 | 2.5876 | 12.99 | 0.5065 | 0.08327 | 349.1986 | 2.6176 | 12.81 | 0.5 | 0.0815 | 337.435 | 3.0797 | 10.85 | 0.42375 | 0.06839 | 333.6856 | 3.2838 | 10.19 | 0.39739 | 0.06371 | 338.8664 | 3.2578 | 11.13 | 0.4268 | 0.06739 | 349.8159 | 3.3428 | 10.89 | 0.41689 | 0.06685 | 353.6183 | 3.5268 | 10.34 | 0.39556 | 0.06331 | 327.3935 | 4.5871 | 8.54 | 0.31991 | 0.04909 | 321.381 | 4.6301 | 8.45 | 0.31658 | 0.04828 | 315.1989 | 5.9414 | 7.55 | 0.27018 | 0.04023 | 322.8254 | 6.1295 | 7.35 | 0.2627 | 0.03937 | 310.306 | 6.2525 | 7.19 | 0.25694 | 0.03802 | 331.1088 | 6.0534 | 8.39 | 0.31986 | 0.04286 | 354.8415 | 6.7726 | 8.41 | 0.3255 | 0.04244 | 347.4345 | 7.5178 | 7.59 | 0.29317 | 0.03816 | 346.0752 | 8.042 | 7.82 | 0.30164 | 0.0381 | 363.7907 | 8.874 | 7.78 | 0.29614 | 0.03586 | 355.1683 | 9.0511 | 7.63 | 0.29027 | 0.03588 | 386.8515 | 9.8102 | 8.32 | 0.3041 | 0.03731 | 353.5925 | 12.0027 | 6.83 | 0.24825 | 0.02963 | 355.3895 | 12.1828 | 6.74 | 0.24481 | 0.02949 | 384.6579 | 12.3628 | 7.64 | 0.30014 | 0.03244 | 382.8118 | 13.1229 | 7.25 | 0.28333 | 0.0304 | 387.8675 | 14.4633 | 7.41 | 0.29578 | 0.0303 | 382.907 | 15.5435 | 6.85 | 0.27459 | 0.02744 | 378.0702 | 15.6335 | 6.81 | 0.27293 | 0.02718
372.0238 | 0.0019595 | 210.62 | 8.83 | 12.72 | 446.8719 | 0.0018034 | 563.58 | 24.52 | 24.22 | 431.0345 | 0.0018314 | 798.86 | 32.55 | 28.66 | 431.0345 | 0.0073336 | 199.44 | 8.13 | 6.92 | 399.7002 | 0.0075868 | 235.29 | 8.92 | 7.24 | 427.5941 | 0.016574 | 203.65 | 8.1 | 4.68 | 374.5131 | 0.047212 | 87.82 | 3.31 | 1.72 | 363.3391 | 0.047902 | 92.01 | 3.4 | 1.73 | 333.3333 | 0.072549 | 60.21 | 2.23 | 1.09 | 357.0663 | 0.096964 | 56.7 | 2.27 | 0.92731 | 366.6667 | 0.095713 | 63.37 | 2.54 | 0.99981 | 375.1172 | 0.12393 | 53.59 | 2.12 | 0.81177 | 382.3754 | 0.12273 | 58.72 | 2.28 | 0.86189 | 388.9105 | 0.12183 | 63.87 | 2.43 | 0.91024 | 421.097 | 0.14813 | 60.54 | 2.49 | 0.828 | 400.1601 | 0.18644 | 47.81 | 1.97 | 0.64028 | 428.6939 | 0.18074 | 55.96 | 2.35 | 0.72545 | 409.2583 | 0.18454 | 54.5 | 2.29 | 0.69513 | 416.9272 | 0.26256 | 42.68 | 1.79 | 0.51712 | 407.6792 | 0.33227 | 37.19 | 1.53 | 0.41359 | 428.9238 | 0.35898 | 37.63 | 1.52 | 0.41512 | 414.1358 | 0.36458 | 36.89 | 1.49 | 0.40196 | 406.6058 | 0.49981 | 29.25 | 1.15 | 0.29813 | 400.3546 | 0.54842 | 28.53 | 1.1 | 0.2819 | 405.7783 | 0.54502 | 30.81 | 1.16 | 0.29581 | 417.0374 | 0.62143 | 27.12 | 1.02 | 0.25851 | 400.3804 | 0.63314 | 28.27 | 1.04 | 0.25741 | 400.3703 | 0.75047 | 23.86 | 0.87755 | 0.22049 | 386.7592 | 0.76268 | 24.85 | 0.89328 | 0.2203 | 375.3675 | 0.77358 | 25.85 | 0.90872 | 0.22062 | 375.4067 | 0.92722 | 21.59 | 0.75845 | 0.1843 | 360.3964 | 0.94573 | 21.08 | 0.74112 | 0.17734 | 392.5879 | 0.99653 | 22.44 | 0.82817 | 0.18428 | 385.0523 | 1.0973 | 20.34 | 0.75089 | 0.1654 | 402.2526 | 1.2493 | 20.22 | 0.7889 | 0.15803 | 388.3663 | 1.4813 | 17.02 | 0.6642 | 0.13069 | 391.0649 | 1.4763 | 18.99 | 0.75302 | 0.13894 | 397.2668 | 1.5684 | 17.91 | 0.70941 | 0.13171 | 385.0419 | 1.5914 | 17.59 | 0.69771 | 0.12799 | 391.0588 | 1.6924 | 16.58 | 0.65714 | 0.12107 | 393.2785 | 1.6874 | 18.3 | 0.72333 | 0.12789 | 393.2841 | 1.9104 | 16.19 | 0.63927 | 0.11318 | 417.1185 | 1.8594 | 18.26 | 0.71084 | 0.12489 | 396.743 | 2.1505 | 17.04 | 0.65272 | 0.11 | 380.1414 | 2.3205 | 14.51 | 0.56622 | 0.09591 | 401.6511 | 2.2625 | 16.22 | 0.62106 | 0.10512 | 385.0103 | 2.4986 | 13.55 | 0.52713 | 0.08904 | 387.3151 | 2.4916 | 14.73 | 0.56323 | 0.09335 | 378.2985 | 2.5196 | 14.53 | 0.55617 | 0.09139 | 365.5546 | 2.9617 | 12.31 | 0.47165 | 0.07674 | 361.4927 | 3.1567 | 11.56 | 0.44235 | 0.07146 | 364.9331 | 3.1427 | 12.51 | 0.46944 | 0.07494 | 376.7249 | 3.2267 | 12.23 | 0.45834 | 0.0743 | 380.8197 | 3.4048 | 11.61 | 0.4348 | 0.07035 | 350.7787 | 4.434 | 9.52 | 0.34868 | 0.05416 | 344.3368 | 4.474 | 9.42 | 0.34512 | 0.05327 | 354.5988 | 5.6063 | 9.08 | 0.34622 | 0.04751 | 363.1785 | 5.7903 | 8.83 | 0.33615 | 0.04646 | 349.0943 | 5.9004 | 8.64 | 0.32914 | 0.04489 | 367.8986 | 5.7553 | 9.88 | 0.38356 | 0.04968 | 390.3256 | 6.4805 | 9.74 | 0.3762 | 0.0484 | 382.178 | 7.1906 | 8.79 | 0.33887 | 0.0435 | 377.5366 | 7.7228 | 8.94 | 0.34077 | 0.04292 | 394.1066 | 8.5588 | 8.79 | 0.32901 | 0.03998 | 384.7656 | 8.726 | 8.63 | 0.32252 | 0.03998 | 442.116 | 9.27 | 10.17 | 0.40132 | 0.04451 | 404.1057 | 11.3224 | 8.34 | 0.32785 | 0.03528 | 406.1594 | 11.4925 | 8.23 | 0.32321 | 0.03508 | 432.7402 | 11.7725 | 9.11 | 0.36465 | 0.03777 | 430.6632 | 12.5026 | 8.62 | 0.34394 | 0.03533 | 430.9639 | 13.863 | 8.65 | 0.34435 | 0.03464 | 425.4523 | 14.8832 | 8.01 | 0.31992 | 0.03142 | 420.0781 | 14.9632 | 7.96 | 0.31806 | 0.03112
396.8254 | 0.0019004 | 233.32 | 9.58 | 13.97 | 496.5243 | 0.0017264 | 663.23 | 28.6 | 28.06 | 464.191 | 0.0017744 | 896.48 | 35.59 | 31.81 | 464.191 | 0.0071055 | 223.83 | 8.89 | 7.68 | 424.6815 | 0.0073817 | 258.82 | 9.57 | 7.89 | 463.2269 | 0.016014 | 230.69 | 8.99 | 5.24 | 399.4807 | 0.045791 | 97.3 | 3.58 | 1.89 | 408.7565 | 0.045311 | 110.93 | 4.34 | 2.06 | 375 | 0.068447 | 72.72 | 2.86 | 1.29 | 392.773 | 0.092622 | 66 | 2.63 | 1.07 | 400 | 0.091842 | 72.77 | 2.87 | 1.14 | 406.377 | 0.11933 | 60.84 | 2.36 | 0.91215 | 411.7889 | 0.11863 | 66.03 | 2.51 | 0.95983 | 444.4691 | 0.11463 | 78.8 | 3.23 | 1.1 | 473.7341 | 0.14073 | 72.76 | 3.04 | 0.97913 | 450.1801 | 0.17694 | 57.52 | 2.41 | 0.75834 | 476.3266 | 0.17274 | 65.94 | 2.74 | 0.8425 | 454.7315 | 0.17614 | 64.28 | 2.68 | 0.80836 | 458.62 | 0.25186 | 49.54 | 2.04 | 0.59251 | 444.7409 | 0.31977 | 42.6 | 1.71 | 0.46809 | 464.6674 | 0.34667 | 42.63 | 1.68 | 0.46513 | 448.6472 | 0.35198 | 41.81 | 1.65 | 0.45071 | 437.8831 | 0.4837 | 32.84 | 1.26 | 0.33127 | 428.9514 | 0.53152 | 31.8 | 1.2 | 0.31131 | 432.8302 | 0.52942 | 34.09 | 1.25 | 0.32452 | 444.8399 | 0.60393 | 30 | 1.1 | 0.28344 | 425.4041 | 0.61593 | 31.09 | 1.11 | 0.28084 | 425.3935 | 0.73016 | 26.24 | 0.94088 | 0.24056 | 409.5097 | 0.74277 | 27.19 | 0.95359 | 0.23927 | 417.0751 | 0.73667 | 30.53 | 1.13 | 0.25697 | 417.1185 | 0.8829 | 25.49 | 0.93892 | 0.21463 | 400.4405 | 0.89951 | 24.9 | 0.91872 | 0.20672 | 441.6614 | 0.94501 | 26.99 | 1.05 | 0.21813 | 433.1838 | 1.0402 | 24.47 | 0.95217 | 0.19587 | 446.9473 | 1.1923 | 23.84 | 0.94084 | 0.18361 | 431.5181 | 1.4113 | 20.07 | 0.79271 | 0.15192 | 430.1714 | 1.4133 | 22.04 | 0.86869 | 0.15919 | 436.9935 | 1.5033 | 20.78 | 0.81808 | 0.15083 | 423.5461 | 1.5243 | 20.42 | 0.80508 | 0.14667 | 430.1647 | 1.6204 | 19.25 | 0.75801 | 0.13869 | 429.0311 | 1.6224 | 20.96 | 0.81619 | 0.14477 | 429.0372 | 1.8364 | 18.54 | 0.72128 | 0.12808 | 451.8784 | 1.7954 | 20.67 | 0.78901 | 0.1398 | 427.2617 | 2.0795 | 19.12 | 0.71666 | 0.12219 | 411.8199 | 2.2365 | 16.45 | 0.6293 | 0.1075 | 432.5473 | 2.1885 | 18.2 | 0.68176 | 0.11673 | 417.0945 | 2.4095 | 15.34 | 0.58555 | 0.0997 | 417.1086 | 2.4095 | 16.52 | 0.61839 | 0.10364 | 407.3984 | 2.4355 | 16.31 | 0.61084 | 0.10151 | 393.6742 | 2.8606 | 13.83 | 0.51831 | 0.08528 | 389.2998 | 3.0487 | 12.98 | 0.48615 | 0.07941 | 390.9997 | 3.0427 | 13.94 | 0.51118 | 0.08266 | 403.6338 | 3.1257 | 13.62 | 0.49889 | 0.08191 | 408.0212 | 3.2987 | 12.93 | 0.47318 | 0.07753 | 374.164 | 4.299 | 10.53 | 0.37697 | 0.05934 | 367.2926 | 4.337 | 10.42 | 0.3732 | 0.05838 | 393.9986 | 5.3382 | 10.69 | 0.41477 | 0.05505 | 403.5317 | 5.5192 | 10.39 | 0.4023 | 0.05377 | 387.8825 | 5.6172 | 10.17 | 0.39426 | 0.05199 | 404.6885 | 5.5122 | 11.45 | 0.44309 | 0.0567 | 425.8097 | 6.2363 | 11.13 | 0.42445 | 0.05452 | 416.9215 | 6.9185 | 10.04 | 0.38237 | 0.04897 | 408.998 | 7.4527 | 10.1 | 0.37849 | 0.04785 | 424.4225 | 8.2877 | 9.84 | 0.36091 | 0.04417 | 414.363 | 8.4479 | 9.65 | 0.35383 | 0.04416 | 497.3805 | 8.8528 | 12.12 | 0.48688 | 0.0519 | 454.6189 | 10.8022 | 9.94 | 0.39809 | 0.04108 | 456.9293 | 10.9522 | 9.81 | 0.39242 | 0.04082 | 480.8224 | 11.2923 | 10.64 | 0.42412 | 0.04321 | 478.5147 | 12.0023 | 10.06 | 0.3998 | 0.04036 | 474.0603 | 13.3628 | 9.95 | 0.39017 | 0.03906 | 467.9975 | 14.3429 | 9.22 | 0.36272 | 0.03547 | 462.0859 | 14.4129 | 9.17 | 0.36067 | 0.03514
446.4286 | 0.0018044 | 280.64 | 12.01 | 16.53 | 546.1768 | 0.0016643 | 766.95 | 32.46 | 31.96 | 497.3475 | 0.0017254 | 997.06 | 38.58 | 35.01 | 497.3475 | 0.0069084 | 248.95 | 9.63 | 8.46 | 449.6628 | 0.0072016 | 282.97 | 10.22 | 8.56 | 498.8597 | 0.015543 | 258.61 | 9.85 | 5.81 | 449.4158 | 0.04345 | 117.06 | 4.56 | 2.24 | 454.1739 | 0.04326 | 130.84 | 5.19 | 2.39 | 416.6667 | 0.065165 | 85.92 | 3.42 | 1.51 | 428.4796 | 0.08902 | 75.71 | 2.98 | 1.21 | 433.3333 | 0.08857 | 82.55 | 3.19 | 1.27 | 437.6368 | 0.11543 | 68.35 | 2.59 | 1.01 | 470.6159 | 0.11192 | 81.34 | 3.32 | 1.16 | 500.0278 | 0.10912 | 94.56 | 3.93 | 1.3 | 526.3712 | 0.13493 | 85.56 | 3.54 | 1.13 | 500.2001 | 0.16934 | 67.71 | 2.81 | 0.87944 | 523.9592 | 0.16623 | 76.35 | 3.12 | 0.962 | 500.2046 | 0.16934 | 74.49 | 3.05 | 0.92418 | 500.3127 | 0.24295 | 56.67 | 2.27 | 0.66944 | 481.8027 | 0.30926 | 48.21 | 1.89 | 0.52363 | 500.4111 | 0.33637 | 47.79 | 1.83 | 0.51598 | 483.1585 | 0.34117 | 46.9 | 1.8 | 0.50035 | 469.1605 | 0.4698 | 36.54 | 1.37 | 0.36497 | 457.5481 | 0.51681 | 35.16 | 1.29 | 0.34122 | 459.8821 | 0.51571 | 37.47 | 1.34 | 0.35369 | 472.6423 | 0.58862 | 32.96 | 1.18 | 0.30875 | 450.4279 | 0.60073 | 33.99 | 1.19 | 0.30463 | 450.4166 | 0.71205 | 28.69 | 1 | 0.26093 | 455.0108 | 0.70905 | 32.05 | 1.18 | 0.27807 | 469.2094 | 0.69985 | 36.67 | 1.42 | 0.30376 | 469.2584 | 0.83888 | 30.61 | 1.19 | 0.25366 | 450.4955 | 0.85349 | 29.94 | 1.16 | 0.2446 | 490.7349 | 0.90409 | 31.76 | 1.25 | 0.25291 | 481.3153 | 0.99471 | 28.81 | 1.13 | 0.22719 | 491.6421 | 1.1452 | 27.61 | 1.08 | 0.2098 | 474.6699 | 1.3553 | 23.26 | 0.91268 | 0.17368 | 469.2779 | 1.3623 | 25.22 | 0.97876 | 0.17991 | 476.7202 | 1.4483 | 23.77 | 0.92144 | 0.17039 | 462.0503 | 1.4673 | 23.37 | 0.90729 | 0.1658 | 469.2706 | 1.5613 | 22.02 | 0.854 | 0.15671 | 464.7837 | 1.5673 | 23.73 | 0.9056 | 0.16201 | 464.7903 | 1.7744 | 20.99 | 0.80024 | 0.14329 | 486.6383 | 1.7414 | 23.16 | 0.86473 | 0.15498 | 457.7804 | 2.0184 | 21.27 | 0.77901 | 0.13459 | 443.4983 | 2.1645 | 18.45 | 0.69057 | 0.11933 | 463.4436 | 2.1244 | 20.25 | 0.74095 | 0.12854 | 449.1786 | 2.3335 | 17.2 | 0.64224 | 0.11057 | 446.9021 | 2.3385 | 18.38 | 0.67221 | 0.11413 | 436.4982 | 2.3625 | 18.15 | 0.6642 | 0.11182 | 421.7938 | 2.7726 | 15.39 | 0.56391 | 0.09399 | 417.1069 | 2.9546 | 14.45 | 0.52896 | 0.08752 | 417.0664 | 2.9546 | 15.41 | 0.55213 | 0.09053 | 430.5427 | 3.0377 | 15.05 | 0.53864 | 0.08965 | 435.2226 | 3.2067 | 14.28 | 0.5108 | 0.08485 | 420.9345 | 4.0749 | 12.63 | 0.48087 | 0.06998 | 413.2042 | 4.1089 | 12.51 | 0.47634 | 0.06887 | 433.3985 | 5.1181 | 12.38 | 0.47873 | 0.06279 | 443.8849 | 5.2971 | 12.02 | 0.46396 | 0.06128 | 426.6708 | 5.3861 | 11.78 | 0.45501 | 0.05929 | 441.4784 | 5.3091 | 13.08 | 0.49967 | 0.06389 | 461.2939 | 6.0312 | 12.56 | 0.47081 | 0.06075 | 451.6649 | 6.6894 | 11.33 | 0.4242 | 0.05456 | 440.4593 | 7.2206 | 11.3 | 0.41505 | 0.05288 | 485.0543 | 7.8505 | 12.02 | 0.47552 | 0.05275 | 473.5577 | 7.9977 | 11.8 | 0.46639 | 0.05273 | 552.645 | 8.5216 | 14.15 | 0.56544 | 0.05942 | 505.1321 | 10.372 | 11.6 | 0.46276 | 0.047 | 507.6993 | 10.522 | 11.45 | 0.45615 | 0.04668 | 528.9046 | 10.9121 | 12.22 | 0.48006 | 0.04874 | 526.3662 | 11.6021 | 11.56 | 0.45233 | 0.04546 | 517.1567 | 12.9525 | 11.29 | 0.43386 | 0.04354 | 510.5427 | 13.8927 | 10.47 | 0.40356 | 0.03958 | 504.0937 | 13.9527 | 10.41 | 0.40136 | 0.03922
496.0317 | 0.0017273 | 330.29 | 14.23 | 19.16 | 595.8292 | 0.0016143 | 874.24 | 36.16 | 35.92 | 530.504 | 0.0016824 | 1100 | 41.51 | 38.25 | 530.504 | 0.0067373 | 274.75 | 10.37 | 9.24 | 499.6253 | 0.0068965 | 332.96 | 12.52 | 9.92 | 534.4926 | 0.015133 | 287.34 | 10.69 | 6.39 | 499.3508 | 0.041599 | 137.8 | 5.44 | 2.6 | 499.5912 | 0.041589 | 151.63 | 5.98 | 2.73 | 458.3333 | 0.062504 | 99.73 | 3.95 | 1.73 | 464.1862 | 0.085989 | 85.79 | 3.31 | 1.36 | 466.6667 | 0.085789 | 92.66 | 3.5 | 1.42 | 500.1563 | 0.10912 | 84.07 | 3.42 | 1.22 | 529.4429 | 0.10672 | 97.47 | 4.04 | 1.37 | 555.5864 | 0.10482 | 111.05 | 4.58 | 1.5 | 579.0083 | 0.13023 | 98.86 | 4.02 | 1.29 | 550.2201 | 0.16323 | 78.32 | 3.19 | 1 | 571.5919 | 0.16093 | 87.13 | 3.48 | 1.08 | 545.6778 | 0.16373 | 85.08 | 3.4 | 1.04 | 542.0054 | 0.23555 | 64.04 | 2.51 | 0.74757 | 518.8644 | 0.30026 | 54 | 2.06 | 0.58002 | 536.1547 | 0.32736 | 53.11 | 1.98 | 0.56751 | 517.6698 | 0.33187 | 52.14 | 1.95 | 0.5507 | 500.4379 | 0.45769 | 40.34 | 1.47 | 0.39913 | 486.1449 | 0.5039 | 38.62 | 1.38 | 0.37155 | 486.9339 | 0.5036 | 40.93 | 1.43 | 0.38324 | 500.4448 | 0.57501 | 35.99 | 1.25 | 0.33437 | 500.4755 | 0.57501 | 39.99 | 1.46 | 0.35312 | 500.4629 | 0.68164 | 33.75 | 1.23 | 0.30246 | 511.8872 | 0.67564 | 38.42 | 1.48 | 0.32782 | 521.3438 | 0.67084 | 43.11 | 1.69 | 0.35169 | 521.3982 | 0.80406 | 35.98 | 1.41 | 0.29364 | 500.5506 | 0.81707 | 35.22 | 1.38 | 0.28349 | 539.8084 | 0.87107 | 36.73 | 1.43 | 0.28839 | 529.4469 | 0.95779 | 33.33 | 1.3 | 0.25917 | 536.3368 | 1.1072 | 31.53 | 1.22 | 0.23647 | 517.8217 | 1.3093 | 26.57 | 1.03 | 0.19587 | 508.3844 | 1.3183 | 28.51 | 1.08 | 0.20101 | 516.4468 | 1.4033 | 26.86 | 1.02 | 0.19029 | 500.5545 | 1.4203 | 26.43 | 1.01 | 0.18528 | 508.3765 | 1.5113 | 24.89 | 0.94617 | 0.17506 | 500.5363 | 1.5213 | 26.59 | 0.99215 | 0.17954 | 500.5434 | 1.7224 | 23.51 | 0.87667 | 0.15877 | 521.3982 | 1.6943 | 25.73 | 0.93834 | 0.17037 | 488.2991 | 1.9654 | 23.49 | 0.83997 | 0.14718 | 475.1768 | 2.1034 | 20.52 | 0.75027 | 0.13135 | 494.3398 | 2.0694 | 22.35 | 0.79879 | 0.14053 | 481.2628 | 2.2685 | 19.12 | 0.69746 | 0.12162 | 476.6955 | 2.2775 | 20.29 | 0.72484 | 0.12478 | 465.5981 | 2.2995 | 20.04 | 0.71642 | 0.12229 | 449.9134 | 2.6966 | 17.01 | 0.60856 | 0.10285 | 444.9141 | 2.8726 | 15.96 | 0.5709 | 0.09577 | 469.1996 | 2.8096 | 18.47 | 0.70213 | 0.10663 | 484.3605 | 2.8906 | 18.03 | 0.68411 | 0.10549 | 489.6254 | 3.0536 | 17.1 | 0.64841 | 0.09979 | 467.705 | 3.8968 | 14.85 | 0.57407 | 0.08091 | 459.1157 | 3.9268 | 14.7 | 0.56893 | 0.07966 | 472.7983 | 4.936 | 14.14 | 0.53942 | 0.0707 | 484.2381 | 5.113 | 13.72 | 0.5224 | 0.06894 | 465.4591 | 5.194 | 13.44 | 0.51267 | 0.06674 | 478.2682 | 5.138 | 14.77 | 0.55399 | 0.0712 | 496.778 | 5.8562 | 14.05 | 0.51563 | 0.06708 | 486.4084 | 6.4933 | 12.67 | 0.46465 | 0.06023 | 503.3821 | 6.8474 | 13.81 | 0.54629 | 0.06315 | 545.686 | 7.5134 | 14.32 | 0.57607 | 0.06153 | 532.7524 | 7.6495 | 14.05 | 0.56522 | 0.0615 | 607.9095 | 8.2545 | 16.25 | 0.63904 | 0.06702 | 555.6454 | 10.0318 | 13.33 | 0.5235 | 0.053 | 558.4692 | 10.1818 | 13.15 | 0.51602 | 0.05263 | 576.9869 | 10.6019 | 13.87 | 0.53326 | 0.05433 | 574.2176 | 11.272 | 13.1 | 0.50229 | 0.05062 | 560.2531 | 12.6124 | 12.67 | 0.47582 | 0.04806 | 553.0879 | 13.5125 | 11.76 | 0.4428 | 0.04374 | 546.1015 | 13.5725 | 11.69 | 0.44047 | 0.04335
545.6349 | 0.0016653 | 381.98 | 16.33 | 21.83 | 645.4816 | 0.0015713 | 984.67 | 39.72 | 39.9 | 563.6605 | 0.0016453 | 1210 | 44.38 | 41.51 | 563.6605 | 0.0065883 | 301.17 | 11.08 | 10.03 | 562.0784 | 0.0065953 | 398.25 | 15.66 | 11.64 | 570.1254 | 0.014773 | 316.81 | 11.5 | 6.97 | 549.2859 | 0.040098 | 159.39 | 6.26 | 2.96 | 545.0086 | 0.040208 | 173.19 | 6.73 | 3.08 | 500 | 0.060303 | 114.09 | 4.45 | 1.95 | 499.8929 | 0.083408 | 96.2 | 3.63 | 1.5 | 533.3333 | 0.081327 | 113.78 | 4.62 | 1.7 | 562.6758 | 0.10432 | 100.59 | 4.15 | 1.44 | 588.2699 | 0.10272 | 114.31 | 4.7 | 1.58 | 611.1451 | 0.10132 | 128.16 | 5.19 | 1.71 | 631.6454 | 0.12642 | 112.6 | 4.47 | 1.45 | 600.2401 | 0.15823 | 89.3 | 3.55 | 1.13 | 619.2245 | 0.15653 | 98.24 | 3.82 | 1.21 | 591.1509 | 0.15903 | 96.01 | 3.74 | 1.16 | 583.6981 | 0.22924 | 71.63 | 2.73 | 0.82662 | 555.9262 | 0.29265 | 59.95 | 2.23 | 0.63707 | 571.8983 | 0.31966 | 58.56 | 2.13 | 0.61958 | 552.1811 | 0.32376 | 57.52 | 2.09 | 0.60163 | 531.7153 | 0.44708 | 44.24 | 1.57 | 0.43368 | 514.7416 | 0.4925 | 42.16 | 1.47 | 0.40224 | 541.0377 | 0.48319 | 48.08 | 1.75 | 0.44329 | 556.0498 | 0.5522 | 42.25 | 1.54 | 0.3864 | 563.0349 | 0.5496 | 47.84 | 1.84 | 0.41501 | 563.0208 | 0.65162 | 40.37 | 1.55 | 0.35545 | 568.7635 | 0.64922 | 45.08 | 1.76 | 0.37857 | 573.4782 | 0.64732 | 49.8 | 1.94 | 0.40045 | 573.538 | 0.77595 | 41.57 | 1.62 | 0.33432 | 550.6057 | 0.78765 | 40.71 | 1.59 | 0.32311 | 588.8819 | 0.84396 | 41.87 | 1.61 | 0.32437 | 577.5784 | 0.92758 | 38 | 1.46 | 0.29163 | 581.0316 | 1.0752 | 35.57 | 1.35 | 0.26349 | 560.9735 | 1.2702 | 29.99 | 1.14 | 0.21838 | 547.4909 | 1.2812 | 31.9 | 1.19 | 0.2224 | 556.1735 | 1.3643 | 30.05 | 1.12 | 0.21045 | 539.0586 | 1.3803 | 29.58 | 1.1 | 0.20504 | 547.4824 | 1.4693 | 27.85 | 1.04 | 0.19367 | 536.2889 | 1.4813 | 29.52 | 1.08 | 0.19731 | 536.2966 | 1.6763 | 26.1 | 0.95092 | 0.17445 | 556.1581 | 1.6543 | 28.36 | 1.01 | 0.18594 | 549.3365 | 1.8784 | 28.08 | 1.06 | 0.1728 | 506.8552 | 2.0494 | 22.64 | 0.80857 | 0.14355 | 556.1323 | 1.9784 | 26.71 | 1.01 | 0.16493 | 513.347 | 2.2114 | 21.09 | 0.75135 | 0.13281 | 536.2825 | 2.1754 | 24.26 | 0.91693 | 0.14646 | 523.7979 | 2.1944 | 23.97 | 0.9071 | 0.14364 | 506.1526 | 2.5705 | 20.36 | 0.77182 | 0.12095 | 500.5283 | 2.7375 | 19.11 | 0.72426 | 0.11262 | 521.3329 | 2.6945 | 21.68 | 0.83626 | 0.12312 | 538.1784 | 2.7755 | 21.14 | 0.81405 | 0.12168 | 544.0282 | 2.9326 | 20.05 | 0.77129 | 0.11507 | 514.4755 | 3.7527 | 17.15 | 0.66056 | 0.09208 | 505.0273 | 3.7797 | 16.99 | 0.6549 | 0.09069 | 512.1982 | 4.7839 | 15.95 | 0.59758 | 0.07874 | 524.5912 | 4.9589 | 15.47 | 0.57836 | 0.07672 | 504.2473 | 5.033 | 15.17 | 0.56794 | 0.07432 | 515.0581 | 4.993 | 16.51 | 0.60644 | 0.07863 | 567.7463 | 5.575 | 17.14 | 0.67596 | 0.07997 | 555.8953 | 6.1782 | 15.46 | 0.60943 | 0.0718 | 566.3049 | 6.5602 | 16.44 | 0.66128 | 0.07363 | 606.3178 | 7.2482 | 16.71 | 0.66811 | 0.07043 | 591.9472 | 7.3753 | 16.4 | 0.65576 | 0.0704 | 663.174 | 8.0364 | 18.42 | 0.70879 | 0.07468 | 606.1586 | 9.7507 | 15.12 | 0.58121 | 0.05906 | 609.2391 | 9.8907 | 14.91 | 0.57291 | 0.05863 | 625.0691 | 10.3318 | 15.55 | 0.58422 | 0.05995 | 622.0691 | 10.9918 | 14.69 | 0.55013 | 0.0558 | 603.3495 | 12.3222 | 14.09 | 0.51628 | 0.05261 | 595.6332 | 13.1923 | 13.08 | 0.48067 | 0.04792 | 588.1093 | 13.2424 | 13.01 | 0.47822 | 0.0475
595.2381 | 0.0016143 | 435.46 | 18.33 | 24.54 | 695.1341 | 0.0015363 | 1100 | 43.17 | 43.89 | 596.817 | 0.0016133 | 1310 | 47.21 | 44.79 | 596.817 | 0.0064572 | 328.16 | 11.79 | 10.83 | 624.5316 | 0.0063602 | 466.24 | 18.49 | 13.39 | 641.3911 | 0.014203 | 377.65 | 14.43 | 8.15 | 599.221 | 0.038868 | 181.72 | 7.03 | 3.33 | 590.426 | 0.039068 | 195.43 | 7.45 | 3.43 | 541.6667 | 0.058462 | 128.94 | 4.93 | 2.18 | 571.3061 | 0.079275 | 117.89 | 4.76 | 1.81 | 600 | 0.077915 | 135.93 | 5.59 | 2 | 625.1954 | 0.10062 | 117.8 | 4.82 | 1.66 | 647.0969 | 0.099458 | 131.76 | 5.31 | 1.79 | 666.7037 | 0.098528 | 145.8 | 5.76 | 1.92 | 684.2826 | 0.12322 | 126.73 | 4.9 | 1.61 | 650.2601 | 0.15403 | 100.59 | 3.9 | 1.25 | 666.8572 | 0.15283 | 109.64 | 4.15 | 1.33 | 636.6241 | 0.15513 | 107.24 | 4.07 | 1.28 | 625.3909 | 0.22384 | 79.41 | 2.95 | 0.90633 | 592.9879 | 0.28595 | 66.04 | 2.39 | 0.69463 | 607.642 | 0.31296 | 64.14 | 2.27 | 0.67207 | 586.6924 | 0.31676 | 63.03 | 2.24 | 0.65302 | 562.9926 | 0.43778 | 48.23 | 1.67 | 0.46855 | 571.9351 | 0.47339 | 49.47 | 1.8 | 0.46449 | 608.6674 | 0.46318 | 57.4 | 2.2 | 0.51965 | 625.556 | 0.52979 | 50.41 | 1.92 | 0.45248 | 625.5943 | 0.52979 | 56.01 | 2.17 | 0.47787 | 625.5787 | 0.62811 | 47.26 | 1.83 | 0.40927 | 625.6399 | 0.62811 | 51.99 | 2.01 | 0.43 | 625.6126 | 0.62811 | 56.71 | 2.17 | 0.44979 | 625.6778 | 0.75294 | 47.34 | 1.81 | 0.37548 | 600.6607 | 0.76344 | 46.4 | 1.78 | 0.36328 | 637.9554 | 0.82135 | 47.17 | 1.78 | 0.36071 | 625.7099 | 0.90226 | 42.82 | 1.61 | 0.32443 | 625.7263 | 1.0482 | 39.72 | 1.47 | 0.29076 | 604.1253 | 1.2372 | 33.51 | 1.24 | 0.24113 | 586.5974 | 1.2502 | 35.39 | 1.29 | 0.24402 | 595.9002 | 1.3312 | 33.32 | 1.21 | 0.23083 | 577.5628 | 1.3463 | 32.81 | 1.19 | 0.22503 | 586.5882 | 1.4333 | 30.89 | 1.12 | 0.21247 | 572.0415 | 1.4463 | 32.54 | 1.16 | 0.21527 | 572.0497 | 1.6373 | 28.77 | 1.02 | 0.19029 | 625.6778 | 1.5873 | 33.81 | 1.27 | 0.21747 | 610.3739 | 1.8093 | 32.86 | 1.26 | 0.19885 | 570.2121 | 1.9604 | 27.04 | 1.02 | 0.16833 | 617.9248 | 1.9073 | 31.25 | 1.2 | 0.18971 | 577.5154 | 2.1174 | 25.17 | 0.94769 | 0.15554 | 595.8694 | 2.0944 | 28.39 | 1.09 | 0.16851 | 581.9976 | 2.1114 | 28.07 | 1.08 | 0.16537 | 562.3917 | 2.4705 | 23.86 | 0.91744 | 0.13941 | 556.1426 | 2.6305 | 22.39 | 0.86111 | 0.12981 | 573.4662 | 2.6015 | 25.01 | 0.9603 | 0.13989 | 591.9962 | 2.6815 | 24.38 | 0.93409 | 0.13813 | 598.431 | 2.8345 | 23.11 | 0.88477 | 0.13056 | 561.246 | 3.6337 | 19.54 | 0.74222 | 0.10342 | 550.9389 | 3.6577 | 19.37 | 0.73612 | 0.1019 | 551.5981 | 4.6539 | 17.82 | 0.65364 | 0.08689 | 564.9444 | 4.8279 | 17.27 | 0.63224 | 0.08459 | 543.0356 | 4.8959 | 16.95 | 0.62123 | 0.082 | 588.6378 | 4.7598 | 20.13 | 0.79389 | 0.09372 | 638.7146 | 5.3609 | 20.36 | 0.81585 | 0.09306 | 625.3822 | 5.937 | 18.37 | 0.73584 | 0.08354 | 629.2276 | 6.3351 | 19.18 | 0.7664 | 0.08426 | 666.9496 | 7.0351 | 19.18 | 0.7541 | 0.07941 | 651.1419 | 7.1552 | 18.83 | 0.74041 | 0.07938 | 718.4384 | 7.8553 | 20.64 | 0.77535 | 0.08236 | 656.6718 | 9.5156 | 16.95 | 0.6364 | 0.06515 | 660.009 | 9.6526 | 16.72 | 0.62733 | 0.06466 | 673.1514 | 10.1117 | 17.28 | 0.63324 | 0.0656 | 669.9206 | 10.7517 | 16.31 | 0.59615 | 0.06101 | 646.4458 | 12.0721 | 15.53 | 0.55542 | 0.05718 | 638.1784 | 12.9222 | 14.43 | 0.51732 | 0.05213 | 630.1171 | 12.9722 | 14.35 | 0.51477 | 0.05168
644.8413 | 0.0015723 | 490.51 | 20.25 | 27.26 | 744.7865 | 0.0015063 | 1210 | 46.51 | 47.9 | 663.13 | 0.0015583 | 1540 | 57.18 | 51.41 | 663.13 | 0.0062391 | 383.64 | 14.28 | 12.43 | 686.9848 | 0.0061711 | 536.54 | 21.1 | 15.16 | 712.6568 | 0.013752 | 440.74 | 17.02 | 9.34 | 649.1561 | 0.037847 | 204.7 | 7.76 | 3.7 | 635.8434 | 0.038097 | 218.28 | 8.14 | 3.79 | 583.3333 | 0.056901 | 144.22 | 5.4 | 2.41 | 642.7194 | 0.076144 | 140.58 | 5.76 | 2.11 | 666.6667 | 0.075254 | 158.96 | 6.48 | 2.3 | 687.7149 | 0.097587 | 135.6 | 5.45 | 1.88 | 705.9239 | 0.096827 | 149.73 | 5.9 | 2 | 722.2623 | 0.096176 | 163.92 | 6.32 | 2.13 | 736.9197 | 0.12052 | 141.2 | 5.32 | 1.77 | 700.2801 | 0.15053 | 112.18 | 4.23 | 1.38 | 714.4899 | 0.14963 | 121.31 | 4.47 | 1.45 | 682.0972 | 0.15173 | 118.73 | 4.39 | 1.4 | 667.0836 | 0.21924 | 87.37 | 3.16 | 0.9865 | 630.0497 | 0.28015 | 72.27 | 2.55 | 0.75257 | 643.3856 | 0.30705 | 69.83 | 2.41 | 0.72487 | 621.2038 | 0.31066 | 68.65 | 2.38 | 0.70477 | 625.5474 | 0.42207 | 56.44 | 2.04 | 0.53899 | 643.427 | 0.45468 | 58.97 | 2.25 | 0.54342 | 676.2971 | 0.44758 | 67.09 | 2.59 | 0.59689 | 695.0623 | 0.51238 | 58.87 | 2.27 | 0.51923 | 688.1537 | 0.51388 | 64.46 | 2.48 | 0.5413 | 688.1365 | 0.6094 | 54.39 | 2.09 | 0.46358 | 682.5162 | 0.61091 | 59.11 | 2.25 | 0.48186 | 677.747 | 0.61221 | 63.82 | 2.4 | 0.49951 | 677.8176 | 0.73393 | 53.27 | 2 | 0.41695 | 650.7158 | 0.74343 | 52.25 | 1.97 | 0.4038 | 687.0289 | 0.80234 | 52.6 | 1.94 | 0.39728 | 673.8415 | 0.88105 | 47.77 | 1.76 | 0.35746 | 670.421 | 1.0252 | 43.97 | 1.59 | 0.31822 | 647.2771 | 1.2092 | 37.11 | 1.34 | 0.26405 | 625.7039 | 1.2232 | 38.95 | 1.38 | 0.26582 | 635.6269 | 1.3022 | 36.67 | 1.3 | 0.25135 | 616.067 | 1.3162 | 36.12 | 1.28 | 0.24518 | 625.6941 | 1.4023 | 34 | 1.21 | 0.23143 | 643.5467 | 1.3892 | 38.76 | 1.46 | 0.25159 | 643.5559 | 1.5733 | 34.26 | 1.29 | 0.22235 | 695.1976 | 1.5353 | 39.46 | 1.5 | 0.24932 | 671.4113 | 1.7543 | 37.81 | 1.44 | 0.22516 | 633.569 | 1.8913 | 31.63 | 1.21 | 0.19349 | 679.7172 | 1.8493 | 35.95 | 1.37 | 0.21473 | 641.6838 | 2.0444 | 29.41 | 1.12 | 0.17858 | 655.4564 | 2.0303 | 32.67 | 1.25 | 0.19079 | 640.1974 | 2.0454 | 32.31 | 1.23 | 0.18737 | 618.6309 | 2.3904 | 27.49 | 1.05 | 0.15813 | 611.7569 | 2.5435 | 25.8 | 0.98741 | 0.14725 | 625.5995 | 2.5254 | 28.45 | 1.08 | 0.15685 | 645.814 | 2.6055 | 27.71 | 1.05 | 0.15474 | 652.8338 | 2.7545 | 26.27 | 0.99139 | 0.14621 | 608.0165 | 3.5336 | 22 | 0.82008 | 0.11489 | 596.8505 | 3.5556 | 21.81 | 0.8136 | 0.11324 | 630.3978 | 4.4458 | 21.7 | 0.85366 | 0.1034 | 645.6507 | 4.6188 | 21.01 | 0.82432 | 0.10051 | 620.6121 | 4.6768 | 20.63 | 0.81137 | 0.09757 | 662.2175 | 4.5828 | 23.91 | 0.95719 | 0.109 | 709.6829 | 5.1938 | 23.71 | 0.94318 | 0.10625 | 694.8691 | 5.7499 | 21.39 | 0.85098 | 0.09539 | 692.1504 | 6.154 | 22.01 | 0.8645 | 0.09495 | 727.5814 | 6.8621 | 21.72 | 0.83537 | 0.08842 | 710.3366 | 6.9761 | 21.33 | 0.82046 | 0.0884 | 773.7029 | 7.7042 | 22.9 | 0.83917 | 0.09004 | 707.185 | 9.3185 | 18.82 | 0.68944 | 0.07126 | 710.779 | 9.4515 | 18.56 | 0.67964 | 0.07071 | 721.2336 | 9.9216 | 19.04 | 0.68056 | 0.07125 | 717.772 | 10.5516 | 17.96 | 0.64057 | 0.06622 | 689.5422 | 11.852 | 17.01 | 0.59338 | 0.06175 | 680.7236 | 12.6821 | 15.81 | 0.55287 | 0.05634 | 672.1249 | 12.7321 | 15.73 | 0.55023 | 0.05586
694.4444 | 0.0015363 | 546.94 | 22.1 | 30 | 794.4389 | 0.0014802 | 1330 | 49.75 | 51.9 | 746.0212 | 0.0015053 | 1820 | 70.69 | 59.72 | 746.0212 | 0.006027 | 455.43 | 17.66 | 14.44 | 749.4379 | 0.006019 | 608.79 | 23.55 | 16.92 | 783.9225 | 0.013392 | 505.69 | 19.4 | 10.52 | 699.0912 | 0.036987 | 228.26 | 8.46 | 4.08 | 726.6782 | 0.036566 | 265.52 | 10.56 | 4.5 | 666.6667 | 0.05443 | 175.91 | 7.04 | 2.87 | 714.1327 | 0.073703 | 164.12 | 6.66 | 2.42 | 733.3333 | 0.073142 | 182.73 | 7.31 | 2.6 | 750.2344 | 0.095146 | 153.9 | 6.04 | 2.1 | 764.7509 | 0.094646 | 168.15 | 6.46 | 2.22 | 777.821 | 0.094215 | 182.44 | 6.85 | 2.33 | 789.5568 | 0.11832 | 155.97 | 5.72 | 1.93 | 750.3001 | 0.14752 | 124.01 | 4.56 | 1.51 | 762.1225 | 0.14692 | 133.2 | 4.78 | 1.58 | 727.5704 | 0.14883 | 130.47 | 4.7 | 1.52 | 708.7763 | 0.21524 | 95.49 | 3.36 | 1.07 | 667.1114 | 0.27515 | 78.63 | 2.71 | 0.81079 | 714.8729 | 0.29725 | 81.5 | 2.93 | 0.83109 | 690.2264 | 0.30035 | 80.2 | 2.89 | 0.80899 | 703.7408 | 0.40687 | 67.08 | 2.54 | 0.62785 | 714.9189 | 0.44017 | 68.83 | 2.65 | 0.62303 | 743.9269 | 0.43517 | 77.08 | 2.95 | 0.67455 | 764.5685 | 0.49848 | 67.6 | 2.58 | 0.58627 | 750.7132 | 0.50108 | 73.15 | 2.77 | 0.605 | 750.6944 | 0.5941 | 61.71 | 2.34 | 0.51812 | 739.3926 | 0.5967 | 66.41 | 2.48 | 0.53394 | 729.8813 | 0.5989 | 71.11 | 2.61 | 0.54943 | 729.9575 | 0.71792 | 59.34 | 2.18 | 0.45859 | 700.7708 | 0.72652 | 58.25 | 2.14 | 0.44456 | 736.1024 | 0.78623 | 58.15 | 2.09 | 0.43397 | 721.973 | 0.86304 | 52.83 | 1.9 | 0.39063 | 715.1158 | 1.0052 | 48.31 | 1.7 | 0.34578 | 690.4289 | 1.1852 | 40.79 | 1.44 | 0.28709 | 703.9169 | 1.1782 | 46.3 | 1.73 | 0.30975 | 715.0802 | 1.2562 | 43.56 | 1.63 | 0.29269 | 693.0754 | 1.2682 | 42.95 | 1.61 | 0.28583 | 703.9059 | 1.3512 | 40.4 | 1.51 | 0.26964 | 715.0518 | 1.3452 | 45.21 | 1.72 | 0.28824 | 715.0621 | 1.5233 | 39.96 | 1.52 | 0.25469 | 764.7173 | 1.4942 | 45.28 | 1.71 | 0.28131 | 732.4487 | 1.7103 | 42.9 | 1.61 | 0.25161 | 696.9259 | 1.8353 | 36.36 | 1.38 | 0.21885 | 741.5097 | 1.8033 | 40.78 | 1.53 | 0.23987 | 705.8522 | 1.9853 | 33.78 | 1.28 | 0.20179 | 715.0433 | 1.9783 | 37.07 | 1.39 | 0.21321 | 698.3972 | 1.9913 | 36.68 | 1.38 | 0.20951 | 674.8701 | 2.3244 | 31.23 | 1.18 | 0.177 | 667.3711 | 2.4734 | 29.32 | 1.11 | 0.16485 | 677.7328 | 2.4614 | 31.99 | 1.19 | 0.17393 | 699.6319 | 2.5424 | 31.14 | 1.15 | 0.17145 | 707.2367 | 2.6884 | 29.51 | 1.09 | 0.16195 | 654.787 | 3.4496 | 24.53 | 0.89479 | 0.12644 | 642.762 | 3.4706 | 24.32 | 0.88798 | 0.12468 | 709.1975 | 4.2897 | 25.74 | 1.03 | 0.12007 | 726.3571 | 4.4607 | 24.9 | 0.99108 | 0.11657 | 698.1886 | 4.5107 | 24.47 | 0.97671 | 0.1133 | 735.7973 | 4.4447 | 27.82 | 1.11 | 0.12437 | 780.6512 | 5.0618 | 27.15 | 1.06 | 0.11946 | 764.356 | 5.6009 | 24.5 | 0.95805 | 0.10727 | 755.0731 | 6.008 | 24.91 | 0.95709 | 0.10567 | 788.2132 | 6.72 | 24.32 | 0.91272 | 0.09743 | 769.5313 | 6.8281 | 23.88 | 0.89671 | 0.09744 | 828.9674 | 7.5771 | 25.21 | 0.90057 | 0.09771 | 757.6982 | 9.1514 | 20.73 | 0.74057 | 0.07737 | 761.5489 | 9.2814 | 20.45 | 0.73006 | 0.07676 | 769.3158 | 9.7595 | 20.83 | 0.72633 | 0.0769 | 765.6235 | 10.3815 | 19.65 | 0.68353 | 0.07143 | 732.6386 | 11.6619 | 18.51 | 0.63024 | 0.06633 | 723.2688 | 12.482 | 17.21 | 0.58742 | 0.06055 | 714.1327 | 12.522 | 17.12 | 0.5847 | 0.06005
793.6508 | 0.0014812 | 663.27 | 28.13 | 35.5 | 844.0914 | 0.0014582 | 1450 | 52.91 | 55.9 | 828.9125 | 0.0014652 | 2120 | 82.71 | 68.02 | 828.9125 | 0.0058639 | 529.48 | 20.66 | 16.46 | 811.8911 | 0.0058939 | 682.73 | 25.88 | 18.69 | 855.1881 | 0.013102 | 572.21 | 21.62 | 11.71 | 798.9614 | 0.035636 | 276.83 | 10.93 | 4.82 | 817.5129 | 0.035426 | 314.5 | 12.65 | 5.22 | 750 | 0.052569 | 208.87 | 8.46 | 3.34 | 785.546 | 0.071772 | 188.37 | 7.5 | 2.73 | 800 | 0.071431 | 207.13 | 8.1 | 2.9 | 812.754 | 0.093155 | 172.63 | 6.6 | 2.32 | 823.5779 | 0.092844 | 186.96 | 6.99 | 2.43 | 833.3796 | 0.092574 | 201.32 | 7.36 | 2.54 | 842.1939 | 0.11642 | 171 | 6.11 | 2.09 | 800.3201 | 0.14502 | 136.06 | 4.87 | 1.63 | 809.7552 | 0.14462 | 145.3 | 5.08 | 1.7 | 773.0435 | 0.14632 | 142.42 | 4.99 | 1.65 | 750.469 | 0.21174 | 103.75 | 3.56 | 1.15 | 741.2349 | 0.26674 | 91.65 | 3.28 | 0.92767 | 804.232 | 0.28774 | 96.58 | 3.63 | 0.96423 | 776.5047 | 0.29045 | 95.13 | 3.58 | 0.93988 | 781.9342 | 0.39516 | 78.07 | 2.98 | 0.717 | 786.4108 | 0.42867 | 78.98 | 3.01 | 0.70288 | 811.5566 | 0.42517 | 87.33 | 3.29 | 0.75228 | 834.0747 | 0.48737 | 76.54 | 2.88 | 0.6533 | 813.2726 | 0.49047 | 82.05 | 3.05 | 0.66873 | 813.2523 | 0.58169 | 69.21 | 2.57 | 0.57269 | 796.2689 | 0.58479 | 73.87 | 2.7 | 0.58607 | 782.0157 | 0.58759 | 78.54 | 2.82 | 0.59941 | 782.0973 | 0.70441 | 65.54 | 2.35 | 0.50029 | 750.8259 | 0.71222 | 64.38 | 2.31 | 0.48543 | 785.1759 | 0.77252 | 63.81 | 2.24 | 0.4707 | 770.1045 | 0.84763 | 57.98 | 2.04 | 0.42385 | 804.5052 | 0.97375 | 57.23 | 2.12 | 0.40103 | 776.7325 | 1.1462 | 48.36 | 1.8 | 0.33334 | 782.1299 | 1.1442 | 53.89 | 2.04 | 0.35387 | 794.5336 | 1.2202 | 50.69 | 1.91 | 0.33418 | 770.0838 | 1.2302 | 50.01 | 1.89 | 0.32668 | 782.1177 | 1.3122 | 47.03 | 1.78 | 0.30801 | 786.557 | 1.3102 | 51.86 | 1.96 | 0.325 | 786.5683 | 1.4832 | 45.83 | 1.73 | 0.28713 | 834.2371 | 1.4612 | 51.24 | 1.91 | 0.3133 | 793.4861 | 1.6733 | 48.12 | 1.77 | 0.27811 | 760.2828 | 1.7913 | 41.22 | 1.55 | 0.24431 | 803.3022 | 1.7653 | 45.72 | 1.68 | 0.26504 | 770.0205 | 1.9383 | 38.28 | 1.43 | 0.22506 | 774.6303 | 1.9353 | 41.58 | 1.53 | 0.23567 | 756.5969 | 1.9473 | 41.16 | 1.52 | 0.23171 | 731.1093 | 2.2704 | 35.07 | 1.3 | 0.19596 | 722.9854 | 2.4154 | 32.93 | 1.22 | 0.18253 | 729.8661 | 2.4094 | 35.61 | 1.29 | 0.19108 | 753.4497 | 2.4894 | 34.64 | 1.26 | 0.18821 | 761.6395 | 2.6334 | 32.82 | 1.19 | 0.17773 | 748.328 | 3.3175 | 29.74 | 1.16 | 0.14969 | 734.5852 | 3.3345 | 29.51 | 1.15 | 0.1477 | 787.9972 | 4.1686 | 29.91 | 1.19 | 0.1368 | 807.0634 | 4.3396 | 28.91 | 1.14 | 0.13264 | 775.7651 | 4.3827 | 28.44 | 1.13 | 0.12908 | 809.377 | 4.3366 | 31.83 | 1.24 | 0.13976 | 851.6195 | 4.9557 | 30.67 | 1.17 | 0.13265 | 833.8429 | 5.4808 | 27.68 | 1.06 | 0.11914 | 817.9959 | 5.8879 | 27.87 | 1.05 | 0.11639 | 848.845 | 6.6019 | 26.97 | 0.98672 | 0.10643 | 828.726 | 6.705 | 26.49 | 0.96969 | 0.10646 | 884.2319 | 7.469 | 27.56 | 0.9598 | 0.10534 | 808.2114 | 9.0093 | 22.67 | 0.78999 | 0.08347 | 812.3188 | 9.1363 | 22.36 | 0.7788 | 0.0828 | 817.3981 | 9.6204 | 22.65 | 0.7707 | 0.08254 | 813.475 | 10.2414 | 21.36 | 0.72517 | 0.07662 | 775.735 | 11.5018 | 20.03 | 0.66609 | 0.07089 | 765.8141 | 12.3019 | 18.63 | 0.62103 | 0.06476 | 756.1405 | 12.3419 | 18.54 | 0.61825 | 0.06424
892.8571 | 0.0014402 | 783.48 | 33.43 | 40.96 | 893.7438 | 0.0014392 | 1570 | 55.98 | 59.87 | 911.8037 | 0.0014332 | 2420 | 93.73 | 76.27 | 911.8037 | 0.0057368 | 605.39 | 23.41 | 18.46 | 874.3442 | 0.0057909 | 758.11 | 28.1 | 20.45 | 926.4538 | 0.012872 | 640.06 | 23.71 | 12.88 | 898.8315 | 0.034645 | 327.01 | 13.06 | 5.57 | 908.3477 | 0.034565 | 364.89 | 14.55 | 5.93 | 833.3333 | 0.051148 | 242.88 | 9.75 | 3.81 | 856.9592 | 0.070231 | 213.21 | 8.3 | 3.04 | 866.6667 | 0.070041 | 232.05 | 8.84 | 3.2 | 875.2735 | 0.091494 | 191.73 | 7.14 | 2.54 | 882.4048 | 0.091324 | 206.11 | 7.51 | 2.65 | 888.9383 | 0.091174 | 220.52 | 7.85 | 2.75 | 894.831 | 0.11472 | 186.26 | 6.48 | 2.25 | 850.3401 | 0.14282 | 148.31 | 5.18 | 1.76 | 857.3878 | 0.14262 | 157.58 | 5.38 | 1.83 | 818.5167 | 0.14422 | 154.55 | 5.29 | 1.77 | 833.8545 | 0.20593 | 120.64 | 4.3 | 1.31 | 833.8893 | 0.25864 | 108.44 | 4.05 | 1.07 | 893.5912 | 0.28054 | 112.1 | 4.24 | 1.1 | 862.783 | 0.28284 | 110.52 | 4.2 | 1.07 | 860.1276 | 0.38595 | 89.37 | 3.38 | 0.806 | 857.9027 | 0.41936 | 89.38 | 3.36 | 0.78261 | 879.1863 | 0.41696 | 97.8 | 3.61 | 0.82982 | 903.581 | 0.47837 | 85.67 | 3.16 | 0.72009 | 875.832 | 0.48177 | 91.12 | 3.31 | 0.73233 | 875.8101 | 0.57128 | 76.86 | 2.79 | 0.62713 | 853.1453 | 0.57479 | 81.48 | 2.91 | 0.63812 | 834.1501 | 0.57799 | 86.11 | 3.01 | 0.64936 | 834.2371 | 0.69291 | 71.85 | 2.51 | 0.54196 | 800.881 | 0.70001 | 70.63 | 2.48 | 0.52632 | 883.3229 | 0.75041 | 75.39 | 2.78 | 0.54403 | 866.3676 | 0.82292 | 68.54 | 2.53 | 0.49023 | 893.8947 | 0.94934 | 66.4 | 2.49 | 0.45613 | 863.0362 | 1.1162 | 56.16 | 2.11 | 0.37955 | 860.3429 | 1.1172 | 61.69 | 2.32 | 0.39795 | 873.987 | 1.1922 | 58 | 2.18 | 0.37559 | 847.0922 | 1.2012 | 57.27 | 2.15 | 0.36752 | 860.3294 | 1.2812 | 53.83 | 2.02 | 0.34634 | 858.0622 | 1.2822 | 58.66 | 2.18 | 0.36171 | 858.0745 | 1.4512 | 51.84 | 1.93 | 0.31952 | 903.7568 | 1.4342 | 57.33 | 2.1 | 0.34517 | 854.5235 | 1.6432 | 53.44 | 1.93 | 0.30456 | 823.6397 | 1.7543 | 46.2 | 1.7 | 0.26977 | 865.0947 | 1.7333 | 50.76 | 1.83 | 0.29016 | 834.1889 | 1.8993 | 42.88 | 1.57 | 0.24831 | 834.2172 | 1.8993 | 46.18 | 1.67 | 0.25811 | 814.7967 | 1.9103 | 45.73 | 1.65 | 0.25391 | 787.3484 | 2.2253 | 38.99 | 1.41 | 0.21494 | 778.5996 | 2.3664 | 36.62 | 1.33 | 0.20024 | 834.1327 | 2.3263 | 43.06 | 1.67 | 0.22542 | 861.0854 | 2.4073 | 41.85 | 1.62 | 0.22171 | 870.4451 | 2.5474 | 39.63 | 1.53 | 0.20925 | 841.8689 | 3.2195 | 35.14 | 1.39 | 0.17294 | 826.4083 | 3.2335 | 34.88 | 1.38 | 0.17076 | 866.7969 | 4.0736 | 34.19 | 1.33 | 0.15349 | 887.7698 | 4.2446 | 33.02 | 1.28 | 0.14866 | 853.3416 | 4.2826 | 32.51 | 1.27 | 0.14482 | 882.9567 | 4.2496 | 35.94 | 1.37 | 0.15508 | 922.5878 | 4.8697 | 34.26 | 1.28 | 0.14578 | 903.3298 | 5.3837 | 30.93 | 1.15 | 0.13095 | 880.9187 | 5.7888 | 30.89 | 1.13 | 0.12706 | 909.4767 | 6.5039 | 29.66 | 1.06 | 0.11538 | 887.9207 | 6.6019 | 29.14 | 1.04 | 0.11544 | 939.4964 | 7.378 | 29.93 | 1.02 | 0.11294 | 858.7246 | 8.8862 | 24.64 | 0.83784 | 0.08954 | 863.0887 | 9.0122 | 24.31 | 0.82599 | 0.08882 | 865.4803 | 9.5003 | 24.5 | 0.81376 | 0.08815 | 861.3264 | 10.1114 | 23.09 | 0.76559 | 0.08179 | 861.9278 | 11.2316 | 23.13 | 0.79781 | 0.07998 | 850.9045 | 12.0117 | 21.54 | 0.74457 | 0.07315 | 840.1561 | 12.0417 | 21.44 | 0.74159 | 0.07259
992.0635 | 0.0014092 | 906.75 | 38.26 | 46.38 | 993.0487 | 0.0014082 | 1820 | 66.62 | 67.76 | 994.695 | 0.0014082 | 2730 | 103.98 | 84.45 | 994.695 | 0.0056368 | 682.81 | 25.98 | 20.44 | 936.7974 | 0.0057048 | 834.74 | 30.22 | 22.2 | 997.7195 | 0.012682 | 709.03 | 25.69 | 14.05 | 998.7017 | 0.033895 | 378.46 | 14.98 | 6.31 | 999.1825 | 0.033895 | 416.4 | 16.3 | 6.64 | 916.6667 | 0.050027 | 277.73 | 10.94 | 4.27 | 928.3725 | 0.06897 | 238.54 | 9.05 | 3.35 | 933.3333 | 0.06889 | 257.44 | 9.56 | 3.49 | 937.7931 | 0.090113 | 211.15 | 7.66 | 2.76 | 941.2318 | 0.090053 | 225.56 | 8 | 2.86 | 944.4969 | 0.089983 | 239.99 | 8.33 | 2.96 | 947.4682 | 0.11332 | 201.72 | 6.85 | 2.41 | 900.3601 | 0.14102 | 160.74 | 5.47 | 1.89 | 952.6531 | 0.13932 | 182.61 | 6.45 | 2.07 | 909.463 | 0.14062 | 179.32 | 6.35 | 2.01 | 938.0863 | 0.20053 | 142.34 | 5.29 | 1.51 | 926.5436 | 0.25253 | 125.69 | 4.74 | 1.22 | 982.9503 | 0.27494 | 127.98 | 4.81 | 1.23 | 949.0613 | 0.27694 | 126.27 | 4.75 | 1.2 | 938.321 | 0.37855 | 100.9 | 3.76 | 0.89449 | 929.3946 | 0.41186 | 99.99 | 3.68 | 0.86198 | 946.816 | 0.41026 | 108.46 | 3.92 | 0.90695 | 973.0872 | 0.47086 | 94.96 | 3.42 | 0.78648 | 938.3915 | 0.47446 | 100.34 | 3.56 | 0.79563 | 938.368 | 0.56268 | 84.64 | 3 | 0.68133 | 910.0216 | 0.56638 | 89.21 | 3.11 | 0.69 | 938.4189 | 0.56268 | 101.57 | 3.73 | 0.74883 | 938.5167 | 0.67449 | 84.75 | 3.11 | 0.62494 | 900.9911 | 0.6805 | 83.41 | 3.07 | 0.60788 | 981.4698 | 0.7338 | 87.28 | 3.25 | 0.61683 | 962.6307 | 0.80421 | 79.38 | 2.96 | 0.55619 | 983.2842 | 0.93053 | 75.78 | 2.82 | 0.51085 | 949.3398 | 1.0931 | 64.14 | 2.39 | 0.4255 | 938.5559 | 1.0962 | 69.66 | 2.58 | 0.4418 | 953.4403 | 1.1692 | 65.47 | 2.42 | 0.41677 | 924.1005 | 1.1772 | 64.69 | 2.4 | 0.40818 | 938.5412 | 1.2562 | 60.78 | 2.25 | 0.38447 | 929.5674 | 1.2592 | 65.6 | 2.4 | 0.39825 | 929.5807 | 1.4262 | 57.97 | 2.12 | 0.35177 | 973.2766 | 1.4122 | 63.53 | 2.27 | 0.37686 | 976.5983 | 1.5962 | 64.33 | 2.47 | 0.35713 | 886.9966 | 1.7232 | 51.27 | 1.84 | 0.29517 | 988.6796 | 1.6852 | 61.08 | 2.34 | 0.34005 | 898.3573 | 1.8673 | 47.56 | 1.71 | 0.27148 | 953.3911 | 1.8442 | 55.6 | 2.13 | 0.30274 | 931.1962 | 1.8523 | 55.11 | 2.12 | 0.29812 | 899.8268 | 2.1553 | 47.05 | 1.81 | 0.25281 | 889.8282 | 2.2913 | 44.19 | 1.71 | 0.23559 | 938.3993 | 2.2653 | 50.75 | 1.99 | 0.25958 | 968.7211 | 2.3463 | 49.27 | 1.93 | 0.25498 | 979.2508 | 2.4843 | 46.64 | 1.82 | 0.24053 | 935.4099 | 3.1444 | 40.69 | 1.6 | 0.19608 | 918.2315 | 3.1574 | 40.4 | 1.59 | 0.19372 | 945.5967 | 3.9985 | 38.56 | 1.47 | 0.17008 | 968.4761 | 4.1695 | 37.21 | 1.41 | 0.16456 | 930.9181 | 4.2026 | 36.67 | 1.4 | 0.16048 | 956.5365 | 4.1795 | 40.13 | 1.5 | 0.17031 | 993.5561 | 4.7996 | 37.91 | 1.38 | 0.1588 | 972.8167 | 5.3037 | 34.23 | 1.25 | 0.14269 | 943.8414 | 5.7068 | 33.96 | 1.21 | 0.13768 | 970.1085 | 6.4198 | 32.39 | 1.13 | 0.12428 | 947.1154 | 6.5159 | 31.83 | 1.11 | 0.12437 | 994.7609 | 7.2989 | 32.34 | 1.07 | 0.12048 | 909.2379 | 8.7812 | 26.64 | 0.88425 | 0.09559 | 913.8587 | 8.9052 | 26.28 | 0.87177 | 0.09481 | 961.6448 | 9.3042 | 28.25 | 0.97168 | 0.09929 | 957.0294 | 9.9022 | 26.62 | 0.91381 | 0.09205 | 969.6688 | 10.9814 | 27.1 | 0.97569 | 0.09122 | 957.2676 | 11.7315 | 25.25 | 0.91144 | 0.08354 | 945.1756 | 11.7615 | 25.14 | 0.90824 | 0.08292
1091.2698 | 0.0013852 | 1030 | 42.73 | 51.73 | 1117.1797 | 0.0013802 | 2140 | 80.89 | 77.47 | 1077.5862 | 0.0013882 | 3050 | 113.63 | 92.52 | 1077.5862 | 0.0055567 | 761.48 | 28.39 | 22.4 | 999.2506 | 0.0056318 | 912.44 | 32.27 | 23.93 | 1140.2509 | 0.012402 | 849.6 | 32.58 | 16.35 | 1098.5719 | 0.033334 | 430.91 | 16.75 | 7.04 | 1090.0173 | 0.033374 | 468.82 | 17.93 | 7.33 | 1000 | 0.049157 | 313.29 | 12.06 | 4.73 | 999.7858 | 0.067939 | 264.3 | 9.77 | 3.65 | 1000 | 0.067939 | 283.21 | 10.24 | 3.79 | 1000.3126 | 0.088962 | 230.85 | 8.16 | 2.97 | 1000.0588 | 0.088962 | 245.26 | 8.48 | 3.07 | 1000.0556 | 0.088962 | 259.7 | 8.79 | 3.16 | 1052.7424 | 0.11101 | 233.16 | 8.18 | 2.73 | 1000.4002 | 0.13792 | 186.03 | 6.55 | 2.14 | 1071.7348 | 0.13622 | 214.62 | 7.89 | 2.38 | 1023.1458 | 0.13732 | 211.04 | 7.78 | 2.31 | 1042.3181 | 0.19643 | 164.56 | 6.16 | 1.71 | 1019.198 | 0.24783 | 143.32 | 5.36 | 1.36 | 1072.3094 | 0.27053 | 144.14 | 5.33 | 1.36 | 1035.3396 | 0.27224 | 142.33 | 5.27 | 1.33 | 1016.5145 | 0.37265 | 112.64 | 4.11 | 0.98223 | 1000.8865 | 0.40575 | 110.77 | 3.99 | 0.94077 | 1014.4457 | 0.40475 | 119.28 | 4.21 | 0.98354 | 1042.5934 | 0.46476 | 104.39 | 3.67 | 0.85234 | 1000.9509 | 0.46826 | 109.7 | 3.8 | 0.85852 | 1000.9259 | 0.55537 | 92.53 | 3.2 | 0.73517 | 1023.7743 | 0.55307 | 104.96 | 3.83 | 0.79291 | 1042.6876 | 0.55117 | 117.41 | 4.35 | 0.84725 | 1042.7964 | 0.66079 | 97.96 | 3.63 | 0.70705 | 1001.1012 | 0.66579 | 96.51 | 3.59 | 0.68876 | 1079.6168 | 0.72109 | 99.4 | 3.67 | 0.68879 | 1058.8937 | 0.7898 | 90.45 | 3.35 | 0.62145 | 1072.6736 | 0.91572 | 85.34 | 3.13 | 0.56498 | 1035.6434 | 1.0751 | 72.27 | 2.66 | 0.47104 | 1016.7689 | 1.0781 | 77.78 | 2.82 | 0.48531 | 1032.8937 | 1.1521 | 73.07 | 2.65 | 0.4576 | 1001.1089 | 1.1582 | 72.24 | 2.62 | 0.44854 | 1016.753 | 1.2372 | 67.85 | 2.46 | 0.42231 | 1001.0726 | 1.2402 | 72.66 | 2.6 | 0.43455 | 1001.0869 | 1.4052 | 64.2 | 2.29 | 0.3838 | 1112.3161 | 1.3792 | 76.17 | 2.89 | 0.43944 | 1098.673 | 1.5622 | 75.5 | 2.93 | 0.40898 | 1013.7104 | 1.6772 | 61.65 | 2.36 | 0.34554 | 1112.2646 | 1.6502 | 71.66 | 2.78 | 0.38922 | 1026.694 | 1.8182 | 57.14 | 2.18 | 0.31741 | 1072.565 | 1.8042 | 65.28 | 2.54 | 0.34679 | 1047.5958 | 1.8112 | 64.74 | 2.52 | 0.3418 | 1012.3051 | 2.1043 | 55.33 | 2.16 | 0.29033 | 1001.0567 | 2.2363 | 51.98 | 2.03 | 0.27063 | 1042.6659 | 2.2193 | 58.61 | 2.28 | 0.29337 | 1076.3567 | 2.3013 | 56.86 | 2.21 | 0.28784 | 1088.0564 | 2.4373 | 53.81 | 2.09 | 0.27141 | 1028.9509 | 3.0874 | 46.35 | 1.79 | 0.21899 | 1010.0546 | 3.0974 | 46.04 | 1.78 | 0.21648 | 1024.3964 | 3.9375 | 43.01 | 1.6 | 0.18652 | 1049.1824 | 4.1085 | 41.47 | 1.54 | 0.1803 | 1008.4946 | 4.1375 | 40.9 | 1.52 | 0.17601 | 1030.1162 | 4.1215 | 44.38 | 1.61 | 0.1854 | 1064.5244 | 4.7416 | 41.6 | 1.47 | 0.17171 | 1042.3036 | 5.2377 | 37.58 | 1.33 | 0.15432 | 1006.7642 | 5.6367 | 37.07 | 1.29 | 0.14821 | 1030.7403 | 6.3498 | 35.15 | 1.19 | 0.1331 | 1006.3102 | 6.4418 | 34.55 | 1.17 | 0.13324 | 1105.2899 | 7.1728 | 37.21 | 1.28 | 0.13538 | 1010.2643 | 8.611 | 30.7 | 1.05 | 0.10757 | 1015.3985 | 8.7311 | 30.28 | 1.04 | 0.10668 | 1081.8504 | 9.1231 | 33.03 | 1.18 | 0.11301 | 1076.6581 | 9.7111 | 31.12 | 1.11 | 0.10468 | 1077.4097 | 10.8013 | 31.15 | 1.13 | 0.10228 | 1063.6306 | 11.5314 | 29.04 | 1.06 | 0.09376 | 1050.1951 | 11.5514 | 28.93 | 1.05 | 0.0931
1190.4762 | 0.0013672 | 1160 | 46.92 | 56.98 | 1241.3108 | 0.0013602 | 2460 | 93.44 | 86.98 | 1160.4775 | 0.0013722 | 3370 | 122.76 | 100.49 | 1160.4775 | 0.0054927 | 841.17 | 30.67 | 24.34 | 1124.1569 | 0.0055197 | 1070 | 39.44 | 27.36 | 1282.7822 | 0.012201 | 992.91 | 38.46 | 18.59 | 1198.442 | 0.032894 | 484.16 | 18.39 | 7.75 | 1180.852 | 0.032964 | 521.98 | 19.47 | 8.02 | 1083.3333 | 0.048456 | 349.42 | 13.12 | 5.19 | 1071.199 | 0.067099 | 290.42 | 10.45 | 3.96 | 1066.6667 | 0.067149 | 309.32 | 10.9 | 4.08 | 1062.8321 | 0.087981 | 250.78 | 8.64 | 3.19 | 1058.8858 | 0.088041 | 265.19 | 8.95 | 3.28 | 1111.1728 | 0.087331 | 299.71 | 10.47 | 3.57 | 1184.3352 | 0.10901 | 273.24 | 9.96 | 3.11 | 1125.4502 | 0.13512 | 218.33 | 7.99 | 2.45 | 1190.8164 | 0.13402 | 247.25 | 9.15 | 2.67 | 1136.8287 | 0.13492 | 243.43 | 9.04 | 2.6 | 1146.5499 | 0.19332 | 187.18 | 6.94 | 1.9 | 1111.8523 | 0.24413 | 161.24 | 5.93 | 1.51 | 1161.6685 | 0.26713 | 160.54 | 5.81 | 1.49 | 1121.6179 | 0.26853 | 158.64 | 5.76 | 1.46 | 1094.7079 | 0.36784 | 124.55 | 4.44 | 1.07 | 1072.3784 | 0.40065 | 121.71 | 4.28 | 1.02 | 1082.0754 | 0.40005 | 130.24 | 4.49 | 1.06 | 1112.0996 | 0.45965 | 113.93 | 3.92 | 0.91758 | 1126.0698 | 0.45865 | 128.72 | 4.66 | 0.98281 | 1126.0416 | 0.54407 | 108.57 | 3.93 | 0.84157 | 1137.527 | 0.54317 | 121.05 | 4.45 | 0.8943 | 1146.9564 | 0.54257 | 133.53 | 4.91 | 0.94427 | 1147.076 | 0.65038 | 111.42 | 4.1 | 0.78799 | 1101.2113 | 0.65468 | 109.87 | 4.06 | 0.76864 | 1177.7638 | 0.71128 | 111.71 | 4.07 | 0.75972 | 1155.1568 | 0.77869 | 101.69 | 3.71 | 0.68584 | 1162.0631 | 0.90411 | 95.03 | 3.42 | 0.61842 | 1121.947 | 1.0601 | 80.53 | 2.9 | 0.51605 | 1094.9819 | 1.0641 | 86.01 | 3.06 | 0.52838 | 1112.3471 | 1.1371 | 80.77 | 2.87 | 0.498 | 1078.1173 | 1.1431 | 79.9 | 2.84 | 0.48852 | 1094.9647 | 1.2212 | 75.03 | 2.66 | 0.45977 | 1144.0829 | 1.2121 | 87.04 | 3.3 | 0.50613 | 1144.0993 | 1.3732 | 76.9 | 2.91 | 0.44697 | 1251.3556 | 1.3562 | 89.07 | 3.42 | 0.50071 | 1220.7478 | 1.5382 | 86.87 | 3.35 | 0.45988 | 1140.4242 | 1.6432 | 72.27 | 2.8 | 0.39511 | 1235.8495 | 1.6252 | 82.43 | 3.17 | 0.43746 | 1155.0308 | 1.7832 | 66.93 | 2.58 | 0.36254 | 1191.7389 | 1.7752 | 75.13 | 2.89 | 0.39007 | 1163.9953 | 1.7812 | 74.56 | 2.88 | 0.38478 | 1124.7835 | 2.0662 | 63.79 | 2.47 | 0.32731 | 1112.2852 | 2.1953 | 59.94 | 2.32 | 0.30518 | 1146.9325 | 2.1853 | 66.62 | 2.55 | 0.32669 | 1183.9924 | 2.2683 | 64.58 | 2.46 | 0.32018 | 1196.862 | 2.4023 | 61.1 | 2.33 | 0.30179 | 1122.4919 | 3.0424 | 52.1 | 1.96 | 0.24161 | 1101.8778 | 3.0514 | 51.78 | 1.95 | 0.23897 | 1103.1961 | 3.8885 | 47.52 | 1.72 | 0.20279 | 1129.8888 | 4.0605 | 45.79 | 1.65 | 0.19585 | 1086.0711 | 4.0855 | 45.19 | 1.64 | 0.19137 | 1103.6959 | 4.0755 | 48.68 | 1.72 | 0.20034 | 1135.4927 | 4.6925 | 45.34 | 1.57 | 0.18448 | 1111.7905 | 5.1826 | 40.96 | 1.42 | 0.16584 | 1069.687 | 5.5787 | 40.22 | 1.36 | 0.15866 | 1091.3721 | 6.2907 | 37.94 | 1.26 | 0.14185 | 1065.5049 | 6.3788 | 37.3 | 1.24 | 0.14203 | 1243.4512 | 7.0598 | 43.41 | 1.55 | 0.15362 | 1136.5473 | 8.4539 | 35.87 | 1.28 | 0.12228 | 1142.3233 | 8.572 | 35.37 | 1.27 | 0.12127 | 1202.056 | 8.992 | 37.9 | 1.37 | 0.12644 | 1196.2867 | 9.573 | 35.69 | 1.29 | 0.11705 | 1185.1507 | 10.6612 | 35.26 | 1.27 | 0.11313 | 1169.9937 | 11.3713 | 32.89 | 1.19 | 0.1038 | 1155.2146 | 11.3913 | 32.77 | 1.19 | 0.10311
1289.6825 | 0.0013531 | 1290 | 50.88 | 62.15 | 1365.4419 | 0.0013451 | 2780 | 104.81 | 96.26 | 1243.3687 | 0.0013592 | 3690 | 131.46 | 108.34 | 1243.3687 | 0.0054416 | 921.72 | 32.84 | 26.24 | 1249.0632 | 0.0054376 | 1230 | 45.7 | 30.71 | 1425.3136 | 0.012071 | 1140 | 43.69 | 20.78 | 1298.3122 | 0.032554 | 538.04 | 19.93 | 8.46 | 1271.6868 | 0.032634 | 575.74 | 20.93 | 8.69 | 1166.6667 | 0.047886 | 386.02 | 14.12 | 5.64 | 1142.6123 | 0.066398 | 316.83 | 11.11 | 4.26 | 1133.3333 | 0.066478 | 335.71 | 11.53 | 4.37 | 1125.3517 | 0.087151 | 270.92 | 9.11 | 3.4 | 1176.5398 | 0.08656 | 305.59 | 10.63 | 3.69 | 1250.0694 | 0.08585 | 350.63 | 12.72 | 4.07 | 1315.928 | 0.10751 | 313.97 | 11.52 | 3.49 | 1250.5002 | 0.13312 | 251.2 | 9.26 | 2.75 | 1309.8981 | 0.13231 | 280.36 | 10.29 | 2.97 | 1250.5116 | 0.13312 | 276.33 | 10.18 | 2.89 | 1250.7817 | 0.19092 | 210.13 | 7.67 | 2.09 | 1204.5067 | 0.24123 | 179.41 | 6.47 | 1.65 | 1251.0276 | 0.26433 | 177.14 | 6.27 | 1.61 | 1207.8962 | 0.26563 | 175.15 | 6.22 | 1.58 | 1172.9013 | 0.36404 | 136.6 | 4.76 | 1.15 | 1143.8703 | 0.39645 | 132.77 | 4.56 | 1.1 | 1217.3348 | 0.39294 | 152.48 | 5.48 | 1.21 | 1251.1121 | 0.45175 | 133.28 | 4.78 | 1.05 | 1251.1886 | 0.45175 | 148.09 | 5.41 | 1.1 | 1251.1573 | 0.53586 | 124.9 | 4.56 | 0.94589 | 1251.2797 | 0.53586 | 137.4 | 5.02 | 0.99386 | 1251.2252 | 0.53586 | 149.89 | 5.43 | 1.04 | 1251.3556 | 0.64247 | 125.06 | 4.53 | 0.86759 | 1201.3215 | 0.64608 | 123.43 | 4.49 | 0.84731 | 1275.9108 | 0.70368 | 124.18 | 4.44 | 0.8295 | 1251.4199 | 0.76999 | 113.08 | 4.04 | 0.74921 | 1251.4526 | 0.8948 | 104.83 | 3.69 | 0.67108 | 1208.2506 | 1.0491 | 88.9 | 3.14 | 0.56046 | 1251.4078 | 1.0441 | 102.74 | 3.87 | 0.61299 | 1271.2538 | 1.1161 | 96.43 | 3.62 | 0.57729 | 1232.1341 | 1.1201 | 95.49 | 3.6 | 0.56711 | 1251.3883 | 1.1971 | 89.62 | 3.37 | 0.53334 | 1287.0933 | 1.1931 | 101.71 | 3.9 | 0.57611 | 1287.1117 | 1.3511 | 89.85 | 3.44 | 0.50872 | 1390.3952 | 1.3391 | 102.16 | 3.89 | 0.56049 | 1342.8226 | 1.5202 | 98.41 | 3.72 | 0.5097 | 1267.138 | 1.6202 | 83.08 | 3.19 | 0.44368 | 1359.4345 | 1.6072 | 93.35 | 3.53 | 0.48466 | 1283.3676 | 1.7582 | 76.89 | 2.94 | 0.40673 | 1310.9128 | 1.7542 | 85.13 | 3.22 | 0.43247 | 1280.3948 | 1.7592 | 84.52 | 3.21 | 0.42692 | 1237.2618 | 2.0382 | 72.38 | 2.75 | 0.36364 | 1223.5137 | 2.1652 | 68.03 | 2.59 | 0.33915 | 1251.1991 | 2.1592 | 74.74 | 2.8 | 0.35944 | 1291.6281 | 2.2422 | 72.4 | 2.7 | 0.35194 | 1305.6677 | 2.3762 | 68.48 | 2.55 | 0.33161 | 1216.0329 | 3.0073 | 57.93 | 2.13 | 0.2639 | 1193.7009 | 3.0153 | 57.59 | 2.12 | 0.26114 | 1181.9958 | 3.8484 | 52.07 | 1.84 | 0.21886 | 1210.5951 | 4.0214 | 50.15 | 1.77 | 0.2112 | 1163.6476 | 4.0435 | 49.53 | 1.75 | 0.20655 | 1177.2756 | 4.0364 | 53.03 | 1.83 | 0.2151 | 1206.461 | 4.6535 | 49.12 | 1.66 | 0.1971 | 1181.2774 | 5.1366 | 44.38 | 1.5 | 0.17722 | 1132.6097 | 5.5287 | 43.39 | 1.43 | 0.169 | 1212.6357 | 6.1967 | 43.59 | 1.49 | 0.15909 | 1183.8943 | 6.2797 | 42.88 | 1.47 | 0.15937 | 1381.6124 | 6.9807 | 49.69 | 1.78 | 0.1714 | 1262.8304 | 8.3429 | 41.12 | 1.48 | 0.13667 | 1269.2481 | 8.4579 | 40.55 | 1.46 | 0.13553 | 1322.2616 | 8.8969 | 42.83 | 1.54 | 0.13957 | 1315.9154 | 9.4719 | 40.32 | 1.44 | 0.12914 | 1292.8917 | 10.5611 | 39.42 | 1.4 | 0.12375 | 1276.3568 | 11.2612 | 36.79 | 1.31 | 0.11364 | 1260.2342 | 11.2712 | 36.66 | 1.31 | 0.11291
1388.8889 | 0.0013421 | 1420 | 54.64 | 67.21 | 1489.573 | 0.0013341 | 3110 | 115.28 | 105.31 | 1326.2599 | 0.0013492 | 4020 | 139.77 | 116.07 | 1326.2599 | 0.0053996 | 1000 | 34.92 | 28.12 | 1373.9695 | 0.0053796 | 1390 | 51.35 | 33.99 | 1567.8449 | 0.011971 | 1280 | 48.44 | 22.89 | 1398.1824 | 0.032293 | 592.41 | 21.39 | 9.15 | 1362.5216 | 0.032374 | 629.98 | 22.32 | 9.36 | 1250 | 0.047436 | 423.01 | 15.07 | 6.08 | 1214.0256 | 0.065808 | 343.51 | 11.75 | 4.55 | 1200 | 0.065918 | 362.35 | 12.14 | 4.66 | 1250.3907 | 0.08585 | 311.69 | 10.8 | 3.82 | 1323.6073 | 0.085259 | 356.9 | 12.89 | 4.2 | 1388.9661 | 0.084819 | 402.29 | 14.69 | 4.55 | 1447.5208 | 0.10641 | 355.19 | 12.92 | 3.86 | 1375.5502 | 0.13161 | 284.51 | 10.39 | 3.05 | 1428.9797 | 0.13111 | 313.83 | 11.33 | 3.25 | 1364.1944 | 0.13171 | 309.62 | 11.22 | 3.17 | 1355.0136 | 0.18912 | 233.32 | 8.35 | 2.28 | 1297.1611 | 0.23892 | 197.78 | 6.97 | 1.78 | 1340.3867 | 0.26213 | 193.88 | 6.71 | 1.74 | 1294.1745 | 0.26323 | 191.82 | 6.65 | 1.71 | 1251.0947 | 0.36084 | 148.76 | 5.07 | 1.24 | 1286.8541 | 0.39014 | 155.19 | 5.56 | 1.25 | 1352.5943 | 0.38784 | 175.07 | 6.35 | 1.35 | 1390.1246 | 0.44624 | 152.92 | 5.53 | 1.17 | 1376.3075 | 0.44674 | 167.72 | 6.08 | 1.22 | 1376.2731 | 0.52995 | 141.45 | 5.13 | 1.05 | 1365.0324 | 0.53046 | 153.94 | 5.54 | 1.09 | 1355.4939 | 0.53086 | 166.42 | 5.92 | 1.13 | 1355.6353 | 0.63637 | 138.85 | 4.94 | 0.94571 | 1301.4316 | 0.63937 | 137.15 | 4.89 | 0.92464 | 1374.0578 | 0.69767 | 136.77 | 4.78 | 0.89804 | 1347.6829 | 0.76318 | 124.58 | 4.36 | 0.81151 | 1430.2315 | 0.88159 | 124.69 | 4.64 | 0.77389 | 1380.8579 | 1.0321 | 105.85 | 3.95 | 0.6473 | 1407.8338 | 1.0301 | 119.75 | 4.55 | 0.69529 | 1430.1605 | 1.1011 | 112.34 | 4.27 | 0.65436 | 1386.1508 | 1.1051 | 111.34 | 4.24 | 0.64362 | 1407.8118 | 1.1811 | 104.45 | 3.97 | 0.60491 | 1430.1037 | 1.1791 | 116.58 | 4.43 | 0.64429 | 1430.1241 | 1.3361 | 102.98 | 3.91 | 0.56888 | 1529.4347 | 1.3281 | 115.38 | 4.32 | 0.61869 | 1464.8974 | 1.5071 | 110.06 | 4.07 | 0.5584 | 1393.8518 | 1.6022 | 94.03 | 3.55 | 0.49117 | 1483.0194 | 1.5932 | 104.37 | 3.86 | 0.53076 | 1411.7043 | 1.7402 | 86.98 | 3.27 | 0.44989 | 1430.0866 | 1.7382 | 95.23 | 3.53 | 0.47393 | 1396.7944 | 1.7422 | 94.6 | 3.51 | 0.46817 | 1349.7402 | 2.0172 | 81.08 | 3.02 | 0.39925 | 1334.7422 | 2.1422 | 76.22 | 2.84 | 0.37245 | 1355.4657 | 2.1392 | 82.95 | 3.03 | 0.39159 | 1399.2638 | 2.2232 | 80.3 | 2.92 | 0.38308 | 1414.4733 | 2.3562 | 75.93 | 2.76 | 0.36083 | 1309.5739 | 2.9803 | 63.82 | 2.29 | 0.28582 | 1285.5241 | 2.9863 | 63.47 | 2.28 | 0.28296 | 1260.7956 | 3.8164 | 56.68 | 1.95 | 0.23472 | 1291.3015 | 3.9894 | 54.56 | 1.87 | 0.22633 | 1241.2242 | 4.0084 | 53.91 | 1.85 | 0.22153 | 1250.8554 | 4.0044 | 57.42 | 1.93 | 0.22968 | 1277.4292 | 4.6195 | 52.92 | 1.74 | 0.20956 | 1250.7644 | 5.0986 | 47.83 | 1.57 | 0.18847 | 1258.4552 | 5.4516 | 49.82 | 1.7 | 0.18936 | 1364.2151 | 6.1136 | 50.76 | 1.8 | 0.18011 | 1331.8811 | 6.1926 | 49.95 | 1.77 | 0.18054 | 1519.7736 | 6.9266 | 56.03 | 2 | 0.18868 | 1389.1134 | 8.2628 | 46.43 | 1.66 | 0.15071 | 1396.173 | 8.3768 | 45.79 | 1.64 | 0.14945 | 1442.4672 | 8.8288 | 47.81 | 1.69 | 0.15238 | 1435.5441 | 9.3999 | 44.99 | 1.59 | 0.14093 | 1400.6327 | 10.481 | 43.61 | 1.52 | 0.13414 | 1382.7198 | 11.1711 | 40.72 | 1.42 | 0.12326 | 1365.2537 | 11.1811 | 40.59 | 1.42 | 0.12252
1488.0952 | 0.0013341 | 1550 | 58.23 | 72.18 | 1613.7041 | 0.0013261 | 3440 | 125.02 | 114.13 | 1492.0424 | 0.0013341 | 4670 | 168.64 | 131.14 | 1492.0424 | 0.0053395 | 1170 | 42.13 | 31.78 | 1498.8758 | 0.0053375 | 1560 | 56.53 | 37.18 | 1710.3763 | 0.011911 | 1430 | 52.83 | 24.95 | 1498.0525 | 0.032093 | 647.18 | 22.78 | 9.82 | 1453.3563 | 0.032173 | 684.6 | 23.64 | 10.01 | 1333.3333 | 0.047065 | 460.33 | 15.99 | 6.52 | 1285.4388 | 0.065327 | 370.4 | 12.36 | 4.84 | 1333.3333 | 0.065047 | 416.21 | 14.35 | 5.22 | 1406.6896 | 0.084709 | 363.39 | 13.06 | 4.34 | 1470.6747 | 0.084358 | 408.89 | 14.85 | 4.69 | 1527.8627 | 0.084098 | 454.49 | 16.45 | 5.02 | 1579.1136 | 0.10571 | 396.76 | 14.21 | 4.22 | 1500.6002 | 0.13051 | 318.14 | 11.44 | 3.34 | 1548.0614 | 0.13021 | 347.57 | 12.3 | 3.53 | 1477.8773 | 0.13071 | 343.22 | 12.2 | 3.45 | 1459.2454 | 0.18782 | 256.71 | 8.99 | 2.47 | 1389.8154 | 0.23712 | 216.3 | 7.45 | 1.92 | 1429.7459 | 0.26043 | 210.75 | 7.12 | 1.86 | 1380.4528 | 0.26133 | 208.63 | 7.07 | 1.83 | 1407.4815 | 0.35613 | 173.36 | 6.15 | 1.4 | 1429.8379 | 0.38564 | 177.93 | 6.42 | 1.4 | 1487.8537 | 0.38434 | 197.91 | 7.13 | 1.5 | 1529.137 | 0.44244 | 172.76 | 6.21 | 1.29 | 1501.4264 | 0.44314 | 187.54 | 6.7 | 1.34 | 1501.3888 | 0.52565 | 158.16 | 5.65 | 1.15 | 1478.7851 | 0.52635 | 170.63 | 6.03 | 1.19 | 1459.7627 | 0.52695 | 183.1 | 6.37 | 1.23 | 1459.9149 | 0.63176 | 152.75 | 5.32 | 1.02 | 1401.5417 | 0.63417 | 151 | 5.27 | 1 | 1570.3518 | 0.68956 | 162.19 | 5.99 | 1.03 | 1540.2091 | 0.75377 | 147.84 | 5.46 | 0.93274 | 1609.0105 | 0.87328 | 144.79 | 5.44 | 0.8732 | 1553.4651 | 1.0211 | 123.03 | 4.64 | 0.73133 | 1564.2598 | 1.0211 | 136.95 | 5.17 | 0.77514 | 1589.0672 | 1.0921 | 128.43 | 4.84 | 0.72908 | 1540.1676 | 1.0941 | 127.38 | 4.81 | 0.71791 | 1564.2353 | 1.1711 | 119.45 | 4.5 | 0.67435 | 1573.1141 | 1.1701 | 131.59 | 4.91 | 0.71059 | 1573.1365 | 1.3251 | 116.23 | 4.34 | 0.62738 | 1668.4742 | 1.3201 | 128.7 | 4.71 | 0.67529 | 1586.9722 | 1.4981 | 121.8 | 4.4 | 0.60594 | 1520.5657 | 1.5902 | 105.08 | 3.88 | 0.5375 | 1606.6044 | 1.5841 | 115.47 | 4.17 | 0.57575 | 1540.0411 | 1.7272 | 97.15 | 3.58 | 0.49197 | 1549.2605 | 1.7272 | 105.41 | 3.81 | 0.51443 | 1513.1939 | 1.7302 | 104.76 | 3.79 | 0.50849 | 1462.2185 | 2.0022 | 89.86 | 3.26 | 0.43412 | 1445.9707 | 2.1252 | 84.49 | 3.07 | 0.40507 | 1459.7322 | 2.1232 | 91.23 | 3.25 | 0.42311 | 1506.8994 | 2.2082 | 88.26 | 3.13 | 0.41358 | 1523.279 | 2.3412 | 83.44 | 2.96 | 0.38944 | 1403.1149 | 2.9583 | 69.76 | 2.44 | 0.30737 | 1377.3472 | 2.9643 | 69.4 | 2.43 | 0.30441 | 1339.5953 | 3.7894 | 61.31 | 2.06 | 0.25034 | 1372.0078 | 3.9634 | 58.99 | 1.97 | 0.24124 | 1318.8007 | 3.9804 | 58.33 | 1.96 | 0.2363 | 1324.4351 | 3.9784 | 61.84 | 2.03 | 0.24405 | 1419.3658 | 4.5694 | 60.6 | 2.05 | 0.23399 | 1389.7382 | 5.0405 | 54.78 | 1.86 | 0.21054 | 1415.7622 | 5.3845 | 57.96 | 2.05 | 0.21415 | 1515.7946 | 6.0585 | 58 | 2.07 | 0.20052 | 1479.8679 | 6.1336 | 57.1 | 2.04 | 0.2011 | 1657.9349 | 6.8906 | 62.41 | 2.19 | 0.20548 | 1515.3964 | 8.2067 | 51.78 | 1.83 | 0.16439 | 1523.0978 | 8.3197 | 51.07 | 1.8 | 0.16301 | 1562.6728 | 8.7798 | 52.82 | 1.83 | 0.16487 | 1555.1727 | 9.3488 | 49.7 | 1.72 | 0.15242 | 1508.3736 | 10.421 | 47.83 | 1.63 | 0.14429 | 1489.0829 | 11.111 | 44.68 | 1.53 | 0.13268 | 1470.2732 | 11.121 | 44.54 | 1.53 | 0.13191
1587.3016 | 0.0013281 | 1680 | 61.66 | 77.04 | 1737.8352 | 0.0013211 | 3770 | 134.17 | 122.72 | 1657.8249 | 0.0013241 | 5330 | 193.72 | 145.69 | 1657.8249 | 0.0053005 | 1330 | 48.4 | 35.32 | 1623.7822 | 0.0053075 | 1720 | 61.35 | 40.29 | 1852.9076 | 0.011871 | 1580 | 56.91 | 26.94 | 1597.9227 | 0.031933 | 702.25 | 24.1 | 10.49 | 1544.1911 | 0.032013 | 739.54 | 24.91 | 10.65 | 1416.6667 | 0.046775 | 497.9 | 16.86 | 6.95 | 1428.2654 | 0.064587 | 424.69 | 14.57 | 5.42 | 1500 | 0.064306 | 484.37 | 17.31 | 5.91 | 1562.9884 | 0.083948 | 415.67 | 15.02 | 4.83 | 1617.7422 | 0.083748 | 461.33 | 16.62 | 5.16 | 1666.7593 | 0.083598 | 507.07 | 18.07 | 5.48 | 1710.7064 | 0.10511 | 438.58 | 15.4 | 4.57 | 1625.6503 | 0.12981 | 352.01 | 12.41 | 3.62 | 1667.143 | 0.12961 | 381.5 | 13.21 | 3.81 | 1591.5602 | 0.13001 | 377.04 | 13.11 | 3.72 | 1563.4772 | 0.18672 | 280.26 | 9.59 | 2.65 | 1482.4698 | 0.23572 | 234.94 | 7.91 | 2.05 | 1608.4641 | 0.25802 | 244.77 | 8.6 | 2.1 | 1553.0094 | 0.25862 | 242.55 | 8.55 | 2.06 | 1563.8684 | 0.35293 | 198.24 | 7.09 | 1.57 | 1572.8216 | 0.38264 | 200.88 | 7.2 | 1.54 | 1623.1131 | 0.38183 | 220.93 | 7.84 | 1.64 | 1668.1495 | 0.43984 | 192.75 | 6.82 | 1.41 | 1626.5452 | 0.44054 | 207.5 | 7.27 | 1.45 | 1626.5045 | 0.52255 | 174.98 | 6.13 | 1.24 | 1592.5378 | 0.52335 | 187.43 | 6.48 | 1.28 | 1668.3002 | 0.52175 | 216.73 | 7.96 | 1.4 | 1668.4742 | 0.62556 | 180.81 | 6.64 | 1.17 | 1601.7619 | 0.62716 | 178.96 | 6.59 | 1.15 | 1766.6457 | 0.68476 | 187.86 | 7 | 1.16 | 1732.7352 | 0.74826 | 171.32 | 6.4 | 1.05 | 1787.7894 | 0.86827 | 165.05 | 6.15 | 0.96898 | 1726.0723 | 1.0151 | 140.35 | 5.25 | 0.81251 | 1720.6858 | 1.0151 | 154.27 | 5.72 | 0.85252 | 1747.9739 | 1.0861 | 144.62 | 5.35 | 0.80144 | 1694.1843 | 1.0881 | 143.55 | 5.33 | 0.78994 | 1720.6589 | 1.1641 | 134.56 | 4.99 | 0.74164 | 1716.1244 | 1.1641 | 146.7 | 5.36 | 0.77501 | 1716.149 | 1.3181 | 129.58 | 4.73 | 0.68423 | 1807.5137 | 1.3151 | 142.08 | 5.08 | 0.73031 | 1709.047 | 1.4911 | 133.6 | 4.7 | 0.65232 | 1647.2795 | 1.5811 | 116.2 | 4.18 | 0.58268 | 1730.1893 | 1.5771 | 126.63 | 4.46 | 0.61963 | 1668.3778 | 1.7191 | 107.38 | 3.86 | 0.53297 | 1668.4344 | 1.7191 | 115.65 | 4.08 | 0.55396 | 1629.5934 | 1.7212 | 114.98 | 4.06 | 0.54787 | 1574.6969 | 1.9902 | 98.69 | 3.49 | 0.46822 | 1557.1993 | 2.1122 | 92.81 | 3.29 | 0.43699 | 1563.9988 | 2.1122 | 99.55 | 3.45 | 0.45398 | 1614.5351 | 2.1972 | 96.27 | 3.33 | 0.44343 | 1632.0846 | 2.3302 | 90.99 | 3.15 | 0.41743 | 1496.6559 | 2.9413 | 75.74 | 2.58 | 0.32852 | 1469.1704 | 2.9463 | 75.37 | 2.57 | 0.32549 | 1418.395 | 3.7684 | 65.98 | 2.16 | 0.26573 | 1452.7142 | 3.9424 | 63.45 | 2.07 | 0.2559 | 1396.3772 | 3.9564 | 62.77 | 2.06 | 0.25085 | 1471.5945 | 3.9384 | 70.75 | 2.39 | 0.2722 | 1596.7866 | 4.5284 | 70.29 | 2.47 | 0.26358 | 1563.4554 | 4.9924 | 63.57 | 2.23 | 0.23729 | 1573.0691 | 5.3405 | 66.18 | 2.36 | 0.23817 | 1667.374 | 6.0225 | 65.3 | 2.32 | 0.2203 | 1627.8547 | 6.0945 | 64.32 | 2.28 | 0.22105 | 1796.0961 | 6.8675 | 68.82 | 2.37 | 0.22179 | 1641.6795 | 8.1677 | 57.17 | 1.98 | 0.1777 | 1650.0226 | 8.2797 | 56.39 | 1.95 | 0.17622 | 1682.8784 | 8.7467 | 57.85 | 1.97 | 0.17705 | 1674.8014 | 9.3137 | 54.42 | 1.85 | 0.16363 | 1616.1146 | 10.3809 | 52.07 | 1.74 | 0.15421 | 1595.446 | 11.0609 | 48.66 | 1.63 | 0.14188 | 1575.2927 | 11.071 | 48.51 | 1.63 | 0.14109
1686.5079 | 0.0013231 | 1820 | 64.95 | 81.8 | 1861.9662 | 0.0013181 | 4110 | 142.81 | 131.09 | 1823.6074 | 0.0013191 | 6000 | 216.19 | 159.74 | 1823.6074 | 0.0052774 | 1500 | 54.02 | 38.73 | 1748.6885 | 0.0052865 | 1890 | 65.86 | 43.32 | 1995.439 | 0.011851 | 1730 | 60.74 | 28.88 | 1697.7929 | 0.031823 | 757.55 | 25.36 | 11.13 | 1635.0259 | 0.031893 | 794.71 | 26.13 | 11.28 | 1500 | 0.046535 | 535.69 | 17.71 | 7.37 | 1606.7985 | 0.063976 | 493.27 | 17.53 | 6.11 | 1666.6667 | 0.063836 | 553.18 | 19.88 | 6.57 | 1719.2873 | 0.083457 | 468.33 | 16.78 | 5.31 | 1764.8097 | 0.083357 | 514.1 | 18.23 | 5.63 | 1805.6559 | 0.083277 | 559.91 | 19.57 | 5.93 | 1842.2992 | 0.10481 | 480.57 | 16.52 | 4.91 | 1750.7003 | 0.12921 | 386.05 | 13.32 | 3.89 | 1786.2246 | 0.12911 | 415.58 | 14.07 | 4.07 | 1705.2431 | 0.12941 | 411.03 | 13.97 | 3.99 | 1667.709 | 0.18592 | 303.92 | 10.16 | 2.83 | 1667.7785 | 0.23382 | 272.5 | 9.53 | 2.31 | 1787.1823 | 0.25652 | 279.05 | 9.88 | 2.33 | 1725.566 | 0.25692 | 276.76 | 9.83 | 2.29 | 1720.2552 | 0.35093 | 223.29 | 7.93 | 1.72 | 1715.8054 | 0.38053 | 223.99 | 7.91 | 1.68 | 1758.3726 | 0.38013 | 244.08 | 8.5 | 1.77 | 1807.1619 | 0.43803 | 212.84 | 7.39 | 1.53 | 1751.6641 | 0.43864 | 227.56 | 7.81 | 1.56 | 1751.6202 | 0.52044 | 191.89 | 6.58 | 1.34 | 1820.0432 | 0.51954 | 221.25 | 8.06 | 1.46 | 1876.8377 | 0.51894 | 250.62 | 9.29 | 1.57 | 1877.0335 | 0.62225 | 209.08 | 7.75 | 1.31 | 1801.9822 | 0.62315 | 207.17 | 7.71 | 1.29 | 1962.9397 | 0.68225 | 213.66 | 7.9 | 1.28 | 1925.2614 | 0.74516 | 194.94 | 7.22 | 1.16 | 1966.5683 | 0.86557 | 185.39 | 6.79 | 1.06 | 1898.6796 | 1.0111 | 157.77 | 5.8 | 0.89087 | 1877.1118 | 1.0111 | 171.68 | 6.23 | 0.92746 | 1906.8807 | 1.0821 | 160.89 | 5.83 | 0.87149 | 1848.2011 | 1.0831 | 159.79 | 5.8 | 0.85974 | 1877.0824 | 1.1601 | 149.74 | 5.43 | 0.80681 | 1859.1348 | 1.1601 | 161.88 | 5.78 | 0.83758 | 1859.1614 | 1.3141 | 142.98 | 5.1 | 0.73944 | 1946.5532 | 1.3121 | 155.51 | 5.42 | 0.7838 | 1831.1217 | 1.4871 | 145.44 | 5 | 0.69756 | 1773.9933 | 1.5751 | 127.37 | 4.47 | 0.62671 | 1853.7743 | 1.5721 | 137.83 | 4.73 | 0.66242 | 1796.7146 | 1.7131 | 117.66 | 4.12 | 0.57291 | 1787.6083 | 1.7131 | 125.92 | 4.33 | 0.59254 | 1745.9929 | 1.7151 | 125.25 | 4.31 | 0.58633 | 1687.1752 | 1.9812 | 107.57 | 3.71 | 0.50155 | 1668.4278 | 2.1032 | 101.18 | 3.5 | 0.46819 | 1668.2654 | 2.1032 | 107.92 | 3.65 | 0.48421 | 1722.1708 | 2.1892 | 104.31 | 3.52 | 0.47263 | 1740.8902 | 2.3222 | 98.58 | 3.33 | 0.44481 | 1590.1969 | 2.9283 | 81.75 | 2.72 | 0.34929 | 1560.9935 | 2.9323 | 81.37 | 2.71 | 0.34619 | 1575.9945 | 3.7363 | 75.38 | 2.54 | 0.29581 | 1614.1268 | 3.9123 | 72.43 | 2.43 | 0.28453 | 1551.5302 | 3.9223 | 71.72 | 2.41 | 0.27928 | 1655.5439 | 3.9073 | 81.99 | 2.87 | 0.30624 | 1774.2073 | 4.5034 | 80.06 | 2.83 | 0.29211 | 1737.1727 | 4.9634 | 72.43 | 2.56 | 0.26311 | 1730.376 | 5.3124 | 74.46 | 2.63 | 0.26142 | 1818.9535 | 6.0005 | 72.63 | 2.54 | 0.23946 | 1775.8415 | 6.0695 | 71.57 | 2.5 | 0.2404 | 1934.2574 | 6.8535 | 75.25 | 2.54 | 0.23764 | 1767.9625 | 8.1426 | 62.57 | 2.12 | 0.19067 | 1776.9474 | 8.2536 | 61.72 | 2.09 | 0.18907 | 1803.084 | 8.7247 | 62.9 | 2.09 | 0.18891 | 1794.4301 | 9.2897 | 59.16 | 1.97 | 0.17455 | 1723.8556 | 10.3508 | 56.32 | 1.84 | 0.16389 | 1701.809 | 11.0309 | 52.65 | 1.73 | 0.15087 | 1680.3122 | 11.0309 | 52.5 | 1.72 | 0.15007
1785.7143 | 0.0013201 | 1950 | 68.11 | 86.47 | 1986.0973 | 0.0013161 | 4440 | 151.01 | 139.23 | 1989.3899 | 0.0013151 | 6670 | 236.69 | 173.29 | 1989.3899 | 0.0052654 | 1670 | 59.14 | 42.03 | 1998.5011 | 0.0052644 | 2220 | 81.31 | 49.14 | 2137.9704 | 0.011841 | 1880 | 64.36 | 30.76 | 1797.663 | 0.031733 | 813.03 | 26.57 | 11.77 | 1816.6954 | 0.031723 | 905.58 | 30.52 | 12.5 | 1666.6667 | 0.046194 | 611.75 | 20.75 | 8.2 | 1785.3317 | 0.063615 | 562.37 | 20.09 | 6.78 | 1833.3333 | 0.063545 | 622.39 | 22.18 | 7.21 | 1875.5861 | 0.083157 | 521.25 | 18.39 | 5.78 | 1911.8772 | 0.083107 | 567.06 | 19.72 | 6.07 | 1944.5525 | 0.083077 | 612.91 | 20.97 | 6.36 | 1973.892 | 0.10461 | 522.67 | 17.57 | 5.25 | 1875.7503 | 0.12891 | 420.2 | 14.18 | 4.16 | 1905.3063 | 0.12881 | 449.76 | 14.89 | 4.33 | 1818.9259 | 0.12901 | 445.15 | 14.79 | 4.25 | 1876.1726 | 0.18492 | 351.47 | 12.19 | 3.17 | 1853.0872 | 0.23272 | 310.3 | 10.94 | 2.56 | 1965.9006 | 0.25572 | 313.48 | 11.02 | 2.55 | 1898.1226 | 0.25592 | 311.14 | 10.97 | 2.51 | 1876.6421 | 0.34973 | 248.46 | 8.7 | 1.87 | 1858.7892 | 0.37923 | 247.2 | 8.57 | 1.82 | 1893.632 | 0.37903 | 267.31 | 9.11 | 1.9 | 1946.1744 | 0.43693 | 233 | 7.93 | 1.64 | 2001.9018 | 0.43663 | 267.86 | 9.67 | 1.78 | 2001.8517 | 0.51814 | 225.85 | 8.15 | 1.52 | 2047.5486 | 0.51794 | 255.25 | 9.39 | 1.63 | 2085.3753 | 0.51774 | 284.64 | 10.47 | 1.74 | 2085.5927 | 0.62075 | 237.45 | 8.73 | 1.45 | 2002.2024 | 0.62115 | 235.52 | 8.69 | 1.43 | 2159.2337 | 0.68135 | 239.53 | 8.71 | 1.4 | 2117.7875 | 0.74385 | 218.63 | 7.96 | 1.27 | 2145.3473 | 0.86446 | 205.78 | 7.38 | 1.15 | 2071.2868 | 1.0091 | 175.23 | 6.3 | 0.96653 | 2033.5377 | 1.0091 | 189.14 | 6.7 | 1 | 2065.7874 | 1.0801 | 177.2 | 6.27 | 0.93931 | 2002.2178 | 1.0811 | 176.09 | 6.25 | 0.92739 | 2033.5059 | 1.1571 | 164.96 | 5.84 | 0.86994 | 2002.1452 | 1.1581 | 177.09 | 6.16 | 0.89835 | 2002.1738 | 1.3111 | 156.41 | 5.44 | 0.79307 | 2085.5927 | 1.3101 | 168.96 | 5.75 | 0.83579 | 1953.1965 | 1.4841 | 157.32 | 5.27 | 0.74168 | 1900.7071 | 1.5711 | 138.58 | 4.75 | 0.66961 | 1977.3592 | 1.5701 | 149.06 | 4.99 | 0.70414 | 1925.0513 | 1.7091 | 127.97 | 4.37 | 0.6118 | 1906.7822 | 1.7091 | 136.23 | 4.57 | 0.63018 | 1862.3925 | 1.7101 | 135.55 | 4.55 | 0.62388 | 1799.6536 | 1.9752 | 116.49 | 3.92 | 0.53412 | 1779.6563 | 2.0962 | 109.58 | 3.69 | 0.4987 | 1772.532 | 2.0972 | 116.32 | 3.84 | 0.51381 | 1829.8065 | 2.1832 | 112.38 | 3.7 | 0.5012 | 1849.6959 | 2.3162 | 106.18 | 3.5 | 0.47159 | 1683.7379 | 2.9182 | 87.78 | 2.85 | 0.36966 | 1652.8167 | 2.9212 | 87.39 | 2.84 | 0.3665 | 1772.9938 | 3.7123 | 87.22 | 3.04 | 0.33208 | 1815.8927 | 3.8913 | 83.73 | 2.91 | 0.31901 | 1745.4715 | 3.8973 | 83 | 2.89 | 0.31358 | 1839.4932 | 3.8893 | 93.3 | 3.29 | 0.339 | 1951.628 | 4.4903 | 89.86 | 3.15 | 0.31962 | 1910.89 | 4.9474 | 81.33 | 2.85 | 0.28801 | 1887.6829 | 5.2964 | 82.77 | 2.88 | 0.28393 | 1970.533 | 5.9884 | 79.99 | 2.74 | 0.25803 | 1923.8282 | 6.0555 | 78.84 | 2.71 | 0.25915 | 2072.4186 | 6.8475 | 81.69 | 2.7 | 0.25303 | 1894.2455 | 8.1266 | 67.99 | 2.26 | 0.20328 | 1903.8722 | 8.2376 | 67.07 | 2.23 | 0.20159 | 1923.2896 | 8.7116 | 67.95 | 2.21 | 0.20047 | 1914.0588 | 9.2767 | 63.91 | 2.08 | 0.18518 | 1939.3375 | 10.3308 | 64.85 | 2.2 | 0.1826 | 1914.5352 | 10.9908 | 60.66 | 2.06 | 0.16824 | 1890.3512 | 11.0008 | 60.51 | 2.06 | 0.16742
1984.127 | 0.0013161 | 2220 | 78.73 | 95.51 | 2234.3595 | 0.0013141 | 5110 | 179.2 | 154.9 | 2155.1724 | 0.0013141 | 7340 | 255.64 | 186.38 | 2155.1724 | 0.0052604 | 1830 | 63.88 | 45.21 | 2248.3138 | 0.0052604 | 2560 | 94.33 | 54.66 | 2280.5017 | 0.011841 | 2030 | 67.79 | 32.58 | 1997.4034 | 0.031633 | 924.32 | 30.93 | 13 | 2043.7824 | 0.031622 | 1040 | 36.36 | 13.96 | 1875 | 0.045954 | 707.42 | 24.8 | 9.19 | 1963.8649 | 0.063415 | 631.78 | 22.38 | 7.42 | 2000 | 0.063385 | 691.85 | 24.28 | 7.82 | 2031.885 | 0.082996 | 574.31 | 19.87 | 6.23 | 2058.9446 | 0.082976 | 620.15 | 21.11 | 6.51 | 2083.4491 | 0.082966 | 666.01 | 22.28 | 6.78 | 2105.4848 | 0.10451 | 564.84 | 18.56 | 5.57 | 2000.8003 | 0.12871 | 454.43 | 14.99 | 4.42 | 2143.4696 | 0.12861 | 518.27 | 17.78 | 4.83 | 2046.2917 | 0.12861 | 513.58 | 17.69 | 4.74 | 2084.6362 | 0.18451 | 399.2 | 13.95 | 3.5 | 2038.396 | 0.23212 | 348.24 | 12.19 | 2.8 | 2144.6188 | 0.25532 | 347.99 | 12.06 | 2.77 | 2070.6792 | 0.25542 | 345.63 | 12.01 | 2.73 | 2033.0289 | 0.34902 | 273.7 | 9.4 | 2.02 | 2001.773 | 0.37853 | 270.47 | 9.18 | 1.95 | 2164.1508 | 0.37813 | 313.89 | 11.25 | 2.15 | 2224.1993 | 0.43613 | 273.39 | 9.78 | 1.85 | 2252.1395 | 0.43613 | 308.27 | 11.24 | 1.98 | 2252.0832 | 0.51753 | 259.91 | 9.47 | 1.69 | 2275.054 | 0.51753 | 289.31 | 10.55 | 1.8 | 2293.9128 | 0.51753 | 318.71 | 11.53 | 1.89 | 2294.152 | 0.62054 | 265.87 | 9.61 | 1.58 | 2202.4227 | 0.62054 | 263.92 | 9.58 | 1.56 | 2355.5276 | 0.68144 | 265.41 | 9.45 | 1.51 | 2310.3136 | 0.74375 | 242.34 | 8.64 | 1.37 | 2324.1262 | 0.86446 | 226.18 | 7.93 | 1.24 | 2243.894 | 1.0081 | 192.72 | 6.77 | 1.04 | 2189.9637 | 1.0081 | 206.62 | 7.14 | 1.07 | 2224.6941 | 1.0801 | 193.52 | 6.68 | 1.01 | 2156.2346 | 1.0801 | 192.41 | 6.66 | 0.99295 | 2189.9295 | 1.1561 | 180.2 | 6.23 | 0.93111 | 2145.1555 | 1.1571 | 192.33 | 6.53 | 0.95738 | 2145.1862 | 1.3101 | 169.87 | 5.77 | 0.84516 | 2224.6322 | 1.3101 | 182.42 | 6.06 | 0.88635 | 2075.2713 | 1.4821 | 169.21 | 5.53 | 0.78473 | 2027.4209 | 1.5691 | 149.82 | 5.01 | 0.71142 | 2100.9442 | 1.5681 | 160.3 | 5.24 | 0.74483 | 2053.3881 | 1.7071 | 138.3 | 4.61 | 0.64969 | 2025.9561 | 1.7071 | 146.56 | 4.8 | 0.66691 | 1978.792 | 1.7081 | 145.86 | 4.78 | 0.66054 | 1912.1319 | 1.9712 | 125.42 | 4.12 | 0.56596 | 1890.8848 | 2.0922 | 118 | 3.88 | 0.52852 | 1876.7986 | 2.0922 | 124.74 | 4.02 | 0.54278 | 1937.4421 | 2.1802 | 120.46 | 3.88 | 0.52914 | 1958.5015 | 2.3122 | 113.8 | 3.66 | 0.49777 | 1870.8199 | 2.9052 | 99.9 | 3.32 | 0.40926 | 1836.463 | 2.9072 | 99.5 | 3.31 | 0.40602 | 1969.9931 | 3.7003 | 99.12 | 3.48 | 0.36691 | 2017.6585 | 3.8813 | 95.08 | 3.32 | 0.35208 | 1939.4127 | 3.8833 | 94.34 | 3.31 | 0.34653 | 2023.4425 | 3.8803 | 104.65 | 3.66 | 0.37054 | 2129.0487 | 4.4853 | 99.69 | 3.44 | 0.34614 | 2084.6073 | 4.9403 | 90.25 | 3.12 | 0.31204 | 2044.9898 | 5.2884 | 91.1 | 3.12 | 0.30571 | 2122.1124 | 5.9834 | 87.36 | 2.93 | 0.27603 | 2071.815 | 6.0484 | 86.12 | 2.9 | 0.27734 | 2210.5798 | 6.8474 | 88.12 | 2.85 | 0.268 | 2020.5286 | 8.1186 | 73.42 | 2.38 | 0.21557 | 2030.797 | 8.2296 | 72.42 | 2.35 | 0.21377 | 2163.7008 | 8.7056 | 78.08 | 2.63 | 0.22274 | 2153.3161 | 9.2706 | 73.42 | 2.48 | 0.20567 | 2154.8195 | 10.3207 | 73.39 | 2.51 | 0.20047 | 2127.2613 | 10.9907 | 68.68 | 2.36 | 0.18485 | 2100.3903 | 10.9907 | 68.53 | 2.35 | 0.18402
2232.1429 | 0.0013141 | 2550 | 92.78 | 106.3 | 2482.6216 | 0.0013161 | 5780 | 203.56 | 169.8 | 2320.9549 | 0.0013151 | 8010 | 273.31 | 199.03 | 2320.9549 | 0.0052613 | 2000 | 68.29 | 48.29 | 2498.1264 | 0.0052673 | 2890 | 105.77 | 59.91 | 2423.0331 | 0.011851 | 2180 | 71.05 | 34.35 | 2247.0788 | 0.031602 | 1060 | 36.73 | 14.47 | 2270.8693 | 0.031602 | 1180 | 41.41 | 15.36 | 2083.3333 | 0.045853 | 803.45 | 28.31 | 10.14 | 2142.3981 | 0.063325 | 701.35 | 24.46 | 8.04 | 2166.6667 | 0.063325 | 761.43 | 26.21 | 8.42 | 2188.1838 | 0.082936 | 627.44 | 21.26 | 6.66 | 2206.0121 | 0.082936 | 673.29 | 22.42 | 6.93 | 2222.3457 | 0.082936 | 719.16 | 23.53 | 7.19 | 2368.6704 | 0.10451 | 649.23 | 22.08 | 6.19 | 2250.9004 | 0.12851 | 522.99 | 17.86 | 4.92 | 2381.6328 | 0.12861 | 586.84 | 20.26 | 5.31 | 2273.6574 | 0.12851 | 582.15 | 20.18 | 5.22 | 2293.0999 | 0.18441 | 446.99 | 15.51 | 3.81 | 2223.7047 | 0.23202 | 386.23 | 13.33 | 3.03 | 2323.337 | 0.25532 | 382.52 | 13.01 | 2.97 | 2243.2358 | 0.25532 | 380.16 | 12.97 | 2.93 | 2189.4157 | 0.34882 | 298.97 | 10.06 | 2.16 | 2287.7406 | 0.37812 | 317.09 | 11.31 | 2.2 | 2434.6697 | 0.37832 | 360.52 | 13.05 | 2.39 | 2500.556 | 0.43663 | 313.55 | 11.31 | 2.06 | 2500.6256 | 0.43663 | 348.38 | 12.59 | 2.17 | 2500.563 | 0.51813 | 293.71 | 10.61 | 1.86 | 2500.5119 | 0.51813 | 323.06 | 11.59 | 1.95 | 2500.5735 | 0.51813 | 352.44 | 12.48 | 2.04 | 2500.4171 | 0.62124 | 293.97 | 10.4 | 1.7 | 2402.6429 | 0.62084 | 292.34 | 10.39 | 1.68 | 2500.5889 | 0.68204 | 284.52 | 9.83 | 1.6 | 2500.5294 | 0.74455 | 265.74 | 9.25 | 1.47 | 2500.581 | 0.86525 | 246.3 | 8.42 | 1.32 | 2416.5013 | 1.0091 | 210.2 | 7.21 | 1.11 | 2346.3897 | 1.0091 | 224.11 | 7.56 | 1.14 | 2383.6008 | 1.0801 | 209.85 | 7.07 | 1.07 | 2310.2514 | 1.0801 | 208.74 | 7.05 | 1.06 | 2346.353 | 1.1571 | 195.45 | 6.59 | 0.99041 | 2288.1659 | 1.1571 | 207.58 | 6.88 | 1.01 | 2288.1986 | 1.3101 | 183.33 | 6.07 | 0.89579 | 2363.6718 | 1.3101 | 195.88 | 6.35 | 0.93554 | 2197.3461 | 1.4811 | 181.11 | 5.78 | 0.82673 | 2154.1347 | 1.5681 | 161.06 | 5.25 | 0.75218 | 2224.5291 | 1.5681 | 171.55 | 5.47 | 0.78452 | 2181.7248 | 1.7061 | 148.63 | 4.84 | 0.6866 | 2145.13 | 1.7061 | 156.89 | 5.01 | 0.70277 | 2095.1915 | 1.7061 | 156.2 | 5 | 0.69634 | 2024.6103 | 1.9691 | 134.38 | 4.31 | 0.59707 | 2002.1133 | 2.0892 | 126.44 | 4.06 | 0.55767 | 2085.3318 | 2.0871 | 141.62 | 4.68 | 0.59892 | 2152.7135 | 2.1761 | 136.65 | 4.5 | 0.58324 | 2176.1128 | 2.3092 | 129.07 | 4.25 | 0.54846 | 2104.6724 | 2.8982 | 115.09 | 3.96 | 0.45668 | 2066.0208 | 2.8992 | 114.68 | 3.95 | 0.45337 | 2166.9924 | 3.6962 | 111.04 | 3.86 | 0.40037 | 2219.4244 | 3.8792 | 106.45 | 3.69 | 0.38382 | 2133.354 | 3.8793 | 105.7 | 3.68 | 0.3782 | 2207.3918 | 3.8793 | 116.01 | 4 | 0.40092 | 2306.4695 | 4.4863 | 109.52 | 3.71 | 0.37173 | 2258.3245 | 4.9403 | 99.17 | 3.37 | 0.33523 | 2202.2967 | 5.2874 | 99.44 | 3.33 | 0.3268 | 2273.6919 | 5.9844 | 94.72 | 3.11 | 0.29348 | 2219.8018 | 6.0484 | 93.41 | 3.07 | 0.29498 | 2486.9023 | 6.8594 | 100.99 | 3.38 | 0.29671 | 2273.0946 | 8.1205 | 84.28 | 2.84 | 0.2392 | 2284.6467 | 8.2305 | 83.14 | 2.8 | 0.23721 | 2404.112 | 8.7175 | 88.2 | 3 | 0.24393 | 2392.5735 | 9.2845 | 82.92 | 2.82 | 0.22517 | 2370.3014 | 10.3406 | 81.92 | 2.79 | 0.21755 | 2339.9874 | 11.0007 | 76.7 | 2.61 | 0.20073 | 2310.4293 | 11.0007 | 76.55 | 2.61 | 0.1999
2480.1587 | 0.0013161 | 2880 | 105 | 116.56 | 2502.4826 | 0.0013161 | 5830 | 203.74 | 170.86 | 2500 | 0.0013171 | 8730 | 292.62 | 212.26 | 2500 | 0.0052693 | 2180 | 73.12 | 51.51 | 2500.6245 | 0.0052683 | 2900 | 105.77 | 59.95 | 2500 | 0.011861 | 2260 | 72 | 35.29 | 2496.7542 | 0.031642 | 1200 | 41.73 | 15.87 | 2497.9562 | 0.031642 | 1320 | 45.9 | 16.69 | 2291.6667 | 0.045833 | 899.61 | 31.43 | 11.04 | 2320.9312 | 0.063334 | 770.95 | 26.39 | 8.64 | 2333.3333 | 0.063334 | 831.04 | 28.02 | 9 | 2344.4827 | 0.082955 | 680.59 | 22.56 | 7.09 | 2353.0796 | 0.082955 | 726.43 | 23.66 | 7.34 | 2500.1389 | 0.083035 | 825.4 | 27.94 | 7.97 | 2500.7896 | 0.10461 | 691.49 | 22.89 | 6.49 | 2500.5002 | 0.12871 | 591.42 | 20.33 | 5.4 | 2500.7145 | 0.12871 | 621.04 | 20.84 | 5.54 | 2500.5684 | 0.12871 | 650.56 | 22.39 | 5.68 | 2500.3127 | 0.18461 | 494.53 | 16.91 | 4.11 | 2409.0134 | 0.23211 | 424.23 | 14.37 | 3.25 | 2500.6255 | 0.25562 | 416.74 | 13.89 | 3.17 | 2415.7924 | 0.25542 | 414.68 | 13.87 | 3.13 | 2500.6255 | 0.34922 | 349.22 | 12.32 | 2.43 | 2500.5004 | 0.37852 | 351.76 | 12.33 | 2.38 | 2500.4058 | 0.37852 | 371.86 | 13.15 | 2.45 | [30 empty] | 2500.5506 | 0.62124 | 306.21 | 10.57 | 1.74 | [15 empty] | 2500.561 | 1.0101 | 218.7 | 7.31 | 1.14 | 2500.4693 | 1.0091 | 241.33 | 7.94 | 1.2 | 2500.5562 | 1.0811 | 221.85 | 7.27 | 1.11 | 2464.2681 | 1.0811 | 225.06 | 7.42 | 1.12 | 2500.4302 | 1.1581 | 210.47 | 6.93 | 1.05 | 2431.1763 | 1.1571 | 222.82 | 7.21 | 1.07 | 2431.211 | 1.3111 | 196.79 | 6.37 | 0.94502 | 2500.4866 | 1.3111 | 209.12 | 6.62 | 0.98268 | 2441.4957 | 1.4821 | 204.91 | 6.69 | 0.90777 | 2280.8485 | 1.5681 | 172.31 | 5.49 | 0.79191 | 2471.699 | 1.5691 | 194.04 | 6.33 | 0.86108 | 2310.0616 | 1.7061 | 158.97 | 5.06 | 0.72258 | 2383.4777 | 1.7071 | 177.56 | 5.8 | 0.77198 | 2327.9906 | 1.7061 | 176.87 | 5.79 | 0.76549 | 2249.567 | 1.9671 | 152.3 | 5 | 0.65724 | 2224.5704 | 2.0871 | 143.33 | 4.71 | 0.61405 | 2345.9982 | 2.0871 | 162.74 | 5.55 | 0.66588 | 2421.8027 | 2.1781 | 156.91 | 5.34 | 0.6477 | 2448.1269 | 2.3111 | 148.15 | 5.03 | 0.60882 | 2338.5249 | 2.8992 | 130.3 | 4.51 | 0.50193 | 2295.5787 | 2.8982 | 129.89 | 4.5 | 0.49858 | 2363.9917 | 3.6982 | 122.97 | 4.22 | 0.43254 | 2421.1903 | 3.8822 | 117.81 | 4.03 | 0.4143 | 2327.2953 | 3.8802 | 117.06 | 4.01 | 0.40864 | 2391.3411 | 3.8812 | 127.37 | 4.31 | 0.43019 | 2483.8902 | 4.4913 | 119.34 | 3.97 | 0.39644 | 2432.0418 | 4.9443 | 108.09 | 3.6 | 0.35764 | 2359.6036 | 5.2903 | 107.78 | 3.53 | 0.34724 | 2425.2713 | 5.9903 | 102.09 | 3.28 | 0.31041 | 2367.7886 | 6.0524 | 100.7 | 3.24 | 0.3121 | 2500.4974 | 6.8614 | 101.62 | 3.38 | 0.29808 | 2500.5051 | 8.1365 | 94.05 | 3.15 | 0.25947 | 2500.4696 | 8.2455 | 92.24 | 3.08 | 0.25622 | 2500.5169 | 8.7275 | 92.25 | 3.05 | 0.25214 | 2500.5264 | 9.2965 | 87.21 | 2.88 | 0.23366 | 2500.4956 | 10.3506 | 87.07 | 2.88 | 0.22751 | 2500.5105 | 11.0206 | 82.74 | 2.75 | 0.21227 | 2500.5146 | 11.0206 | 83.8 | 2.81 | 0.21369
2500 | 0.0013161 | 2910 | 105.14 | 117.36 | [25 empty] | 2500.749 | 0.031642 | 1210 | 41.73 | 15.89 | 2500.6813 | 0.031642 | 1330 | 45.9 | 16.71 | 2500 | 0.045893 | 995.72 | 34.27 | 11.92 | 2499.4644 | 0.063394 | 840.53 | 28.18 | 9.21 | 2500 | 0.063394 | 900.62 | 29.71 | 9.55 | 2500.7815 | 0.083035 | 733.6 | 23.79 | 7.5 | 2500.7353 | 0.083055 | 779.67 | 24.84 | 7.74 | 2500.6945 | 0.083035 | 825.55 | 27.94 | 7.97 | [25 empty] | 2500.5559 | 0.23231 | 442.96 | 14.62 | 3.36 | [5 empty] | 2500.6902 | 0.25562 | 431.63 | 14.07 | 3.23 | [80 empty] | 2500.4621 | 1.0811 | 228.9 | 7.44 | 1.13 | [5 empty] | 2500.5363 | 1.1581 | 230.21 | 7.29 | 1.1 | 2500.572 | 1.3111 | 203.31 | 6.43 | 0.96839 | [5 empty] | 2500.4578 | 1.4831 | 210.66 | 6.74 | 0.92678 | 2500.5702 | 1.5701 | 191.8 | 6.14 | 0.85852 | 2500.4943 | 1.5701 | 196.66 | 6.34 | 0.86977 | 2500.5133 | 1.7081 | 174.3 | 5.5 | 0.77434 | 2500.5065 | 1.7081 | 187.7 | 5.98 | 0.80479 | 2500.4947 | 1.7091 | 192.17 | 6.18 | 0.81472 | 2500.5062 | 1.9701 | 172.28 | 5.75 | 0.72129 | 2500.5283 | 2.0891 | 164.28 | 5.57 | 0.68065 | 2500.5213 | 2.0901 | 175.25 | 5.83 | 0.70398 | 2500.4844 | 2.1791 | 162.83 | 5.4 | 0.66592 | 2500.4624 | 2.3121 | 151.82 | 5.06 | 0.62008 | 2500.5379 | 2.9022 | 140.83 | 4.75 | 0.53208 | 2500.528 | 2.9022 | 143.46 | 4.89 | 0.53726 | 2500.4728 | 3.7022 | 131.23 | 4.37 | 0.45411 | 2500.5246 | 3.8852 | 122.27 | 4.08 | 0.42595 | 2500.5236 | 3.8852 | 127.2 | 4.26 | 0.43486 | 2500.5335 | 3.8852 | 134.11 | 4.41 | 0.44707 | 2500.4968 | 4.4923 | 120.26 | 3.97 | 0.39871 | 2500.4864 | 4.9473 | 111.61 | 3.63 | 0.36626 | 2500.4877 | 5.2963 | 115.24 | 3.69 | 0.36502 | 2500.5154 | 5.9943 | 105.74 | 3.32 | 0.31862 | 2500.5032 | 6.0604 | 107.23 | 3.37 | 0.32704
[40 empty] | 2500.8333 | 0.045893 | 995.95 | 34.27 | 11.92 | 2500.1785 | 0.063394 | 840.93 | 28.18 | 9.22 | 2500.6667 | 0.063394 | 900.83 | 29.71 | 9.56

## cdte (hidden)
h-1_energy | h-1_let | h-1_range | h-1_z_straggling | h-1_xy_straggling | h-2_energy | h-2_let | h-2_range | h-2_z_straggling | h-2_xy_straggling | h-3_energy | h-3_let | h-3_range | h-3_z_straggling | h-3_xy_straggling | he-3_energy | he-3_let | he-3_range | he-3_z_straggling | he-3_xy_straggling | he-4_energy | he-4_let | he-4_range | he-4_z_straggling | he-4_xy_straggling | li-7_energy | li-7_let | li-7_range | li-7_z_straggling | li-7_xy_straggling | b-10_energy | b-10_let | b-10_range | b-10_z_straggling | b-10_xy_straggling | b-11_energy | b-11_let | b-11_range | b-11_z_straggling | b-11_xy_straggling | c-12_energy | c-12_let | c-12_range | c-12_z_straggling | c-12_xy_straggling | n-14_energy | n-14_let | n-14_range | n-14_z_straggling | n-14_xy_straggling | n-15_energy | n-15_let | n-15_range | n-15_z_straggling | n-15_xy_straggling | o-16_energy | o-16_let | o-16_range | o-16_z_straggling | o-16_xy_straggling | o-17_energy | o-17_let | o-17_range | o-17_z_straggling | o-17_xy_straggling | o-18_energy | o-18_let | o-18_range | o-18_z_straggling | o-18_xy_straggling | f-19_energy | f-19_let | f-19_range | f-19_z_straggling | f-19_xy_straggling | ne-20_energy | ne-20_let | ne-20_range | ne-20_z_straggling | ne-20_xy_straggling | ne-21_energy | ne-21_let | ne-21_range | ne-21_z_straggling | ne-21_xy_straggling | ne-22_energy | ne-22_let | ne-22_range | ne-22_z_straggling | ne-22_xy_straggling | mg-24_energy | mg-24_let | mg-24_range | mg-24_z_straggling | mg-24_xy_straggling | al-27_energy | al-27_let | al-27_range | al-27_z_straggling | al-27_xy_straggling | si-28_energy | si-28_let | si-28_range | si-28_z_straggling | si-28_xy_straggling | si-29_energy | si-29_let | si-29_range | si-29_z_straggling | si-29_xy_straggling | s-32_energy | s-32_let | s-32_range | s-32_z_straggling | s-32_xy_straggling | cl-35_energy | cl-35_let | cl-35_range | cl-35_z_straggling | cl-35_xy_straggling | cl-37_energy | cl-37_let | cl-37_range | cl-37_z_straggling | cl-37_xy_straggling | ar-36_energy | ar-36_let | ar-36_range | ar-36_z_straggling | ar-36_xy_straggling | ar-40_energy | ar-40_let | ar-40_range | ar-40_z_straggling | ar-40_xy_straggling | ca-40_energy | ca-40_let | ca-40_range | ca-40_z_straggling | ca-40_xy_straggling | ca-44_energy | ca-44_let | ca-44_range | ca-44_z_straggling | ca-44_xy_straggling | ca-48_energy | ca-48_let | ca-48_range | ca-48_z_straggling | ca-48_xy_straggling | ti-48_energy | ti-48_let | ti-48_range | ti-48_z_straggling | ti-48_xy_straggling | ti-50_energy | ti-50_let | ti-50_range | ti-50_z_straggling | ti-50_xy_straggling | v-51_energy | v-51_let | v-51_range | v-51_z_straggling | v-51_xy_straggling | cr-52_energy | cr-52_let | cr-52_range | cr-52_z_straggling | cr-52_xy_straggling | fe-56_energy | fe-56_let | fe-56_range | fe-56_z_straggling | fe-56_xy_straggling | ni-58_energy | ni-58_let | ni-58_range | ni-58_z_straggling | ni-58_xy_straggling | ni-64_energy | ni-64_let | ni-64_range | ni-64_z_straggling | ni-64_xy_straggling | cu-63_energy | cu-63_let | cu-63_range | cu-63_z_straggling | cu-63_xy_straggling | cu-65_energy | cu-65_let | cu-65_range | cu-65_z_straggling | cu-65_xy_straggling | zn-64_energy | zn-64_let | zn-64_range | zn-64_z_straggling | zn-64_xy_straggling | zn-70_energy | zn-70_let | zn-70_range | zn-70_z_straggling | zn-70_xy_straggling | ge-70_energy | ge-70_let | ge-70_range | ge-70_z_straggling | ge-70_xy_straggling | ge-72_energy | ge-72_let | ge-72_range | ge-72_z_straggling | ge-72_xy_straggling | se-82_energy | se-82_let | se-82_range | se-82_z_straggling | se-82_xy_straggling | br-79_energy | br-79_let | br-79_range | br-79_z_straggling | br-79_xy_straggling | br-81_energy | br-81_let | br-81_range | br-81_z_straggling | br-81_xy_straggling | kr-78_energy | kr-78_let | kr-78_range | kr-78_z_straggling | kr-78_xy_straggling | kr-84_energy | kr-84_let | kr-84_range | kr-84_z_straggling | kr-84_xy_straggling | kr-86_energy | kr-86_let | kr-86_range | kr-86_z_straggling | kr-86_xy_straggling | y-89_energy | y-89_let | y-89_range | y-89_z_straggling | y-89_xy_straggling | zr-90_energy | zr-90_let | zr-90_range | zr-90_z_straggling | zr-90_xy_straggling | zr-96_energy | zr-96_let | zr-96_range | zr-96_z_straggling | zr-96_xy_straggling | nb-93_energy | nb-93_let | nb-93_range | nb-93_z_straggling | nb-93_xy_straggling | mo-92_energy | mo-92_let | mo-92_range | mo-92_z_straggling | mo-92_xy_straggling | ag-107_energy | ag-107_let | ag-107_range | ag-107_z_straggling | ag-107_xy_straggling | ag-109_energy | ag-109_let | ag-109_range | ag-109_z_straggling | ag-109_xy_straggling | i-127_energy | i-127_let | i-127_range | i-127_z_straggling | i-127_xy_straggling | xe-124_energy | xe-124_let | xe-124_range | xe-124_z_straggling | xe-124_xy_straggling | xe-129_energy | xe-129_let | xe-129_range | xe-129_z_straggling | xe-129_xy_straggling | xe-136_energy | xe-136_let | xe-136_range | xe-136_z_straggling | xe-136_xy_straggling | pr-141_energy | pr-141_let | pr-141_range | pr-141_z_straggling | pr-141_xy_straggling | sm-144_energy | sm-144_let | sm-144_range | sm-144_z_straggling | sm-144_xy_straggling | tb-159_energy | tb-159_let | tb-159_range | tb-159_z_straggling | tb-159_xy_straggling | ho-165_energy | ho-165_let | ho-165_range | ho-165_z_straggling | ho-165_xy_straggling | tm-169_energy | tm-169_let | tm-169_range | tm-169_z_straggling | tm-169_xy_straggling | ta-181_energy | ta-181_let | ta-181_range | ta-181_z_straggling | ta-181_xy_straggling | pt-198_energy | pt-198_let | pt-198_range | pt-198_z_straggling | pt-198_xy_straggling | au-197_energy | au-197_let | au-197_range | au-197_z_straggling | au-197_xy_straggling | pb-208_energy | pb-208_let | pb-208_range | pb-208_z_straggling | pb-208_xy_straggling | bi-209_energy | bi-209_let | bi-209_range | bi-209_z_straggling | bi-209_xy_straggling | th-232_energy | th-232_let | th-232_range | th-232_z_straggling | th-232_xy_straggling | u-235_energy | u-235_let | u-235_range | u-235_z_straggling | u-235_xy_straggling | u-238_energy | u-238_let | u-238_range | u-238_z_straggling | u-238_xy_straggling
0.10913 | 0.19518 | 0.0008736 | 0.0002185 | 0.0002371 | 0.11172 | 0.19506 | 0.00191 | 0.0003701 | 0.0004334 | 0.10776 | 0.19542 | 0.00287 | 0.0004898 | 0.0005929 | 0.10776 | 0.56831 | 0.00117 | 0.0002837 | 0.0003 | 0.099925 | 0.55975 | 0.0015 | 0.0003479 | 0.0003736 | 0.11403 | 0.973 | 0.00193 | 0.0004061 | 0.0004427 | 0.10986 | 1.497 | 0.0017 | 0.00037 | 0.0004026 | 0.109 | 1.4924 | 0.00187 | 0.0003956 | 0.0004341 | 0.1 | 1.6958 | 0.00164 | 0.000385 | 0.0004096 | 0.099979 | 1.9917 | 0.00166 | 0.0003936 | 0.0004173 | 0.1 | 1.9921 | 0.00179 | 0.0004133 | 0.0004414 | 0.10003 | 2.1894 | 0.00178 | 0.0004382 | 0.0004608 | 0.10001 | 2.1899 | 0.00191 | 0.0004574 | 0.0004841 | 0.10001 | 2.1903 | 0.00203 | 0.0004761 | 0.0005069 | 0.10527 | 2.5341 | 0.00194 | 0.0004585 | 0.0004828 | 0.10004 | 2.4682 | 0.00191 | 0.0004897 | 0.0005064 | 0.10717 | 2.5536 | 0.00211 | 0.0005132 | 0.0005376 | 0.10231 | 2.4966 | 0.00216 | 0.0005254 | 0.0005502 | 0.10423 | 2.9274 | 0.00217 | 0.0005877 | 0.0005987 | 0.10192 | 2.9756 | 0.00224 | 0.0005735 | 0.0005918 | 0.10723 | 3.5913 | 0.00203 | 0.0004873 | 0.0005091 | 0.10353 | 3.527 | 0.00207 | 0.0004953 | 0.0005174 | 0.10165 | 3.6642 | 0.00207 | 0.0005033 | 0.0005223 | 0.10009 | 3.8468 | 0.0021 | 0.0005 | 0.0005206 | 0.10144 | 3.8763 | 0.00225 | 0.0005195 | 0.000545 | 0.10426 | 3.7534 | 0.00221 | 0.0005105 | 0.000534 | 0.1001 | 3.6697 | 0.0024 | 0.0005398 | 0.0005675 | 0.10009 | 4.457 | 0.00211 | 0.0005125 | 0.0005273 | 0.10238 | 4.5191 | 0.00237 | 0.0005466 | 0.0005693 | 0.10427 | 4.5692 | 0.00264 | 0.0005787 | 0.0006095 | 0.10428 | 4.5447 | 0.00258 | 0.0005944 | 0.0006192 | 0.10011 | 4.4344 | 0.00263 | 0.0006033 | 0.0006277 | 0.10796 | 5.2059 | 0.00264 | 0.000596 | 0.0006237 | 0.10589 | 5.3147 | 0.00262 | 0.0006221 | 0.0006433 | 0.10727 | 4.9778 | 0.00292 | 0.0007047 | 0.000725 | 0.10356 | 3.5686 | 0.00364 | 0.0009555 | 0.0009605 | 0.10168 | 3.5053 | 0.004 | 0.00101 | 0.00102 | 0.10329 | 4.8808 | 0.00303 | 0.0007404 | 0.0007536 | 0.10011 | 4.7794 | 0.00307 | 0.0007475 | 0.0007599 | 0.10168 | 5.4843 | 0.0027 | 0.0006321 | 0.0006445 | 0.10011 | 5.4371 | 0.00293 | 0.0006623 | 0.0006798 | 0.10011 | 5.325 | 0.00317 | 0.0008014 | 0.0008096 | 0.11123 | 5.7805 | 0.00349 | 0.0008348 | 0.0008575 | 0.10987 | 6.0462 | 0.00345 | 0.0007382 | 0.0007637 | 0.10137 | 5.4456 | 0.00316 | 0.0007266 | 0.0007355 | 0.11123 | 5.772 | 0.00347 | 0.0007577 | 0.0007793 | 0.10267 | 5.5631 | 0.00305 | 0.0007095 | 0.000716 | 0.10726 | 5.7216 | 0.00341 | 0.0007492 | 0.0007662 | 0.10476 | 5.6419 | 0.00343 | 0.0007533 | 0.0007694 | 0.10123 | 6.2547 | 0.00311 | 0.0006872 | 0.0006933 | 0.10011 | 5.9859 | 0.0032 | 0.0007267 | 0.0007277 | 0.10427 | 6.1555 | 0.00353 | 0.0007625 | 0.000773 | 0.10764 | 5.8808 | 0.00351 | 0.0007693 | 0.0007759 | 0.10881 | 6.732 | 0.00327 | 0.0007196 | 0.0007272 | 0.1029 | 6.4163 | 0.00362 | 0.0008073 | 0.0008005 | 0.10101 | 6.3303 | 0.00364 | 0.0008098 | 0.0008014 | 0.10244 | 6.343 | 0.00391 | 0.0008254 | 0.0008057 | 0.10492 | 7.636 | 0.00334 | 0.0006838 | 0.0006767 | 0.10085 | 7.484 | 0.00337 | 0.0006865 | 0.0006772 | 0.10301 | 7.577 | 0.00362 | 0.0007112 | 0.0007078 | 0.10645 | 7.38 | 0.00396 | 0.0008198 | 0.0008063 | 0.10423 | 7.557 | 0.00377 | 0.0007923 | 0.0007717 | 0.10068 | 7.822 | 0.0036 | 0.0006977 | 0.0006715 | 0.10307 | 8.71 | 0.00359 | 0.0006789 | 0.0006596 | 0.10063 | 8.299 | 0.00361 | 0.0006912 | 0.000662 | 0.11053 | 8.976 | 0.00416 | 0.0007775 | 0.0007568 | 0.10103 | 9.815 | 0.00352 | 0.0006264 | 0.0005998 | 0.10154 | 7.984 | 0.00393 | 0.0007296 | 0.0006755 | 0.10819 | 9.982 | 0.00379 | 0.0006525 | 0.0006252 | 0.10767 | 10.644 | 0.00365 | 0.0006256 | 0.0006018 | 0.10774 | 10.484 | 0.00391 | 0.0006602 | 0.0006277 | 0.10636 | 10.594 | 0.00376 | 0.0006354 | 0.000602 | 0.10502 | 10.575 | 0.00376 | 0.0006338 | 0.0006003
0.11905 | 0.19406 | 0.0009525 | 0.000227 | 0.0002502 | 0.12413 | 0.19342 | 0.00212 | 0.0003853 | 0.0004596 | 0.11605 | 0.19459 | 0.00308 | 0.0005022 | 0.000616 | 0.11605 | 0.57592 | 0.00124 | 0.0002883 | 0.0003081 | 0.11242 | 0.57289 | 0.00165 | 0.0003564 | 0.0003887 | 0.12828 | 1.0038 | 0.00209 | 0.0004139 | 0.0004572 | 0.11984 | 1.5443 | 0.0018 | 0.0003762 | 0.0004135 | 0.11809 | 1.5367 | 0.00198 | 0.0004015 | 0.0004448 | 0.10833 | 1.7549 | 0.00173 | 0.0003909 | 0.0004198 | 0.10712 | 2.0506 | 0.00174 | 0.0003986 | 0.000426 | 0.10667 | 2.0471 | 0.00187 | 0.0004182 | 0.0004499 | 0.10628 | 2.2622 | 0.00186 | 0.000443 | 0.000469 | 0.10589 | 2.2577 | 0.00198 | 0.0004621 | 0.0004921 | 0.11112 | 2.3161 | 0.00217 | 0.0004849 | 0.0005223 | 0.11843 | 2.7052 | 0.0021 | 0.0004677 | 0.0004989 | 0.11255 | 2.6136 | 0.00207 | 0.0005005 | 0.0005244 | 0.11908 | 2.6865 | 0.00227 | 0.0005229 | 0.0005541 | 0.11368 | 2.6273 | 0.00231 | 0.0005355 | 0.0005673 | 0.11465 | 3.1044 | 0.0023 | 0.0005967 | 0.0006139 | 0.11119 | 3.1362 | 0.00237 | 0.0005828 | 0.0006074 | 0.11617 | 3.7438 | 0.00214 | 0.0004946 | 0.0005213 | 0.11216 | 3.6764 | 0.00218 | 0.0005029 | 0.00053 | 0.10947 | 3.8256 | 0.00218 | 0.0005113 | 0.0005353 | 0.10724 | 3.9939 | 0.00221 | 0.0005077 | 0.0005331 | 0.10821 | 4.0147 | 0.00236 | 0.0005269 | 0.0005571 | 0.11121 | 3.8975 | 0.00231 | 0.0005189 | 0.0005473 | 0.11261 | 3.9295 | 0.00261 | 0.0005564 | 0.0005937 | 0.1126 | 4.7677 | 0.00228 | 0.0005259 | 0.0005487 | 0.11375 | 4.799 | 0.00255 | 0.000559 | 0.0005897 | 0.1147 | 4.8241 | 0.00281 | 0.0005904 | 0.000629 | 0.11471 | 4.8158 | 0.00275 | 0.0006077 | 0.0006406 | 0.11012 | 4.7 | 0.0028 | 0.0006171 | 0.0006499 | 0.11778 | 5.5012 | 0.00279 | 0.0006067 | 0.0006415 | 0.11552 | 5.612 | 0.00276 | 0.0006329 | 0.0006611 | 0.11621 | 5.2753 | 0.00307 | 0.0007172 | 0.0007454 | 0.11219 | 3.8919 | 0.00385 | 0.0009788 | 0.0009967 | 0.1095 | 3.7962 | 0.00421 | 0.00103 | 0.00105 | 0.11123 | 5.1371 | 0.00319 | 0.0007545 | 0.0007757 | 0.10781 | 5.0292 | 0.00323 | 0.0007621 | 0.0007827 | 0.1095 | 5.7485 | 0.00284 | 0.0006443 | 0.0006638 | 0.11441 | 5.9163 | 0.00321 | 0.0006857 | 0.0007166 | 0.11441 | 5.9049 | 0.00345 | 0.0008269 | 0.0008501 | 0.12514 | 6.3211 | 0.00375 | 0.000856 | 0.0008925 | 0.12207 | 6.482 | 0.0037 | 0.0007586 | 0.0007966 | 0.11404 | 5.8601 | 0.00344 | 0.0007527 | 0.0007752 | 0.12358 | 6.1658 | 0.00373 | 0.0007803 | 0.0008149 | 0.1155 | 5.9883 | 0.00333 | 0.0007354 | 0.0007549 | 0.11917 | 6.1169 | 0.00367 | 0.0007728 | 0.0008026 | 0.1164 | 6.0265 | 0.0037 | 0.0007776 | 0.0008066 | 0.11248 | 6.6928 | 0.00336 | 0.0007097 | 0.0007278 | 0.11123 | 6.4131 | 0.00345 | 0.0007514 | 0.0007652 | 0.11469 | 6.5488 | 0.00378 | 0.0007852 | 0.0008083 | 0.1184 | 6.2526 | 0.00377 | 0.0007943 | 0.0008136 | 0.11969 | 7.1707 | 0.00349 | 0.0007402 | 0.0007592 | 0.11225 | 6.8588 | 0.00385 | 0.0008314 | 0.0008375 | 0.11019 | 6.7641 | 0.00388 | 0.0008344 | 0.0008392 | 0.11032 | 6.6766 | 0.00415 | 0.0008516 | 0.000844 | 0.11299 | 7.959 | 0.00354 | 0.0007038 | 0.0007056 | 0.10861 | 7.79 | 0.00358 | 0.0007072 | 0.0007068 | 0.11037 | 7.869 | 0.00382 | 0.0007308 | 0.0007363 | 0.11355 | 7.66 | 0.00417 | 0.0008414 | 0.0008376 | 0.11118 | 7.821 | 0.00398 | 0.0008143 | 0.0008027 | 0.10697 | 8.026 | 0.0038 | 0.0007194 | 0.0007006 | 0.10914 | 8.954 | 0.00377 | 0.0006972 | 0.000685 | 0.10655 | 8.512 | 0.0038 | 0.0007117 | 0.0006895 | 0.12435 | 9.624 | 0.00459 | 0.0008205 | 0.0008174 | 0.11365 | 10.226 | 0.00392 | 0.0006679 | 0.0006531 | 0.11423 | 8.397 | 0.00442 | 0.0007873 | 0.0007471 | 0.12021 | 10.392 | 0.00419 | 0.000693 | 0.000677 | 0.11963 | 11.058 | 0.00402 | 0.0006626 | 0.0006498 | 0.11852 | 10.823 | 0.00429 | 0.0006996 | 0.0006769 | 0.117 | 10.81 | 0.00414 | 0.0006754 | 0.0006502 | 0.11552 | 10.78 | 0.00414 | 0.000674 | 0.0006485
0.12897 | 0.19264 | 0.00103 | 0.0002352 | 0.0002631 | 0.13654 | 0.1914 | 0.00233 | 0.0003999 | 0.0004855 | 0.12434 | 0.19347 | 0.00329 | 0.0005142 | 0.0006388 | 0.12434 | 0.58214 | 0.0013 | 0.0002926 | 0.0003158 | 0.12491 | 0.58266 | 0.00179 | 0.000364 | 0.0004029 | 0.14253 | 1.0285 | 0.00225 | 0.0004208 | 0.0004705 | 0.12983 | 1.5868 | 0.00191 | 0.0003817 | 0.0004237 | 0.12717 | 1.5761 | 0.00208 | 0.0004069 | 0.0004548 | 0.11667 | 1.8091 | 0.00182 | 0.0003963 | 0.0004293 | 0.11426 | 2.1046 | 0.00182 | 0.0004033 | 0.0004341 | 0.11333 | 2.0981 | 0.00195 | 0.0004227 | 0.0004579 | 0.11254 | 2.331 | 0.00193 | 0.0004474 | 0.0004766 | 0.11765 | 2.3846 | 0.00212 | 0.0004705 | 0.0005068 | 0.12501 | 2.4578 | 0.00234 | 0.0004945 | 0.0005392 | 0.13159 | 2.8608 | 0.00224 | 0.0004756 | 0.000513 | 0.12505 | 2.7486 | 0.00222 | 0.0005098 | 0.0005404 | 0.13099 | 2.8098 | 0.00241 | 0.0005314 | 0.000569 | 0.12505 | 2.7495 | 0.00246 | 0.0005443 | 0.0005828 | 0.12508 | 3.2719 | 0.00243 | 0.0006046 | 0.0006275 | 0.12045 | 3.2904 | 0.00249 | 0.0005911 | 0.0006215 | 0.1251 | 3.8888 | 0.00225 | 0.0005011 | 0.0005326 | 0.12079 | 3.8203 | 0.00228 | 0.0005096 | 0.0005416 | 0.11729 | 3.9827 | 0.00228 | 0.0005185 | 0.0005473 | 0.11439 | 4.1367 | 0.0023 | 0.0005147 | 0.0005446 | 0.12173 | 4.2811 | 0.00255 | 0.0005401 | 0.0005789 | 0.12511 | 4.1832 | 0.00251 | 0.0005338 | 0.0005713 | 0.12512 | 4.186 | 0.00281 | 0.0005704 | 0.0006168 | 0.12512 | 5.0606 | 0.00245 | 0.0005372 | 0.0005674 | 0.12513 | 5.0637 | 0.00271 | 0.0005697 | 0.0006078 | 0.12512 | 5.0664 | 0.00297 | 0.0006006 | 0.0006466 | 0.12514 | 5.0747 | 0.00291 | 0.0006192 | 0.0006598 | 0.12013 | 4.9534 | 0.00296 | 0.0006291 | 0.0006698 | 0.12759 | 5.7812 | 0.00293 | 0.0006161 | 0.0006576 | 0.12514 | 5.8919 | 0.0029 | 0.0006423 | 0.0006771 | 0.12515 | 5.5645 | 0.00322 | 0.0007282 | 0.0007638 | 0.12083 | 4.2211 | 0.00404 | 0.0009985 | 0.00103 | 0.12514 | 4.3918 | 0.00458 | 0.00107 | 0.00112 | 0.12713 | 5.6376 | 0.00348 | 0.0007787 | 0.0008144 | 0.12321 | 5.518 | 0.00353 | 0.0007872 | 0.0008226 | 0.12514 | 6.2541 | 0.0031 | 0.0006656 | 0.0006977 | 0.12871 | 6.3704 | 0.00347 | 0.000705 | 0.0007482 | 0.12871 | 6.4542 | 0.0037 | 0.0008474 | 0.000884 | 0.13904 | 6.8336 | 0.00399 | 0.0008734 | 0.0009223 | 0.13428 | 6.8974 | 0.00394 | 0.0007759 | 0.0008256 | 0.12671 | 6.2615 | 0.0037 | 0.0007748 | 0.00081 | 0.13594 | 6.5472 | 0.00398 | 0.0007997 | 0.0008465 | 0.12834 | 6.4157 | 0.00358 | 0.0007573 | 0.0007891 | 0.13109 | 6.5142 | 0.00393 | 0.0007931 | 0.0008349 | 0.12804 | 6.4143 | 0.00396 | 0.0007983 | 0.0008396 | 0.12373 | 7.1137 | 0.00359 | 0.000729 | 0.0007584 | 0.12235 | 6.8193 | 0.00369 | 0.0007726 | 0.0007986 | 0.12512 | 6.9232 | 0.00401 | 0.0008049 | 0.0008399 | 0.12916 | 6.6236 | 0.00402 | 0.0008161 | 0.0008476 | 0.13057 | 7.5948 | 0.00371 | 0.0007581 | 0.0007879 | 0.1216 | 7.2968 | 0.00408 | 0.0008523 | 0.0008707 | 0.11937 | 7.1946 | 0.0041 | 0.0008558 | 0.000873 | 0.1182 | 7.0162 | 0.00438 | 0.000875 | 0.0008792 | 0.12106 | 8.2883 | 0.00374 | 0.0007219 | 0.0007324 | 0.11636 | 8.1032 | 0.00378 | 0.000726 | 0.0007344 | 0.11773 | 8.1669 | 0.00402 | 0.0007487 | 0.000763 | 0.12065 | 7.939 | 0.00437 | 0.0008613 | 0.000867 | 0.11813 | 8.083 | 0.00418 | 0.0008345 | 0.0008319 | 0.11326 | 8.239 | 0.004 | 0.0007397 | 0.0007284 | 0.12126 | 9.461 | 0.00412 | 0.0007309 | 0.0007324 | 0.11839 | 8.957 | 0.00416 | 0.0007495 | 0.0007409 | 0.13816 | 10.285 | 0.00499 | 0.0008571 | 0.0008714 | 0.12628 | 10.671 | 0.0043 | 0.0007047 | 0.0007025 | 0.12692 | 8.888 | 0.00488 | 0.0008375 | 0.0008133 | 0.13223 | 10.853 | 0.00457 | 0.000729 | 0.0007253 | 0.13159 | 11.507 | 0.00438 | 0.0006957 | 0.0006945 | 0.12929 | 11.213 | 0.00465 | 0.0007353 | 0.0007235 | 0.12764 | 11.089 | 0.00451 | 0.0007124 | 0.0006964 | 0.12602 | 11.047 | 0.00451 | 0.0007111 | 0.0006948
0.13889 | 0.19092 | 0.00111 | 0.0002432 | 0.0002758 | 0.14896 | 0.18907 | 0.00254 | 0.0004141 | 0.0005109 | 0.13263 | 0.19215 | 0.0035 | 0.000526 | 0.0006612 | 0.13263 | 0.58707 | 0.00137 | 0.0002967 | 0.0003233 | 0.1374 | 0.58965 | 0.00192 | 0.0003711 | 0.0004162 | 0.15678 | 1.0472 | 0.00241 | 0.0004271 | 0.0004829 | 0.13982 | 1.6242 | 0.00201 | 0.0003869 | 0.0004332 | 0.13625 | 1.6116 | 0.00219 | 0.0004119 | 0.0004642 | 0.125 | 1.8583 | 0.00191 | 0.0004012 | 0.0004381 | 0.1214 | 2.1557 | 0.00189 | 0.0004075 | 0.0004418 | 0.12 | 2.1463 | 0.00202 | 0.0004269 | 0.0004655 | 0.12504 | 2.4571 | 0.00206 | 0.0004553 | 0.0004906 | 0.13236 | 2.5264 | 0.00228 | 0.0004796 | 0.0005229 | 0.1389 | 2.5839 | 0.0025 | 0.0005027 | 0.0005541 | 0.14475 | 3.0027 | 0.00238 | 0.0004824 | 0.0005256 | 0.13756 | 2.8741 | 0.00236 | 0.0005179 | 0.0005547 | 0.1429 | 2.9255 | 0.00255 | 0.0005388 | 0.0005825 | 0.13642 | 2.8631 | 0.00261 | 0.0005521 | 0.0005967 | 0.1355 | 3.4308 | 0.00255 | 0.0006114 | 0.0006397 | 0.12972 | 3.4379 | 0.00261 | 0.0005985 | 0.0006343 | 0.13404 | 4.0282 | 0.00235 | 0.000507 | 0.000543 | 0.12942 | 3.9576 | 0.00239 | 0.0005157 | 0.0005523 | 0.12511 | 4.1353 | 0.00238 | 0.000525 | 0.0005584 | 0.12869 | 4.4115 | 0.00249 | 0.0005273 | 0.0005655 | 0.13526 | 4.5351 | 0.00273 | 0.0005514 | 0.0005981 | 0.13901 | 4.4636 | 0.00269 | 0.0005464 | 0.0005924 | 0.13763 | 4.439 | 0.003 | 0.0005825 | 0.0006373 | 0.13763 | 5.3371 | 0.0026 | 0.000547 | 0.0005841 | 0.1365 | 5.3158 | 0.00286 | 0.0005791 | 0.000624 | 0.13555 | 5.297 | 0.00313 | 0.0006097 | 0.0006625 | 0.13556 | 5.3219 | 0.00307 | 0.0006293 | 0.0006772 | 0.13014 | 5.1963 | 0.00312 | 0.0006397 | 0.0006878 | 0.13741 | 6.0484 | 0.00306 | 0.0006244 | 0.0006722 | 0.13477 | 6.1563 | 0.00303 | 0.0006507 | 0.0006916 | 0.14302 | 6.1197 | 0.00349 | 0.0007471 | 0.0007958 | 0.13809 | 4.881 | 0.00438 | 0.00103 | 0.00108 | 0.14078 | 4.9884 | 0.00492 | 0.0011 | 0.00116 | 0.14302 | 6.1203 | 0.00375 | 0.0007984 | 0.0008472 | 0.13862 | 5.99 | 0.00381 | 0.0008076 | 0.0008565 | 0.14078 | 6.7282 | 0.00335 | 0.0006831 | 0.0007267 | 0.14301 | 6.7979 | 0.00372 | 0.0007212 | 0.0007757 | 0.14301 | 6.9733 | 0.00394 | 0.0008642 | 0.0009129 | 0.15294 | 7.3188 | 0.00422 | 0.000888 | 0.0009481 | 0.14649 | 7.2934 | 0.00417 | 0.0007909 | 0.0008514 | 0.13939 | 6.6495 | 0.00395 | 0.0007937 | 0.0008409 | 0.1483 | 6.9164 | 0.00422 | 0.0008166 | 0.0008747 | 0.14117 | 6.8448 | 0.00382 | 0.0007759 | 0.0008193 | 0.14301 | 6.9116 | 0.00417 | 0.0008106 | 0.0008638 | 0.13968 | 6.8021 | 0.0042 | 0.0008163 | 0.0008691 | 0.13497 | 7.5173 | 0.0038 | 0.0007457 | 0.0007858 | 0.13347 | 7.2044 | 0.00392 | 0.0007911 | 0.0008284 | 0.13555 | 7.2797 | 0.00424 | 0.0008223 | 0.0008684 | 0.13993 | 6.9907 | 0.00425 | 0.0008352 | 0.0008782 | 0.14145 | 8.0031 | 0.00391 | 0.0007737 | 0.0008137 | 0.13096 | 7.7284 | 0.00429 | 0.0008706 | 0.0009006 | 0.12855 | 7.6196 | 0.00432 | 0.0008746 | 0.0009035 | 0.12608 | 7.358 | 0.0046 | 0.000896 | 0.0009117 | 0.12913 | 8.6228 | 0.00393 | 0.0007383 | 0.0007574 | 0.12412 | 8.4205 | 0.00397 | 0.000743 | 0.0007601 | 0.12509 | 8.4684 | 0.00422 | 0.0007651 | 0.000788 | 0.12774 | 8.217 | 0.00457 | 0.0008795 | 0.0008946 | 0.12508 | 8.347 | 0.00437 | 0.0008532 | 0.0008594 | 0.12585 | 8.683 | 0.00437 | 0.0007771 | 0.0007804 | 0.13642 | 10.121 | 0.00453 | 0.0007675 | 0.0007855 | 0.13319 | 9.539 | 0.0046 | 0.0007908 | 0.0007992 | 0.15198 | 10.951 | 0.00537 | 0.0008885 | 0.0009197 | 0.13891 | 11.142 | 0.00468 | 0.0007375 | 0.0007481 | 0.13962 | 9.439 | 0.00532 | 0.0008811 | 0.000874 | 0.14425 | 11.356 | 0.00494 | 0.0007611 | 0.0007701 | 0.14355 | 11.986 | 0.00473 | 0.0007255 | 0.000736 | 0.14006 | 11.645 | 0.00501 | 0.0007677 | 0.0007673 | 0.13827 | 11.426 | 0.00487 | 0.0007464 | 0.0007404 | 0.13653 | 11.37 | 0.00488 | 0.0007453 | 0.0007389
0.14881 | 0.18901 | 0.0012 | 0.0002511 | 0.0002886 | 0.16137 | 0.18655 | 0.00276 | 0.000428 | 0.0005362 | 0.1492 | 0.18901 | 0.00393 | 0.0005503 | 0.0007053 | 0.1492 | 0.59405 | 0.00151 | 0.0003045 | 0.0003375 | 0.14989 | 0.59435 | 0.00206 | 0.0003777 | 0.0004289 | 0.17104 | 1.062 | 0.00257 | 0.0004328 | 0.0004945 | 0.14981 | 1.6588 | 0.00211 | 0.0003916 | 0.0004421 | 0.14534 | 1.6442 | 0.00229 | 0.0004166 | 0.000473 | 0.13333 | 1.9047 | 0.002 | 0.0004057 | 0.0004464 | 0.12854 | 2.203 | 0.00197 | 0.0004115 | 0.000449 | 0.13333 | 2.2338 | 0.00217 | 0.0004347 | 0.0004794 | 0.14067 | 2.598 | 0.00222 | 0.0004639 | 0.000506 | 0.14707 | 2.6506 | 0.00244 | 0.0004873 | 0.0005372 | 0.15279 | 2.6963 | 0.00266 | 0.0005098 | 0.0005674 | 0.15791 | 3.1319 | 0.00251 | 0.0004883 | 0.0005369 | 0.15006 | 2.9909 | 0.0025 | 0.0005251 | 0.0005677 | 0.15481 | 3.0335 | 0.00269 | 0.0005455 | 0.0005949 | 0.14779 | 2.971 | 0.00275 | 0.000559 | 0.0006095 | 0.14592 | 3.5801 | 0.00266 | 0.0006175 | 0.0006508 | 0.13898 | 3.5799 | 0.00272 | 0.000605 | 0.0006461 | 0.14297 | 4.1621 | 0.00245 | 0.0005124 | 0.0005526 | 0.13805 | 4.0893 | 0.00249 | 0.0005213 | 0.0005622 | 0.14075 | 4.4286 | 0.00257 | 0.0005366 | 0.0005783 | 0.14298 | 4.6749 | 0.00267 | 0.000538 | 0.0005838 | 0.14879 | 4.7792 | 0.00291 | 0.0005611 | 0.0006152 | 0.15291 | 4.7383 | 0.00287 | 0.0005572 | 0.0006111 | 0.15014 | 4.6861 | 0.00317 | 0.0005929 | 0.0006557 | 0.15014 | 5.598 | 0.00275 | 0.0005555 | 0.000599 | 0.14788 | 5.555 | 0.00301 | 0.0005874 | 0.0006388 | 0.14598 | 5.5176 | 0.00328 | 0.0006177 | 0.0006769 | 0.14599 | 5.5592 | 0.00322 | 0.0006383 | 0.0006929 | 0.14015 | 5.4293 | 0.00327 | 0.0006491 | 0.0007042 | 0.15704 | 6.5429 | 0.00332 | 0.0006389 | 0.0006976 | 0.15402 | 6.6413 | 0.00329 | 0.0006653 | 0.0007171 | 0.1609 | 6.644 | 0.00375 | 0.0007622 | 0.0008226 | 0.15535 | 5.5274 | 0.00468 | 0.00105 | 0.00112 | 0.15643 | 5.5717 | 0.00522 | 0.00112 | 0.0012 | 0.15891 | 6.5847 | 0.00401 | 0.0008147 | 0.0008755 | 0.15402 | 6.4449 | 0.00406 | 0.0008245 | 0.0008857 | 0.15642 | 7.1733 | 0.00358 | 0.0006979 | 0.000752 | 0.15731 | 7.2027 | 0.00395 | 0.0007351 | 0.0007999 | 0.15731 | 7.464 | 0.00416 | 0.0008783 | 0.0009378 | 0.16685 | 7.778 | 0.00443 | 0.0009004 | 0.0009707 | 0.1587 | 7.6702 | 0.00439 | 0.0008041 | 0.0008746 | 0.15206 | 7.0241 | 0.00418 | 0.0008101 | 0.0008684 | 0.16066 | 7.2725 | 0.00445 | 0.0008314 | 0.0009001 | 0.154 | 7.2737 | 0.00405 | 0.000792 | 0.0008463 | 0.15493 | 7.3091 | 0.00439 | 0.0008258 | 0.0008898 | 0.15132 | 7.1902 | 0.00443 | 0.000832 | 0.0008957 | 0.14622 | 7.9016 | 0.00401 | 0.0007605 | 0.0008105 | 0.1446 | 7.5684 | 0.00414 | 0.0008073 | 0.0008553 | 0.14597 | 7.6176 | 0.00445 | 0.0008377 | 0.0008943 | 0.15069 | 7.3543 | 0.00448 | 0.000852 | 0.0009061 | 0.15233 | 8.3959 | 0.00411 | 0.0007876 | 0.0008371 | 0.14031 | 8.1519 | 0.00449 | 0.0008868 | 0.0009277 | 0.13773 | 8.0376 | 0.00452 | 0.0008911 | 0.0009311 | 0.13396 | 7.6996 | 0.00482 | 0.0009149 | 0.0009418 | 0.1372 | 8.961 | 0.00411 | 0.0007533 | 0.0007807 | 0.13188 | 8.7435 | 0.00416 | 0.0007586 | 0.0007842 | 0.13244 | 8.7743 | 0.0044 | 0.0007802 | 0.0008114 | 0.14194 | 8.763 | 0.00495 | 0.0009125 | 0.000945 | 0.13897 | 8.871 | 0.00474 | 0.0008872 | 0.0009099 | 0.14158 | 9.27 | 0.00482 | 0.0008179 | 0.0008389 | 0.15158 | 10.804 | 0.00492 | 0.0007986 | 0.0008327 | 0.14799 | 10.14 | 0.00501 | 0.0008262 | 0.0008514 | 0.16579 | 11.613 | 0.00573 | 0.0009157 | 0.0009631 | 0.15154 | 11.638 | 0.00503 | 0.0007666 | 0.0007902 | 0.15231 | 10.035 | 0.00573 | 0.000919 | 0.0009293 | 0.15627 | 11.889 | 0.00529 | 0.0007898 | 0.0008117 | 0.15552 | 12.48 | 0.00506 | 0.0007522 | 0.0007747 | 0.15084 | 12.113 | 0.00535 | 0.000797 | 0.0008085 | 0.14891 | 11.813 | 0.00522 | 0.0007775 | 0.0007823 | 0.14703 | 11.744 | 0.00523 | 0.0007767 | 0.000781
0.15873 | 0.18699 | 0.00128 | 0.0002588 | 0.0003012 | 0.17378 | 0.18383 | 0.00297 | 0.0004416 | 0.0005613 | 0.16578 | 0.18568 | 0.00437 | 0.0005738 | 0.0007488 | 0.16578 | 0.59765 | 0.00165 | 0.0003118 | 0.0003509 | 0.16238 | 0.59716 | 0.0022 | 0.000384 | 0.0004411 | 0.18529 | 1.0718 | 0.00272 | 0.0004382 | 0.0005055 | 0.15979 | 1.6894 | 0.00221 | 0.000396 | 0.0004505 | 0.15442 | 1.6728 | 0.00238 | 0.0004209 | 0.0004813 | 0.14167 | 1.9481 | 0.00208 | 0.0004099 | 0.0004542 | 0.14283 | 2.2896 | 0.00211 | 0.000419 | 0.0004624 | 0.15 | 2.3302 | 0.00235 | 0.0004433 | 0.0004951 | 0.1563 | 2.7213 | 0.00237 | 0.0004713 | 0.0005196 | 0.16177 | 2.7611 | 0.00259 | 0.0004941 | 0.00055 | 0.16668 | 2.7959 | 0.00281 | 0.0005161 | 0.0005795 | 0.17107 | 3.2484 | 0.00264 | 0.0004937 | 0.0005472 | 0.16257 | 3.1009 | 0.00263 | 0.0005315 | 0.0005797 | 0.16671 | 3.1357 | 0.00282 | 0.0005515 | 0.0006063 | 0.15916 | 3.0721 | 0.00288 | 0.0005653 | 0.0006213 | 0.15635 | 3.7217 | 0.00277 | 0.0006229 | 0.000661 | 0.14825 | 3.7171 | 0.00284 | 0.000611 | 0.0006569 | 0.16085 | 4.4136 | 0.00264 | 0.0005221 | 0.00057 | 0.1553 | 4.3377 | 0.00268 | 0.0005314 | 0.00058 | 0.15639 | 4.7072 | 0.00275 | 0.0005464 | 0.0005957 | 0.15728 | 4.9254 | 0.00284 | 0.0005472 | 0.0006001 | 0.16231 | 5.0123 | 0.00307 | 0.0005697 | 0.0006306 | 0.16681 | 5.005 | 0.00304 | 0.0005666 | 0.0006277 | 0.16265 | 4.929 | 0.00334 | 0.0006021 | 0.0006722 | 0.16265 | 5.8458 | 0.00289 | 0.0005631 | 0.0006126 | 0.15925 | 5.7821 | 0.00316 | 0.0005948 | 0.0006522 | 0.16683 | 5.93 | 0.00356 | 0.0006321 | 0.0007025 | 0.16685 | 6.0066 | 0.0035 | 0.0006542 | 0.0007206 | 0.16018 | 5.8682 | 0.00356 | 0.0006657 | 0.000733 | 0.17666 | 6.9924 | 0.00356 | 0.0006508 | 0.0007194 | 0.17327 | 7.0767 | 0.00352 | 0.0006774 | 0.0007389 | 0.17878 | 7.1361 | 0.00398 | 0.0007748 | 0.0008455 | 0.17261 | 6.1502 | 0.00495 | 0.00107 | 0.00116 | 0.17207 | 6.1357 | 0.00549 | 0.00114 | 0.00124 | 0.1748 | 7.0291 | 0.00425 | 0.0008285 | 0.0009001 | 0.16942 | 6.8818 | 0.00431 | 0.0008388 | 0.0009112 | 0.17207 | 7.5925 | 0.0038 | 0.0007105 | 0.0007743 | 0.17161 | 7.5851 | 0.00417 | 0.0007471 | 0.0008215 | 0.17161 | 7.9287 | 0.00437 | 0.0008903 | 0.0009598 | 0.18075 | 8.2136 | 0.00464 | 0.0009112 | 0.0009908 | 0.1709 | 8.0304 | 0.00459 | 0.0008157 | 0.0008955 | 0.16473 | 7.3857 | 0.00441 | 0.0008245 | 0.0008933 | 0.17302 | 7.617 | 0.00467 | 0.0008445 | 0.0009231 | 0.16684 | 7.6985 | 0.00427 | 0.000806 | 0.0008704 | 0.16684 | 7.7032 | 0.00461 | 0.0008392 | 0.0009132 | 0.16296 | 7.5769 | 0.00465 | 0.0008458 | 0.0009197 | 0.15747 | 8.269 | 0.00421 | 0.0007735 | 0.000833 | 0.15572 | 7.9126 | 0.00435 | 0.0008217 | 0.0008798 | 0.1564 | 7.9382 | 0.00466 | 0.0008515 | 0.0009181 | 0.16145 | 7.7127 | 0.00469 | 0.000867 | 0.0009315 | 0.16321 | 8.7726 | 0.0043 | 0.0008 | 0.0008585 | 0.14967 | 8.5665 | 0.00468 | 0.0009012 | 0.0009523 | 0.14692 | 8.4468 | 0.00472 | 0.0009058 | 0.0009562 | 0.14184 | 8.0413 | 0.00502 | 0.000932 | 0.0009696 | 0.14527 | 9.3014 | 0.00429 | 0.0007669 | 0.0008026 | 0.13964 | 9.0689 | 0.00434 | 0.0007729 | 0.0008067 | 0.14716 | 9.3928 | 0.00476 | 0.0008074 | 0.0008541 | 0.15968 | 9.425 | 0.00539 | 0.0009477 | 0.001 | 0.15635 | 9.515 | 0.00518 | 0.0009237 | 0.0009658 | 0.15731 | 9.883 | 0.00525 | 0.0008526 | 0.0008912 | 0.16674 | 11.498 | 0.00529 | 0.0008253 | 0.0008749 | 0.16279 | 10.754 | 0.0054 | 0.0008568 | 0.0008984 | 0.17961 | 12.271 | 0.00607 | 0.0009395 | 0.001 | 0.16417 | 12.154 | 0.00538 | 0.0007928 | 0.0008292 | 0.165 | 10.665 | 0.00613 | 0.000952 | 0.0009797 | 0.16829 | 12.446 | 0.00562 | 0.0008154 | 0.0008502 | 0.16748 | 12.985 | 0.00538 | 0.0007764 | 0.0008107 | 0.16161 | 12.611 | 0.00568 | 0.0008236 | 0.0008471 | 0.15954 | 12.243 | 0.00556 | 0.0008059 | 0.0008219 | 0.15753 | 12.164 | 0.00557 | 0.0008055 | 0.0008208
0.16865 | 0.18488 | 0.00136 | 0.0002664 | 0.0003139 | 0.1862 | 0.18111 | 0.0032 | 0.000455 | 0.0005864 | 0.18236 | 0.18205 | 0.00481 | 0.0005967 | 0.0007919 | 0.18236 | 0.59867 | 0.00178 | 0.0003186 | 0.0003639 | 0.17487 | 0.59859 | 0.00234 | 0.0003899 | 0.0004528 | 0.19954 | 1.0797 | 0.00288 | 0.0004432 | 0.0005159 | 0.16978 | 1.717 | 0.0023 | 0.0004001 | 0.0004585 | 0.1635 | 1.6994 | 0.00248 | 0.000425 | 0.0004893 | 0.15 | 1.9885 | 0.00216 | 0.0004137 | 0.0004616 | 0.16068 | 2.3841 | 0.00229 | 0.0004272 | 0.0004775 | 0.16667 | 2.4129 | 0.00252 | 0.0004509 | 0.0005093 | 0.17193 | 2.8299 | 0.00252 | 0.0004778 | 0.0005318 | 0.17648 | 2.8587 | 0.00274 | 0.0005002 | 0.0005616 | 0.18057 | 2.8847 | 0.00295 | 0.0005217 | 0.0005906 | 0.18423 | 3.353 | 0.00277 | 0.0004984 | 0.0005567 | 0.17507 | 3.2042 | 0.00276 | 0.0005373 | 0.0005907 | 0.17862 | 3.2321 | 0.00295 | 0.000557 | 0.0006168 | 0.17052 | 3.1675 | 0.00301 | 0.000571 | 0.0006322 | 0.16677 | 3.8556 | 0.00288 | 0.0006278 | 0.0006704 | 0.16678 | 3.9734 | 0.00305 | 0.0006216 | 0.0006763 | 0.17872 | 4.647 | 0.00282 | 0.0005305 | 0.0005853 | 0.17256 | 4.5689 | 0.00286 | 0.0005399 | 0.0005958 | 0.17203 | 4.9698 | 0.00291 | 0.0005549 | 0.0006111 | 0.17158 | 5.1648 | 0.003 | 0.0005553 | 0.0006148 | 0.17584 | 5.2352 | 0.00323 | 0.0005772 | 0.0006445 | 0.18072 | 5.2635 | 0.0032 | 0.0005748 | 0.0006427 | 0.17517 | 5.1637 | 0.00351 | 0.0006102 | 0.0006872 | 0.17516 | 6.0815 | 0.00303 | 0.0005698 | 0.000625 | 0.182 | 6.2065 | 0.00343 | 0.000608 | 0.0006759 | 0.18768 | 6.3088 | 0.00383 | 0.000644 | 0.0007245 | 0.1877 | 6.4197 | 0.00376 | 0.0006673 | 0.0007443 | 0.1802 | 6.2758 | 0.00383 | 0.0006793 | 0.0007576 | 0.19629 | 7.4041 | 0.00379 | 0.0006609 | 0.0007382 | 0.19253 | 7.4714 | 0.00375 | 0.0006876 | 0.0007579 | 0.19666 | 7.5965 | 0.0042 | 0.0007853 | 0.0008655 | 0.18987 | 6.7415 | 0.0052 | 0.00109 | 0.00119 | 0.18771 | 6.674 | 0.00574 | 0.00115 | 0.00127 | 0.19069 | 7.4548 | 0.00447 | 0.0008403 | 0.0009219 | 0.18482 | 7.3011 | 0.00454 | 0.0008511 | 0.0009337 | 0.18771 | 7.9882 | 0.00401 | 0.0007214 | 0.0007941 | 0.18591 | 7.9476 | 0.00438 | 0.0007576 | 0.0008409 | 0.18592 | 8.3677 | 0.00457 | 0.0009007 | 0.0009792 | 0.19466 | 8.6261 | 0.00483 | 0.0009206 | 0.00101 | 0.18311 | 8.3735 | 0.00479 | 0.000826 | 0.0009146 | 0.1774 | 7.7346 | 0.00462 | 0.0008372 | 0.0009158 | 0.18538 | 7.9506 | 0.00488 | 0.0008561 | 0.0009442 | 0.17967 | 8.1188 | 0.00447 | 0.0008182 | 0.0008921 | 0.17876 | 8.0935 | 0.00481 | 0.0008511 | 0.0009345 | 0.1746 | 7.9588 | 0.00486 | 0.0008579 | 0.0009415 | 0.16872 | 8.6189 | 0.00441 | 0.0007852 | 0.0008535 | 0.16684 | 8.2385 | 0.00455 | 0.0008347 | 0.0009022 | 0.16683 | 8.2433 | 0.00486 | 0.000864 | 0.0009399 | 0.17222 | 8.0645 | 0.0049 | 0.0008805 | 0.0009548 | 0.17409 | 9.1348 | 0.00448 | 0.0008111 | 0.0008781 | 0.15902 | 8.9709 | 0.00486 | 0.0009141 | 0.0009749 | 0.1561 | 8.8478 | 0.0049 | 0.000919 | 0.0009792 | 0.1576 | 8.7167 | 0.0054 | 0.0009624 | 0.00102 | 0.16141 | 9.9852 | 0.00463 | 0.0007916 | 0.0008421 | 0.15515 | 9.7249 | 0.00468 | 0.0007986 | 0.0008476 | 0.16555 | 10.172 | 0.00518 | 0.0008362 | 0.0009008 | 0.17742 | 10.0621 | 0.00581 | 0.0009775 | 0.00105 | 0.17372 | 10.1436 | 0.00559 | 0.0009546 | 0.00102 | 0.17304 | 10.512 | 0.00565 | 0.0008824 | 0.000938 | 0.1819 | 12.201 | 0.00563 | 0.0008483 | 0.0009126 | 0.17758 | 11.377 | 0.00576 | 0.0008834 | 0.0009407 | 0.19343 | 12.918 | 0.0064 | 0.0009604 | 0.00104 | 0.1768 | 12.679 | 0.00571 | 0.0008162 | 0.0008653 | 0.17769 | 11.318 | 0.0065 | 0.0009809 | 0.00103 | 0.18031 | 13.021 | 0.00595 | 0.0008384 | 0.0008859 | 0.17944 | 13.509 | 0.00569 | 0.0007982 | 0.0008442 | 0.17239 | 13.128 | 0.006 | 0.0008477 | 0.0008832 | 0.17018 | 12.707 | 0.00589 | 0.0008319 | 0.0008593 | 0.16803 | 12.616 | 0.0059 | 0.0008317 | 0.0008584
0.17857 | 0.18277 | 0.00145 | 0.000274 | 0.0003265 | 0.19861 | 0.1784 | 0.00342 | 0.0004683 | 0.0006114 | 0.19894 | 0.17833 | 0.00527 | 0.0006194 | 0.0008349 | 0.19894 | 0.59779 | 0.00192 | 0.0003251 | 0.0003763 | 0.19985 | 0.59777 | 0.00261 | 0.0004018 | 0.0004754 | 0.2138 | 1.0846 | 0.00303 | 0.000448 | 0.000526 | 0.17977 | 1.7417 | 0.0024 | 0.0004039 | 0.0004661 | 0.18167 | 1.7468 | 0.00267 | 0.0004328 | 0.0005041 | 0.16667 | 2.0596 | 0.00233 | 0.0004211 | 0.0004753 | 0.17853 | 2.4659 | 0.00246 | 0.0004345 | 0.0004911 | 0.18333 | 2.4868 | 0.00269 | 0.0004576 | 0.0005222 | 0.18756 | 2.9246 | 0.00266 | 0.0004836 | 0.000543 | 0.19119 | 2.9456 | 0.00288 | 0.0005056 | 0.0005722 | 0.19446 | 2.9636 | 0.00309 | 0.0005268 | 0.0006008 | 0.19739 | 3.4468 | 0.00289 | 0.0005028 | 0.0005655 | 0.18758 | 3.3007 | 0.00289 | 0.0005426 | 0.0006009 | 0.19053 | 3.3227 | 0.00308 | 0.000562 | 0.0006267 | 0.18189 | 3.258 | 0.00314 | 0.0005762 | 0.0006424 | 0.18762 | 4.1018 | 0.00308 | 0.0006366 | 0.0006871 | 0.18531 | 4.2105 | 0.00325 | 0.0006305 | 0.0006931 | 0.19659 | 4.8651 | 0.00299 | 0.0005377 | 0.0005989 | 0.18981 | 4.7849 | 0.00304 | 0.0005474 | 0.0006098 | 0.18766 | 5.2191 | 0.00308 | 0.0005622 | 0.0006249 | 0.18588 | 5.3929 | 0.00316 | 0.0005624 | 0.0006281 | 0.18936 | 5.4477 | 0.00339 | 0.0005839 | 0.0006572 | 0.19462 | 5.5137 | 0.00335 | 0.000582 | 0.0006563 | 0.20019 | 5.6127 | 0.00381 | 0.0006246 | 0.0007134 | 0.20019 | 6.5178 | 0.00329 | 0.0005819 | 0.0006468 | 0.20475 | 6.595 | 0.00369 | 0.000619 | 0.0006963 | 0.20854 | 6.6583 | 0.00409 | 0.0006542 | 0.0007437 | 0.20856 | 6.8028 | 0.00401 | 0.0006784 | 0.000765 | 0.20022 | 6.6535 | 0.00409 | 0.0006908 | 0.000779 | 0.21592 | 7.7816 | 0.00401 | 0.0006696 | 0.0007549 | 0.21178 | 7.831 | 0.00396 | 0.0006964 | 0.0007747 | 0.21453 | 8.0286 | 0.00441 | 0.0007944 | 0.000883 | 0.20713 | 7.2999 | 0.00543 | 0.0011 | 0.00121 | 0.20335 | 7.184 | 0.00598 | 0.00116 | 0.00129 | 0.20658 | 7.8622 | 0.00468 | 0.0008505 | 0.0009413 | 0.20022 | 7.7022 | 0.00475 | 0.0008617 | 0.0009537 | 0.20335 | 8.3608 | 0.00421 | 0.000731 | 0.000812 | 0.20021 | 8.2909 | 0.00458 | 0.000767 | 0.0008585 | 0.20022 | 8.7845 | 0.00476 | 0.0009098 | 0.0009966 | 0.20856 | 9.0192 | 0.00502 | 0.0009289 | 0.00102 | 0.19532 | 8.7013 | 0.00498 | 0.0008353 | 0.0009321 | 0.19007 | 8.0735 | 0.00483 | 0.0008486 | 0.0009363 | 0.19774 | 8.2738 | 0.00508 | 0.0008666 | 0.0009635 | 0.19251 | 8.5322 | 0.00467 | 0.000829 | 0.0009118 | 0.19068 | 8.4776 | 0.00501 | 0.0008616 | 0.0009539 | 0.18624 | 8.3366 | 0.00506 | 0.0008688 | 0.0009614 | 0.17997 | 8.9529 | 0.00459 | 0.0007958 | 0.0008724 | 0.17797 | 8.5476 | 0.00474 | 0.0008464 | 0.0009228 | 0.17725 | 8.5323 | 0.00506 | 0.0008753 | 0.0009601 | 0.18298 | 8.4092 | 0.00509 | 0.0008926 | 0.0009762 | 0.18497 | 9.483 | 0.00466 | 0.0008212 | 0.0008962 | 0.16837 | 9.3657 | 0.00504 | 0.0009257 | 0.0009956 | 0.16528 | 9.2383 | 0.00508 | 0.0009309 | 0.001 | 0.1773 | 9.5422 | 0.00585 | 0.0009939 | 0.00107 | 0.18159 | 10.8371 | 0.00502 | 0.0008176 | 0.0008851 | 0.17455 | 10.5468 | 0.00509 | 0.0008258 | 0.0008921 | 0.18395 | 10.9501 | 0.00556 | 0.0008602 | 0.0009413 | 0.19516 | 10.6719 | 0.0062 | 0.001 | 0.00109 | 0.19109 | 10.7539 | 0.00598 | 0.0009812 | 0.00106 | 0.18877 | 11.1571 | 0.00602 | 0.0009082 | 0.00098 | 0.19705 | 12.903 | 0.00596 | 0.0008684 | 0.0009467 | 0.19238 | 11.995 | 0.00611 | 0.0009067 | 0.0009791 | 0.20724 | 13.562 | 0.00671 | 0.000979 | 0.00107 | 0.18942 | 13.212 | 0.00602 | 0.0008373 | 0.0008988 | 0.19039 | 11.986 | 0.00685 | 0.00101 | 0.00107 | 0.19233 | 13.614 | 0.00625 | 0.000859 | 0.0009189 | 0.19141 | 14.04 | 0.00599 | 0.000818 | 0.0008754 | 0.19393 | 14.223 | 0.0066 | 0.0008913 | 0.0009486 | 0.19145 | 13.735 | 0.00651 | 0.0008791 | 0.0009276 | 0.18904 | 13.614 | 0.00653 | 0.0008796 | 0.0009272
0.19841 | 0.17835 | 0.00162 | 0.0002894 | 0.0003519 | 0.22344 | 0.17287 | 0.00389 | 0.0004966 | 0.0006617 | 0.21552 | 0.17461 | 0.00574 | 0.0006418 | 0.0008779 | 0.21552 | 0.59543 | 0.00206 | 0.0003313 | 0.0003885 | 0.22483 | 0.59367 | 0.00289 | 0.000413 | 0.000497 | 0.22805 | 1.0874 | 0.00318 | 0.0004525 | 0.0005357 | 0.19974 | 1.7851 | 0.00258 | 0.0004114 | 0.0004804 | 0.20438 | 1.7951 | 0.00291 | 0.0004417 | 0.0005211 | 0.1875 | 2.1366 | 0.00252 | 0.0004293 | 0.0004908 | 0.19639 | 2.5379 | 0.00262 | 0.000441 | 0.0005036 | 0.2 | 2.5519 | 0.00286 | 0.0004637 | 0.0005341 | 0.20319 | 3.0085 | 0.0028 | 0.0004887 | 0.0005532 | 0.20589 | 3.0226 | 0.00302 | 0.0005105 | 0.0005821 | 0.20834 | 3.0346 | 0.00323 | 0.0005315 | 0.0006103 | 0.21055 | 3.5317 | 0.00301 | 0.0005068 | 0.0005737 | 0.20008 | 3.3924 | 0.00301 | 0.0005474 | 0.0006104 | 0.21435 | 3.4903 | 0.00332 | 0.0005714 | 0.0006445 | 0.20463 | 3.4245 | 0.00339 | 0.0005858 | 0.0006608 | 0.20846 | 4.3228 | 0.00328 | 0.0006441 | 0.0007017 | 0.20384 | 4.4282 | 0.00344 | 0.0006382 | 0.0007081 | 0.21446 | 5.0668 | 0.00316 | 0.0005441 | 0.0006113 | 0.20707 | 4.9855 | 0.00321 | 0.0005539 | 0.0006225 | 0.2033 | 5.454 | 0.00323 | 0.0005687 | 0.0006373 | 0.20018 | 5.6106 | 0.0033 | 0.0005688 | 0.0006402 | 0.21642 | 5.845 | 0.00368 | 0.000596 | 0.0006796 | 0.22242 | 5.9835 | 0.00363 | 0.0005949 | 0.00068 | 0.22521 | 6.0294 | 0.00409 | 0.0006364 | 0.0007357 | 0.22521 | 6.9152 | 0.00353 | 0.000592 | 0.0006657 | 0.22751 | 6.9512 | 0.00393 | 0.0006284 | 0.0007142 | 0.22939 | 6.9811 | 0.00433 | 0.0006629 | 0.0007607 | 0.22942 | 7.1594 | 0.00425 | 0.0006879 | 0.0007832 | 0.22024 | 7.0068 | 0.00433 | 0.0007007 | 0.0007979 | 0.23555 | 8.1294 | 0.00422 | 0.0006771 | 0.0007697 | 0.23103 | 8.1611 | 0.00417 | 0.0007041 | 0.0007897 | 0.23241 | 8.4342 | 0.00461 | 0.0008023 | 0.0008987 | 0.22439 | 7.8229 | 0.00565 | 0.00111 | 0.00123 | 0.219 | 7.6664 | 0.0062 | 0.00117 | 0.00131 | 0.22247 | 8.2522 | 0.00489 | 0.0008594 | 0.0009587 | 0.21562 | 8.0869 | 0.00496 | 0.000871 | 0.0009717 | 0.21899 | 8.714 | 0.0044 | 0.0007396 | 0.0008282 | 0.21452 | 8.6185 | 0.00478 | 0.0007754 | 0.0008746 | 0.21452 | 9.1809 | 0.00494 | 0.0009178 | 0.00101 | 0.22246 | 9.3936 | 0.00519 | 0.0009363 | 0.00104 | 0.20753 | 9.0154 | 0.00517 | 0.0008438 | 0.0009482 | 0.20274 | 8.4 | 0.00503 | 0.0008588 | 0.0009552 | 0.21009 | 8.5865 | 0.00527 | 0.0008761 | 0.0009813 | 0.20534 | 8.9382 | 0.00485 | 0.0008387 | 0.0009298 | 0.2026 | 8.8562 | 0.0052 | 0.0008711 | 0.0009717 | 0.19788 | 8.7089 | 0.00525 | 0.0008785 | 0.0009796 | 0.19121 | 9.2728 | 0.00477 | 0.0008053 | 0.0008898 | 0.18909 | 8.8406 | 0.00493 | 0.000857 | 0.0009419 | 0.18768 | 8.808 | 0.00524 | 0.0008857 | 0.0009789 | 0.19374 | 8.7458 | 0.00528 | 0.0009035 | 0.000996 | 0.19585 | 9.818 | 0.00482 | 0.0008304 | 0.000913 | 0.18708 | 10.1261 | 0.00537 | 0.0009462 | 0.00103 | 0.18365 | 9.991 | 0.00542 | 0.0009519 | 0.00104 | 0.197 | 10.3387 | 0.00625 | 0.00102 | 0.00112 | 0.20177 | 11.685 | 0.00538 | 0.0008391 | 0.0009223 | 0.19394 | 11.3581 | 0.00546 | 0.0008483 | 0.0009307 | 0.20234 | 11.7124 | 0.00592 | 0.0008804 | 0.0009768 | 0.2129 | 11.2572 | 0.00657 | 0.00103 | 0.00113 | 0.20846 | 11.3485 | 0.00635 | 0.001 | 0.0011 | 0.2045 | 11.7928 | 0.00638 | 0.0009307 | 0.00102 | 0.21221 | 13.6008 | 0.00627 | 0.000886 | 0.0009774 | 0.20718 | 12.62 | 0.00645 | 0.0009273 | 0.00101 | 0.22106 | 14.181 | 0.007 | 0.0009956 | 0.0011 | 0.20205 | 13.762 | 0.00633 | 0.0008564 | 0.0009298 | 0.20308 | 12.665 | 0.00718 | 0.00103 | 0.00111 | 0.21637 | 14.817 | 0.00683 | 0.0008962 | 0.0009781 | 0.21533 | 15.121 | 0.00656 | 0.0008541 | 0.0009319 | 0.21548 | 15.351 | 0.00716 | 0.0009276 | 0.00101 | 0.21273 | 14.838 | 0.00709 | 0.0009184 | 0.0009879 | 0.21004 | 14.695 | 0.00711 | 0.0009195 | 0.0009881
0.22321 | 0.17283 | 0.00185 | 0.0003087 | 0.0003839 | 0.24826 | 0.16745 | 0.00437 | 0.0005247 | 0.0007124 | 0.2321 | 0.17099 | 0.00622 | 0.000664 | 0.000921 | 0.2321 | 0.59197 | 0.0022 | 0.0003373 | 0.0004004 | 0.24981 | 0.58728 | 0.00317 | 0.0004237 | 0.0005179 | 0.2423 | 1.0893 | 0.00334 | 0.0004569 | 0.0005451 | 0.22471 | 1.8295 | 0.00281 | 0.00042 | 0.0004967 | 0.22709 | 1.8336 | 0.00314 | 0.0004498 | 0.0005367 | 0.20833 | 2.2008 | 0.00271 | 0.0004366 | 0.0005049 | 0.21424 | 2.601 | 0.00278 | 0.0004468 | 0.0005151 | 0.21667 | 2.6091 | 0.00302 | 0.0004693 | 0.0005452 | 0.21882 | 3.0826 | 0.00294 | 0.0004934 | 0.0005627 | 0.2206 | 3.0907 | 0.00315 | 0.000515 | 0.0005912 | 0.22223 | 3.0978 | 0.00337 | 0.0005358 | 0.0006192 | 0.23687 | 3.6759 | 0.00324 | 0.0005144 | 0.0005886 | 0.22509 | 3.559 | 0.00325 | 0.0005564 | 0.0006277 | 0.23816 | 3.6392 | 0.00355 | 0.0005795 | 0.0006604 | 0.22737 | 3.5743 | 0.00362 | 0.0005942 | 0.0006772 | 0.22931 | 4.5202 | 0.00347 | 0.0006505 | 0.0007147 | 0.22237 | 4.6293 | 0.00362 | 0.0006449 | 0.0007214 | 0.23233 | 5.2559 | 0.00332 | 0.0005497 | 0.0006225 | 0.22432 | 5.1735 | 0.00337 | 0.0005598 | 0.000634 | 0.21894 | 5.6754 | 0.00338 | 0.0005744 | 0.0006486 | 0.22877 | 6.0133 | 0.00359 | 0.0005803 | 0.0006616 | 0.24347 | 6.2049 | 0.00395 | 0.0006061 | 0.0006989 | 0.25022 | 6.4139 | 0.0039 | 0.0006055 | 0.0007002 | 0.25024 | 6.4153 | 0.00436 | 0.0006463 | 0.0007549 | 0.25023 | 7.277 | 0.00377 | 0.0006006 | 0.0006822 | 0.25026 | 7.2795 | 0.00417 | 0.0006365 | 0.00073 | 0.25025 | 7.2809 | 0.00456 | 0.0006706 | 0.000776 | 0.25027 | 7.4932 | 0.00447 | 0.0006962 | 0.0007995 | 0.24026 | 7.3363 | 0.00456 | 0.0007093 | 0.0008147 | 0.25518 | 8.4513 | 0.00442 | 0.0006838 | 0.0007831 | 0.25028 | 8.4663 | 0.00437 | 0.000711 | 0.0008033 | 0.25029 | 8.8138 | 0.00481 | 0.0008092 | 0.0009127 | 0.24165 | 8.3122 | 0.00585 | 0.00112 | 0.00125 | 0.23464 | 8.12 | 0.0064 | 0.00118 | 0.00133 | 0.23836 | 8.6244 | 0.00508 | 0.0008674 | 0.0009744 | 0.23103 | 8.4558 | 0.00516 | 0.0008792 | 0.000988 | 0.23464 | 9.0495 | 0.00459 | 0.0007472 | 0.000843 | 0.22882 | 8.9294 | 0.00497 | 0.0007829 | 0.0008893 | 0.22882 | 9.5577 | 0.00512 | 0.000925 | 0.00103 | 0.23637 | 9.7502 | 0.00537 | 0.000943 | 0.00105 | 0.21973 | 9.3157 | 0.00535 | 0.0008515 | 0.0009632 | 0.21541 | 8.717 | 0.00522 | 0.0008681 | 0.0009726 | 0.22245 | 8.8904 | 0.00546 | 0.0008848 | 0.0009978 | 0.21817 | 9.3357 | 0.00503 | 0.0008473 | 0.0009462 | 0.21451 | 9.2271 | 0.00538 | 0.0008796 | 0.0009881 | 0.20952 | 9.0736 | 0.00544 | 0.0008873 | 0.0009964 | 0.20246 | 9.5793 | 0.00494 | 0.0008141 | 0.000906 | 0.20021 | 9.1193 | 0.00511 | 0.0008668 | 0.0009596 | 0.20853 | 9.3228 | 0.00561 | 0.0009047 | 0.00101 | 0.21527 | 9.3981 | 0.00564 | 0.0009232 | 0.00103 | 0.21761 | 10.4505 | 0.00515 | 0.0008471 | 0.0009432 | 0.21047 | 11.0176 | 0.00576 | 0.0009676 | 0.00107 | 0.2066 | 10.8759 | 0.00581 | 0.0009738 | 0.00108 | 0.2167 | 11.1038 | 0.00664 | 0.00104 | 0.00116 | 0.22194 | 12.5007 | 0.00572 | 0.0008572 | 0.0009547 | 0.21334 | 12.1624 | 0.00581 | 0.0008673 | 0.0009644 | 0.22074 | 12.4612 | 0.00627 | 0.0008977 | 0.00101 | 0.23065 | 11.8147 | 0.00693 | 0.00104 | 0.00116 | 0.22583 | 11.9118 | 0.0067 | 0.00102 | 0.00113 | 0.22023 | 12.4448 | 0.00672 | 0.0009504 | 0.00105 | 0.22737 | 14.2946 | 0.00656 | 0.0009016 | 0.00101 | 0.22198 | 13.2407 | 0.00677 | 0.0009456 | 0.00105 | 0.24869 | 15.393 | 0.00756 | 0.00103 | 0.00115 | 0.22731 | 14.858 | 0.00691 | 0.0008912 | 0.0009856 | 0.22846 | 14.029 | 0.00779 | 0.00107 | 0.00117 | 0.24041 | 16.03 | 0.00737 | 0.0009268 | 0.00103 | 0.23926 | 16.201 | 0.00709 | 0.0008845 | 0.0009813 | 0.23703 | 16.496 | 0.00768 | 0.000958 | 0.00106 | 0.234 | 15.999 | 0.00762 | 0.0009514 | 0.00104 | 0.23104 | 15.836 | 0.00765 | 0.000953 | 0.00104
0.24802 | 0.16741 | 0.00209 | 0.0003279 | 0.0004163 | 0.27309 | 0.16223 | 0.00487 | 0.0005528 | 0.0007637 | 0.26525 | 0.16386 | 0.00721 | 0.000715 | 0.00101 | 0.26525 | 0.58258 | 0.00248 | 0.0003498 | 0.0004236 | 0.27479 | 0.57941 | 0.00346 | 0.0004341 | 0.0005384 | 0.25656 | 1.0892 | 0.00349 | 0.0004611 | 0.0005543 | 0.24968 | 1.865 | 0.00304 | 0.0004278 | 0.0005119 | 0.2498 | 1.8651 | 0.00336 | 0.0004571 | 0.0005512 | 0.22917 | 2.2551 | 0.0029 | 0.0004432 | 0.0005179 | 0.23209 | 2.6572 | 0.00294 | 0.0004522 | 0.0005258 | 0.23333 | 2.6613 | 0.00318 | 0.0004744 | 0.0005555 | 0.23445 | 3.1477 | 0.00307 | 0.0004978 | 0.0005715 | 0.23531 | 3.1519 | 0.00329 | 0.0005191 | 0.0005998 | 0.25001 | 3.2053 | 0.00363 | 0.0005441 | 0.0006354 | 0.26319 | 3.7913 | 0.00346 | 0.0005211 | 0.000602 | 0.2501 | 3.7081 | 0.00348 | 0.0005642 | 0.0006431 | 0.26198 | 3.7725 | 0.00378 | 0.0005866 | 0.0006748 | 0.2501 | 3.7086 | 0.00385 | 0.0006016 | 0.000692 | 0.25016 | 4.6969 | 0.00365 | 0.0006562 | 0.0007263 | 0.2409 | 4.8129 | 0.00379 | 0.0006508 | 0.0007335 | 0.25021 | 5.4323 | 0.00347 | 0.0005548 | 0.0006328 | 0.24158 | 5.3488 | 0.00353 | 0.000565 | 0.0006446 | 0.25022 | 6.0803 | 0.00366 | 0.0005849 | 0.0006685 | 0.25737 | 6.3764 | 0.00386 | 0.0005899 | 0.0006801 | 0.27052 | 6.5317 | 0.00422 | 0.0006148 | 0.0007158 | 0.27802 | 6.8054 | 0.00415 | 0.0006143 | 0.0007176 | 0.27526 | 6.7692 | 0.00461 | 0.0006547 | 0.0007718 | 0.27525 | 7.6099 | 0.00399 | 0.000608 | 0.0006969 | 0.27301 | 7.5818 | 0.00439 | 0.0006436 | 0.0007443 | 0.2711 | 7.5586 | 0.00479 | 0.0006774 | 0.0007898 | 0.27113 | 7.8049 | 0.00469 | 0.0007035 | 0.0008141 | 0.26029 | 7.6458 | 0.00478 | 0.0007169 | 0.0008299 | 0.27481 | 8.751 | 0.00461 | 0.0006898 | 0.0007953 | 0.26954 | 8.7505 | 0.00456 | 0.0007171 | 0.0008157 | 0.26817 | 9.1695 | 0.00499 | 0.0008153 | 0.0009255 | 0.25891 | 8.7686 | 0.00604 | 0.00113 | 0.00127 | 0.25028 | 8.5476 | 0.0066 | 0.00119 | 0.00135 | 0.25425 | 8.9816 | 0.00527 | 0.0008745 | 0.0009888 | 0.24643 | 8.8088 | 0.00535 | 0.0008865 | 0.001 | 0.25028 | 9.3681 | 0.00477 | 0.0007541 | 0.0008566 | 0.24312 | 9.2272 | 0.00515 | 0.0007898 | 0.000903 | 0.24312 | 9.9165 | 0.00529 | 0.0009315 | 0.00104 | 0.25027 | 10.0908 | 0.00553 | 0.000949 | 0.00107 | 0.24415 | 9.8823 | 0.00569 | 0.0008656 | 0.0009901 | 0.22808 | 9.0242 | 0.0054 | 0.0008765 | 0.0009887 | 0.24717 | 9.4723 | 0.00582 | 0.0009006 | 0.00103 | 0.23101 | 9.7235 | 0.0052 | 0.000855 | 0.0009613 | 0.23835 | 9.9443 | 0.00573 | 0.0008949 | 0.00102 | 0.2328 | 9.7813 | 0.00579 | 0.0009031 | 0.00103 | 0.22496 | 10.157 | 0.00528 | 0.0008301 | 0.0009353 | 0.22246 | 9.6396 | 0.00546 | 0.0008847 | 0.0009918 | 0.2346 | 9.9103 | 0.00603 | 0.0009253 | 0.00105 | 0.24218 | 10.1692 | 0.00606 | 0.0009439 | 0.00107 | 0.24481 | 11.1876 | 0.00553 | 0.000865 | 0.0009758 | 0.23385 | 11.8605 | 0.00612 | 0.0009851 | 0.0011 | 0.22956 | 11.7081 | 0.00617 | 0.0009917 | 0.00111 | 0.2364 | 11.836 | 0.00699 | 0.00106 | 0.00119 | 0.24212 | 13.3025 | 0.00604 | 0.0008727 | 0.0009833 | 0.23273 | 12.9429 | 0.00614 | 0.0008835 | 0.0009942 | 0.23913 | 13.1952 | 0.00659 | 0.0009127 | 0.00104 | 0.24839 | 12.3471 | 0.00727 | 0.00106 | 0.0012 | 0.2432 | 12.4605 | 0.00704 | 0.00104 | 0.00117 | 0.23596 | 13.092 | 0.00704 | 0.0009679 | 0.00108 | 0.24253 | 14.983 | 0.00684 | 0.0009155 | 0.00103 | 0.23678 | 13.8564 | 0.00707 | 0.0009619 | 0.00107 | 0.27632 | 16.5591 | 0.00808 | 0.00105 | 0.0012 | 0.25257 | 15.961 | 0.00744 | 0.0009201 | 0.00103 | 0.25385 | 15.39 | 0.00835 | 0.0011 | 0.00123 | 0.26445 | 17.226 | 0.00787 | 0.0009525 | 0.00107 | 0.26318 | 17.276 | 0.00758 | 0.0009102 | 0.00102 | 0.25858 | 17.636 | 0.00816 | 0.000984 | 0.0011 | 0.25527 | 17.175 | 0.00812 | 0.0009794 | 0.00109 | 0.25205 | 17.001 | 0.00815 | 0.0009814 | 0.00109
0.27282 | 0.1622 | 0.00233 | 0.0003471 | 0.0004491 | 0.29791 | 0.15722 | 0.00539 | 0.000581 | 0.0008158 | 0.29841 | 0.15724 | 0.00825 | 0.0007659 | 0.0011 | 0.29841 | 0.5711 | 0.00277 | 0.0003619 | 0.0004464 | 0.29978 | 0.57065 | 0.00375 | 0.0004441 | 0.0005586 | 0.28506 | 1.085 | 0.0038 | 0.0004701 | 0.000572 | 0.27464 | 1.8926 | 0.00326 | 0.000435 | 0.0005259 | 0.2725 | 1.8907 | 0.00358 | 0.0004639 | 0.0005648 | 0.25 | 2.3005 | 0.00308 | 0.0004492 | 0.0005299 | 0.24995 | 2.7065 | 0.0031 | 0.0004571 | 0.0005359 | 0.25 | 2.7067 | 0.00333 | 0.0004791 | 0.0005653 | 0.25008 | 3.206 | 0.0032 | 0.0005018 | 0.0005799 | 0.26472 | 3.2535 | 0.00355 | 0.0005272 | 0.0006157 | 0.27779 | 3.2921 | 0.00389 | 0.0005515 | 0.0006502 | 0.2895 | 3.884 | 0.00368 | 0.000527 | 0.0006142 | 0.27511 | 3.8405 | 0.0037 | 0.0005711 | 0.000657 | 0.2858 | 3.8931 | 0.00399 | 0.000593 | 0.0006879 | 0.27284 | 3.8291 | 0.00407 | 0.0006082 | 0.0007055 | 0.271 | 4.855 | 0.00382 | 0.0006612 | 0.0007369 | 0.25943 | 4.9827 | 0.00396 | 0.0006561 | 0.0007445 | 0.28595 | 5.7491 | 0.00377 | 0.0005644 | 0.0006511 | 0.27609 | 5.6664 | 0.00383 | 0.0005749 | 0.0006634 | 0.2815 | 6.4395 | 0.00393 | 0.0005936 | 0.0006856 | 0.28597 | 6.7036 | 0.00411 | 0.0005981 | 0.0006962 | 0.29757 | 6.8274 | 0.00447 | 0.0006222 | 0.0007308 | 0.30583 | 7.1598 | 0.00439 | 0.0006219 | 0.000733 | 0.30029 | 7.0928 | 0.00485 | 0.0006621 | 0.0007868 | 0.30028 | 7.9147 | 0.0042 | 0.0006146 | 0.0007101 | 0.29576 | 7.8629 | 0.00461 | 0.0006499 | 0.0007572 | 0.29195 | 7.8189 | 0.00501 | 0.0006836 | 0.0008025 | 0.29198 | 8.0974 | 0.0049 | 0.00071 | 0.0008275 | 0.28031 | 7.9371 | 0.00499 | 0.0007237 | 0.0008437 | 0.29444 | 9.0295 | 0.0048 | 0.0006952 | 0.0008065 | 0.28879 | 9.0144 | 0.00475 | 0.0007227 | 0.0008272 | 0.28605 | 9.5048 | 0.00517 | 0.0008209 | 0.0009371 | 0.27617 | 9.1949 | 0.00622 | 0.00114 | 0.00128 | 0.26592 | 8.948 | 0.00679 | 0.0012 | 0.00136 | 0.27014 | 9.3227 | 0.00545 | 0.0008809 | 0.001 | 0.26183 | 9.1477 | 0.00554 | 0.0008932 | 0.00102 | 0.26592 | 9.6716 | 0.00494 | 0.0007604 | 0.0008692 | 0.25742 | 9.5109 | 0.00533 | 0.0007961 | 0.0009156 | 0.25742 | 10.2632 | 0.00545 | 0.0009373 | 0.00105 | 0.27808 | 10.7322 | 0.00585 | 0.0009601 | 0.00109 | 0.27467 | 10.5311 | 0.0061 | 0.0008809 | 0.00102 | 0.25343 | 9.6134 | 0.00576 | 0.0008919 | 0.00102 | 0.27807 | 10.1553 | 0.00624 | 0.0009175 | 0.00106 | 0.25667 | 10.4661 | 0.00553 | 0.000869 | 0.0009881 | 0.26814 | 10.7905 | 0.00613 | 0.000911 | 0.00105 | 0.2619 | 10.6161 | 0.00619 | 0.0009196 | 0.00106 | 0.25308 | 10.8246 | 0.00567 | 0.0008474 | 0.0009671 | 0.25026 | 10.2348 | 0.00587 | 0.000904 | 0.00103 | 0.26067 | 10.445 | 0.00644 | 0.0009428 | 0.00108 | 0.26909 | 10.8896 | 0.00646 | 0.0009611 | 0.0011 | 0.27201 | 11.8602 | 0.00589 | 0.00088 | 0.001 | 0.25724 | 12.6389 | 0.00645 | 0.0009999 | 0.00113 | 0.25251 | 12.4861 | 0.00651 | 0.00101 | 0.00114 | 0.2561 | 12.5429 | 0.00733 | 0.00108 | 0.00122 | 0.2623 | 14.0791 | 0.00634 | 0.000886 | 0.00101 | 0.25212 | 13.6984 | 0.00645 | 0.0008976 | 0.00102 | 0.25753 | 13.9035 | 0.00689 | 0.0009258 | 0.00106 | 0.26613 | 12.8636 | 0.0076 | 0.00108 | 0.00122 | 0.26058 | 12.9937 | 0.00736 | 0.00106 | 0.00119 | 0.25169 | 13.7235 | 0.00735 | 0.0009834 | 0.00111 | 0.27284 | 16.3114 | 0.00737 | 0.0009405 | 0.00108 | 0.26638 | 15.07 | 0.00764 | 0.0009913 | 0.00113 | 0.30395 | 17.6766 | 0.00856 | 0.00107 | 0.00124 | 0.27782 | 17.056 | 0.00795 | 0.0009446 | 0.00108 | 0.27923 | 16.715 | 0.00887 | 0.00113 | 0.00128 | 0.28849 | 18.404 | 0.00833 | 0.0009743 | 0.00111 | 0.28711 | 18.342 | 0.00805 | 0.0009323 | 0.00106 | 0.28013 | 18.767 | 0.00862 | 0.00101 | 0.00114 | 0.27654 | 18.363 | 0.00859 | 0.001 | 0.00113 | 0.27305 | 18.167 | 0.00863 | 0.00101 | 0.00113
0.29762 | 0.15729 | 0.00258 | 0.0003663 | 0.0004826 | 0.32274 | 0.1526 | 0.00592 | 0.0006093 | 0.0008687 | 0.33156 | 0.15102 | 0.00934 | 0.0008172 | 0.00119 | 0.33156 | 0.55864 | 0.00306 | 0.0003737 | 0.000469 | 0.32476 | 0.5613 | 0.00404 | 0.0004541 | 0.0005786 | 0.3207 | 1.0749 | 0.00419 | 0.0004814 | 0.0005933 | 0.29961 | 1.9142 | 0.00348 | 0.0004416 | 0.0005392 | 0.29521 | 1.9114 | 0.0038 | 0.0004702 | 0.0005776 | 0.27083 | 2.34 | 0.00326 | 0.0004547 | 0.0005411 | 0.2678 | 2.751 | 0.00325 | 0.0004617 | 0.0005453 | 0.26667 | 2.7481 | 0.00348 | 0.0004836 | 0.0005745 | 0.28134 | 3.3017 | 0.00346 | 0.0005096 | 0.0005952 | 0.29413 | 3.3354 | 0.0038 | 0.0005344 | 0.00063 | 0.30557 | 3.3621 | 0.00414 | 0.0005582 | 0.0006636 | 0.31582 | 3.9579 | 0.00389 | 0.0005325 | 0.0006255 | 0.30012 | 3.9581 | 0.00391 | 0.0005773 | 0.0006698 | 0.30961 | 3.9998 | 0.00421 | 0.0005988 | 0.0007 | 0.29558 | 3.9387 | 0.00429 | 0.0006141 | 0.0007179 | 0.29185 | 4.9983 | 0.00399 | 0.0006658 | 0.0007467 | 0.29649 | 5.281 | 0.00429 | 0.0006661 | 0.000764 | 0.32169 | 6.0236 | 0.00406 | 0.0005725 | 0.0006671 | 0.3106 | 5.9429 | 0.00412 | 0.0005832 | 0.0006798 | 0.31277 | 6.7574 | 0.00418 | 0.0006011 | 0.0007006 | 0.31456 | 6.9974 | 0.00436 | 0.0006053 | 0.0007106 | 0.32462 | 7.0947 | 0.00471 | 0.0006288 | 0.0007443 | 0.33363 | 7.4808 | 0.00462 | 0.0006286 | 0.0007466 | 0.32531 | 7.389 | 0.00508 | 0.0006685 | 0.0008003 | 0.3253 | 8.1961 | 0.00441 | 0.0006204 | 0.0007221 | 0.31851 | 8.1235 | 0.00481 | 0.0006556 | 0.000769 | 0.31281 | 8.0607 | 0.00522 | 0.0006891 | 0.0008141 | 0.31284 | 8.3725 | 0.0051 | 0.0007159 | 0.0008397 | 0.30033 | 8.21 | 0.0052 | 0.0007298 | 0.0008564 | 0.31407 | 9.2905 | 0.00498 | 0.0007001 | 0.0008168 | 0.30804 | 9.263 | 0.00493 | 0.0007277 | 0.0008378 | 0.30392 | 9.8189 | 0.00534 | 0.0008259 | 0.0009478 | 0.29343 | 9.593 | 0.0064 | 0.00114 | 0.0013 | 0.28157 | 9.3252 | 0.00697 | 0.0012 | 0.00138 | 0.28603 | 9.6506 | 0.00563 | 0.0008866 | 0.00101 | 0.27723 | 9.4713 | 0.00571 | 0.0008992 | 0.00103 | 0.28156 | 9.9619 | 0.00511 | 0.0007662 | 0.0008809 | 0.28602 | 10.0454 | 0.00567 | 0.0008078 | 0.0009385 | 0.28602 | 10.8971 | 0.00577 | 0.000948 | 0.00107 | 0.31284 | 11.4551 | 0.00623 | 0.0009718 | 0.00111 | 0.30519 | 11.1335 | 0.00649 | 0.0008938 | 0.00104 | 0.28511 | 10.3049 | 0.00617 | 0.0009083 | 0.00105 | 0.30896 | 10.792 | 0.00664 | 0.0009316 | 0.00109 | 0.28876 | 11.3438 | 0.00591 | 0.0008837 | 0.00102 | 0.29793 | 11.5808 | 0.0065 | 0.0009242 | 0.00107 | 0.291 | 11.4059 | 0.00657 | 0.0009332 | 0.00108 | 0.2812 | 11.431 | 0.00605 | 0.0008621 | 0.0009948 | 0.27807 | 10.7769 | 0.00627 | 0.0009205 | 0.00106 | 0.28673 | 10.9428 | 0.00683 | 0.0009579 | 0.00111 | 0.296 | 11.5671 | 0.00682 | 0.0009756 | 0.00113 | 0.29922 | 12.497 | 0.00623 | 0.0008928 | 0.00103 | 0.28062 | 13.3718 | 0.00677 | 0.00101 | 0.00116 | 0.27547 | 13.2185 | 0.00683 | 0.00102 | 0.00117 | 0.2758 | 13.2138 | 0.00765 | 0.00109 | 0.00125 | 0.28247 | 14.8196 | 0.00663 | 0.0008977 | 0.00103 | 0.27152 | 14.428 | 0.00674 | 0.0009098 | 0.00104 | 0.27592 | 14.5953 | 0.00719 | 0.0009373 | 0.00108 | 0.28387 | 13.3536 | 0.00791 | 0.00109 | 0.00125 | 0.27795 | 13.5007 | 0.00767 | 0.00107 | 0.00122 | 0.28315 | 14.9771 | 0.00793 | 0.00101 | 0.00116 | 0.30316 | 17.5816 | 0.00787 | 0.0009611 | 0.00111 | 0.29597 | 16.2462 | 0.00817 | 0.00102 | 0.00117 | 0.33159 | 18.7427 | 0.00902 | 0.00109 | 0.00127 | 0.30308 | 18.1321 | 0.00842 | 0.0009656 | 0.00111 | 0.30462 | 17.999 | 0.00935 | 0.00115 | 0.00132 | 0.31253 | 19.551 | 0.00877 | 0.000993 | 0.00115 | 0.31103 | 19.387 | 0.00849 | 0.0009515 | 0.0011 | 0.30167 | 19.887 | 0.00905 | 0.00103 | 0.00118 | 0.29782 | 19.54 | 0.00903 | 0.00102 | 0.00117 | 0.29405 | 19.334 | 0.00907 | 0.00103 | 0.00117
0.32242 | 0.15257 | 0.00284 | 0.0003858 | 0.0005166 | 0.34757 | 0.14819 | 0.00647 | 0.000638 | 0.0009225 | 0.36472 | 0.1453 | 0.01046 | 0.0008691 | 0.00128 | 0.36472 | 0.54579 | 0.00336 | 0.0003853 | 0.0004915 | 0.34974 | 0.55166 | 0.00434 | 0.0004639 | 0.0005986 | 0.35633 | 1.0617 | 0.00458 | 0.0004922 | 0.0006139 | 0.32458 | 1.9319 | 0.0037 | 0.0004478 | 0.0005518 | 0.31792 | 1.9281 | 0.00402 | 0.0004761 | 0.0005898 | 0.29167 | 2.3726 | 0.00344 | 0.0004599 | 0.0005517 | 0.28565 | 2.7904 | 0.0034 | 0.000466 | 0.0005543 | 0.3 | 2.8192 | 0.00378 | 0.0004926 | 0.0005917 | 0.3126 | 3.3776 | 0.00371 | 0.0005166 | 0.0006092 | 0.32355 | 3.4004 | 0.00405 | 0.0005409 | 0.0006432 | 0.33335 | 3.4193 | 0.00439 | 0.0005643 | 0.0006761 | 0.34214 | 4.016 | 0.0041 | 0.0005375 | 0.000636 | 0.32513 | 4.0639 | 0.00412 | 0.0005829 | 0.0006815 | 0.33343 | 4.0967 | 0.00441 | 0.000604 | 0.0007111 | 0.31831 | 4.0366 | 0.0045 | 0.0006195 | 0.0007293 | 0.33354 | 5.2414 | 0.00431 | 0.0006745 | 0.000764 | 0.33356 | 5.5331 | 0.0046 | 0.0006744 | 0.000781 | 0.35744 | 6.2627 | 0.00433 | 0.0005796 | 0.0006813 | 0.34511 | 6.1849 | 0.0044 | 0.0005905 | 0.0006943 | 0.34405 | 7.039 | 0.00442 | 0.0006076 | 0.0007139 | 0.34316 | 7.2619 | 0.00459 | 0.0006116 | 0.0007235 | 0.35167 | 7.3365 | 0.00494 | 0.0006347 | 0.0007566 | 0.36143 | 7.7703 | 0.00484 | 0.0006345 | 0.000759 | 0.35033 | 7.6597 | 0.00531 | 0.0006743 | 0.0008125 | 0.35032 | 8.4561 | 0.00461 | 0.0006257 | 0.0007331 | 0.34126 | 8.3647 | 0.00502 | 0.0006608 | 0.0007799 | 0.33366 | 8.287 | 0.00542 | 0.0006942 | 0.0008249 | 0.33369 | 8.6322 | 0.0053 | 0.0007212 | 0.000851 | 0.32035 | 8.4685 | 0.0054 | 0.0007353 | 0.000868 | 0.3337 | 9.534 | 0.00516 | 0.0007046 | 0.0008264 | 0.32729 | 9.4961 | 0.00511 | 0.0007324 | 0.0008476 | 0.3218 | 10.1155 | 0.00551 | 0.0008304 | 0.0009578 | 0.31069 | 9.9637 | 0.00657 | 0.00115 | 0.00131 | 0.31285 | 10.0112 | 0.00731 | 0.00121 | 0.0014 | 0.31781 | 10.2611 | 0.00596 | 0.0008973 | 0.00104 | 0.30803 | 10.0814 | 0.00605 | 0.0009102 | 0.00105 | 0.31285 | 10.5025 | 0.00544 | 0.000777 | 0.000902 | 0.32177 | 10.6513 | 0.00607 | 0.0008207 | 0.0009633 | 0.32178 | 11.6304 | 0.00614 | 0.0009594 | 0.0011 | 0.3476 | 12.1109 | 0.00658 | 0.0009817 | 0.00113 | 0.33571 | 11.6886 | 0.00685 | 0.0009049 | 0.00107 | 0.31678 | 10.947 | 0.00657 | 0.0009221 | 0.00108 | 0.33986 | 11.3966 | 0.00702 | 0.0009437 | 0.00111 | 0.32084 | 12.1453 | 0.00627 | 0.0008958 | 0.00104 | 0.32773 | 12.3141 | 0.00685 | 0.0009353 | 0.0011 | 0.3201 | 12.1289 | 0.00693 | 0.0009446 | 0.00111 | 0.30932 | 12.001 | 0.0064 | 0.0008747 | 0.00102 | 0.30588 | 11.2859 | 0.00664 | 0.0009348 | 0.00108 | 0.3128 | 11.4137 | 0.0072 | 0.0009712 | 0.00114 | 0.32291 | 12.2078 | 0.00717 | 0.0009881 | 0.00116 | 0.32642 | 13.0871 | 0.00655 | 0.000904 | 0.00105 | 0.30401 | 14.0681 | 0.00708 | 0.00102 | 0.00118 | 0.29843 | 13.9044 | 0.00714 | 0.00103 | 0.00119 | 0.2955 | 13.8579 | 0.00796 | 0.0011 | 0.00128 | 0.30265 | 15.5435 | 0.0069 | 0.000908 | 0.00105 | 0.29091 | 15.131 | 0.00702 | 0.0009206 | 0.00107 | 0.29432 | 15.26 | 0.00746 | 0.0009475 | 0.0011 | 0.31936 | 14.282 | 0.00851 | 0.00112 | 0.0013 | 0.31269 | 14.4738 | 0.00827 | 0.0011 | 0.00127 | 0.31461 | 16.1818 | 0.00846 | 0.00103 | 0.0012 | 0.33347 | 18.7909 | 0.00832 | 0.0009783 | 0.00115 | 0.32557 | 17.382 | 0.00867 | 0.00104 | 0.00121 | 0.35922 | 19.7658 | 0.00946 | 0.0011 | 0.0013 | 0.32834 | 19.1761 | 0.00887 | 0.0009837 | 0.00115 | 0.33 | 19.2425 | 0.00979 | 0.00116 | 0.00135 | 0.33658 | 20.666 | 0.00919 | 0.00101 | 0.00118 | 0.33496 | 20.401 | 0.00891 | 0.0009683 | 0.00113 | 0.34477 | 22.029 | 0.00985 | 0.00106 | 0.00124 | 0.34036 | 21.846 | 0.00984 | 0.00106 | 0.00123 | 0.33606 | 21.619 | 0.00988 | 0.00106 | 0.00124
0.34722 | 0.14817 | 0.00311 | 0.0004054 | 0.0005513 | 0.39722 | 0.14007 | 0.00763 | 0.0007049 | 0.00103 | 0.39788 | 0.13999 | 0.01164 | 0.0009216 | 0.00137 | 0.39788 | 0.53284 | 0.00367 | 0.0003968 | 0.000514 | 0.37472 | 0.54192 | 0.00465 | 0.0004736 | 0.0006185 | 0.39196 | 1.0466 | 0.00498 | 0.0005028 | 0.000634 | 0.34955 | 1.9456 | 0.00391 | 0.0004537 | 0.0005638 | 0.34063 | 1.9408 | 0.00424 | 0.0004818 | 0.0006015 | 0.3125 | 2.4002 | 0.00361 | 0.0004647 | 0.0005618 | 0.32136 | 2.8575 | 0.0037 | 0.0004748 | 0.0005711 | 0.33333 | 2.8774 | 0.00408 | 0.0005007 | 0.0006074 | 0.34386 | 3.4367 | 0.00396 | 0.000523 | 0.000622 | 0.35296 | 3.4516 | 0.00429 | 0.0005469 | 0.0006554 | 0.36113 | 3.4645 | 0.00463 | 0.0005699 | 0.0006879 | 0.36846 | 4.0631 | 0.00431 | 0.0005422 | 0.0006459 | 0.35014 | 4.1578 | 0.00433 | 0.0005881 | 0.0006924 | 0.38106 | 4.2609 | 0.00481 | 0.0006147 | 0.0007314 | 0.36379 | 4.2046 | 0.0049 | 0.0006304 | 0.0007501 | 0.37523 | 5.4391 | 0.00463 | 0.0006819 | 0.0007793 | 0.37062 | 5.7466 | 0.00489 | 0.0006817 | 0.0007959 | 0.39318 | 6.4703 | 0.00459 | 0.0005859 | 0.0006941 | 0.37962 | 6.3954 | 0.00466 | 0.0005969 | 0.0007074 | 0.37533 | 7.2881 | 0.00466 | 0.0006133 | 0.0007259 | 0.37176 | 7.4999 | 0.00482 | 0.0006172 | 0.0007353 | 0.37873 | 7.5546 | 0.00516 | 0.0006401 | 0.0007678 | 0.38923 | 8.0313 | 0.00505 | 0.0006397 | 0.0007702 | 0.37536 | 7.9057 | 0.00552 | 0.0006795 | 0.0008237 | 0.37535 | 8.6956 | 0.00481 | 0.0006305 | 0.0007433 | 0.36401 | 8.5902 | 0.00522 | 0.0006655 | 0.00079 | 0.35451 | 8.4996 | 0.00562 | 0.0006988 | 0.0008349 | 0.35455 | 8.8762 | 0.00549 | 0.0007261 | 0.0008614 | 0.34037 | 8.7124 | 0.0056 | 0.0007404 | 0.0008788 | 0.35333 | 9.764 | 0.00533 | 0.0007087 | 0.0008354 | 0.34655 | 9.7157 | 0.00529 | 0.0007367 | 0.0008569 | 0.35756 | 10.6621 | 0.00583 | 0.0008391 | 0.0009756 | 0.34521 | 10.6317 | 0.00689 | 0.00116 | 0.00133 | 0.35196 | 10.7618 | 0.00771 | 0.00123 | 0.00143 | 0.35754 | 10.9581 | 0.00635 | 0.0009088 | 0.00106 | 0.34654 | 10.7821 | 0.00645 | 0.0009221 | 0.00108 | 0.35195 | 11.1286 | 0.00582 | 0.0007888 | 0.000925 | 0.35753 | 11.2088 | 0.00645 | 0.0008316 | 0.000985 | 0.35753 | 12.2865 | 0.00648 | 0.000969 | 0.00112 | 0.38236 | 12.7089 | 0.00692 | 0.0009901 | 0.00115 | 0.36622 | 12.1959 | 0.0072 | 0.0009145 | 0.00109 | 0.34846 | 11.5619 | 0.00694 | 0.0009339 | 0.0011 | 0.37075 | 11.9633 | 0.00737 | 0.0009542 | 0.00113 | 0.35293 | 12.8896 | 0.0066 | 0.000906 | 0.00106 | 0.35752 | 12.9898 | 0.00718 | 0.0009448 | 0.00112 | 0.3492 | 12.8043 | 0.00726 | 0.0009544 | 0.00113 | 0.33744 | 12.5338 | 0.00674 | 0.0008858 | 0.00104 | 0.33369 | 11.7678 | 0.00701 | 0.0009474 | 0.00111 | 0.33887 | 11.8571 | 0.00756 | 0.000983 | 0.00116 | 0.34982 | 12.8009 | 0.00751 | 0.000999 | 0.00118 | 0.35362 | 13.6497 | 0.00687 | 0.0009139 | 0.00107 | 0.32739 | 14.7172 | 0.00736 | 0.00103 | 0.0012 | 0.32138 | 14.5533 | 0.00743 | 0.00104 | 0.00121 | 0.3152 | 14.4846 | 0.00825 | 0.00111 | 0.0013 | 0.32283 | 16.23 | 0.00716 | 0.0009172 | 0.00107 | 0.31031 | 15.8068 | 0.00729 | 0.0009302 | 0.00109 | 0.33111 | 16.5165 | 0.00799 | 0.0009664 | 0.00114 | 0.35484 | 15.149 | 0.00908 | 0.00114 | 0.00134 | 0.34743 | 15.3864 | 0.00882 | 0.00112 | 0.00131 | 0.34608 | 17.3449 | 0.00896 | 0.00105 | 0.00124 | 0.36379 | 19.9373 | 0.00876 | 0.000993 | 0.00118 | 0.35517 | 18.4654 | 0.00913 | 0.00105 | 0.00124 | 0.38685 | 20.7544 | 0.00987 | 0.00112 | 0.00133 | 0.35359 | 20.2067 | 0.00929 | 0.0009996 | 0.00118 | 0.35539 | 20.4323 | 0.01021 | 0.00118 | 0.00139 | 0.38466 | 22.782 | 0.00996 | 0.00104 | 0.00123 | 0.38281 | 22.3548 | 0.00969 | 0.0009994 | 0.00118 | 0.38787 | 24.053 | 0.01058 | 0.00109 | 0.00129 | 0.38291 | 24.036 | 0.01057 | 0.00109 | 0.00128 | 0.37807 | 23.798 | 0.01062 | 0.00109 | 0.00129
0.37202 | 0.14406 | 0.00339 | 0.0004252 | 0.0005867 | 0.44687 | 0.13286 | 0.00885 | 0.0007729 | 0.00115 | 0.43103 | 0.13508 | 0.01286 | 0.0009749 | 0.00147 | 0.43103 | 0.5201 | 0.00399 | 0.0004084 | 0.0005367 | 0.3997 | 0.53218 | 0.00496 | 0.0004833 | 0.0006385 | 0.42759 | 1.0295 | 0.00539 | 0.0005131 | 0.0006539 | 0.37451 | 1.9554 | 0.00413 | 0.0004592 | 0.0005754 | 0.36334 | 1.9515 | 0.00446 | 0.0004872 | 0.0006128 | 0.33333 | 2.4228 | 0.00379 | 0.0004692 | 0.0005714 | 0.35707 | 2.9118 | 0.00399 | 0.0004828 | 0.0005865 | 0.36667 | 2.9237 | 0.00437 | 0.0005081 | 0.0006221 | 0.37512 | 3.4839 | 0.0042 | 0.0005289 | 0.000634 | 0.38238 | 3.4929 | 0.00454 | 0.0005524 | 0.0006669 | 0.38891 | 3.5009 | 0.00487 | 0.0005752 | 0.0006989 | 0.4211 | 4.1277 | 0.00472 | 0.0005522 | 0.0006641 | 0.40016 | 4.3171 | 0.00472 | 0.0005985 | 0.0007122 | 0.42869 | 4.3924 | 0.0052 | 0.000624 | 0.0007495 | 0.40926 | 4.3421 | 0.0053 | 0.00064 | 0.0007686 | 0.41693 | 5.6002 | 0.00493 | 0.0006885 | 0.000793 | 0.40768 | 5.9266 | 0.00518 | 0.0006881 | 0.0008094 | 0.42892 | 6.6503 | 0.00485 | 0.0005916 | 0.0007058 | 0.41414 | 6.5793 | 0.00492 | 0.0006027 | 0.0007193 | 0.40661 | 7.5085 | 0.00488 | 0.0006185 | 0.0007368 | 0.40035 | 7.7142 | 0.00504 | 0.0006224 | 0.0007461 | 0.40578 | 7.7521 | 0.00538 | 0.0006449 | 0.0007782 | 0.41704 | 8.2666 | 0.00526 | 0.0006445 | 0.0007805 | 0.40038 | 8.1291 | 0.00573 | 0.0006843 | 0.0008341 | 0.40037 | 8.9185 | 0.005 | 0.0006349 | 0.0007527 | 0.38676 | 8.8012 | 0.00541 | 0.0006699 | 0.0007994 | 0.37537 | 8.6986 | 0.00582 | 0.0007031 | 0.0008443 | 0.37541 | 9.1067 | 0.00568 | 0.0007306 | 0.0008711 | 0.3604 | 8.9428 | 0.00579 | 0.0007451 | 0.0008889 | 0.39259 | 10.183 | 0.00567 | 0.0007169 | 0.0008517 | 0.38505 | 10.121 | 0.00562 | 0.0007452 | 0.0008737 | 0.40225 | 11.2524 | 0.00621 | 0.0008485 | 0.0009948 | 0.38837 | 11.3604 | 0.00727 | 0.00117 | 0.00135 | 0.39106 | 11.4016 | 0.00809 | 0.00124 | 0.00145 | 0.39727 | 11.5974 | 0.00672 | 0.0009185 | 0.00108 | 0.38504 | 11.4111 | 0.00683 | 0.000932 | 0.0011 | 0.39106 | 11.6871 | 0.00619 | 0.0007989 | 0.0009451 | 0.39328 | 11.7183 | 0.00682 | 0.0008411 | 0.001 | 0.39328 | 12.8848 | 0.00682 | 0.0009772 | 0.00113 | 0.41712 | 13.2586 | 0.00724 | 0.0009975 | 0.00117 | 0.39674 | 12.6848 | 0.00754 | 0.0009231 | 0.0011 | 0.38014 | 12.129 | 0.00729 | 0.0009441 | 0.00112 | 0.40165 | 12.5018 | 0.00772 | 0.0009633 | 0.00115 | 0.38501 | 13.5662 | 0.00691 | 0.0009148 | 0.00108 | 0.38732 | 13.6173 | 0.00749 | 0.0009531 | 0.00113 | 0.3783 | 13.4316 | 0.00758 | 0.0009629 | 0.00115 | 0.36555 | 13.0389 | 0.00707 | 0.0008956 | 0.00106 | 0.36149 | 12.2221 | 0.00735 | 0.0009586 | 0.00113 | 0.36493 | 12.2825 | 0.00791 | 0.0009936 | 0.00118 | 0.37672 | 13.3662 | 0.00783 | 0.00101 | 0.0012 | 0.38082 | 14.1845 | 0.00717 | 0.0009227 | 0.00109 | 0.35078 | 15.3288 | 0.00764 | 0.00104 | 0.00122 | 0.34434 | 15.1645 | 0.00771 | 0.00105 | 0.00123 | 0.3546 | 15.6448 | 0.0088 | 0.00113 | 0.00134 | 0.36318 | 17.5397 | 0.00766 | 0.0009341 | 0.0011 | 0.34909 | 17.0951 | 0.0078 | 0.000948 | 0.00112 | 0.3679 | 17.6803 | 0.00848 | 0.0009819 | 0.00117 | 0.39033 | 15.9626 | 0.00962 | 0.00116 | 0.00137 | 0.38218 | 16.2363 | 0.00935 | 0.00114 | 0.00135 | 0.37754 | 18.4546 | 0.00942 | 0.00107 | 0.00127 | 0.39411 | 21.0192 | 0.00917 | 0.00101 | 0.0012 | 0.38477 | 19.5247 | 0.00957 | 0.00107 | 0.00127 | 0.44212 | 22.5948 | 0.01064 | 0.00114 | 0.00137 | 0.40411 | 22.1635 | 0.01008 | 0.00103 | 0.00123 | 0.40616 | 22.6677 | 0.01099 | 0.00121 | 0.00144 | 0.43274 | 24.7458 | 0.01067 | 0.00106 | 0.00128 | 0.43066 | 24.1868 | 0.01041 | 0.00102 | 0.00123 | 0.43096 | 25.953 | 0.01125 | 0.00111 | 0.00133 | 0.42545 | 26.092 | 0.01124 | 0.00111 | 0.00133 | 0.42008 | 25.843 | 0.0113 | 0.00112 | 0.00133
0.39683 | 0.14005 | 0.00368 | 0.0004453 | 0.0006228 | 0.49652 | 0.12654 | 0.01013 | 0.0008419 | 0.00127 | 0.46419 | 0.13066 | 0.01412 | 0.00103 | 0.00157 | 0.46419 | 0.50767 | 0.00431 | 0.0004199 | 0.0005596 | 0.42468 | 0.52255 | 0.00528 | 0.0004931 | 0.0006586 | 0.46323 | 1.0124 | 0.0058 | 0.0005234 | 0.0006735 | 0.39948 | 1.9631 | 0.00434 | 0.0004646 | 0.0005865 | 0.40876 | 1.9661 | 0.00489 | 0.0004991 | 0.0006342 | 0.375 | 2.4582 | 0.00413 | 0.0004789 | 0.0005895 | 0.39277 | 2.9541 | 0.00427 | 0.0004901 | 0.0006009 | 0.4 | 2.9621 | 0.00465 | 0.000515 | 0.0006358 | 0.40638 | 3.5203 | 0.00444 | 0.0005343 | 0.0006453 | 0.41179 | 3.5263 | 0.00478 | 0.0005576 | 0.0006778 | 0.44447 | 3.5538 | 0.00535 | 0.0005868 | 0.0007194 | 0.47373 | 4.1646 | 0.00513 | 0.0005614 | 0.0006809 | 0.45018 | 4.4427 | 0.00511 | 0.0006076 | 0.0007299 | 0.47633 | 4.4981 | 0.00558 | 0.0006324 | 0.0007659 | 0.45473 | 4.4528 | 0.00568 | 0.0006485 | 0.0007853 | 0.45862 | 5.7306 | 0.00523 | 0.0006944 | 0.0008054 | 0.44474 | 6.0788 | 0.00546 | 0.0006939 | 0.0008217 | 0.46467 | 6.8055 | 0.0051 | 0.0005967 | 0.0007166 | 0.44865 | 6.7384 | 0.00517 | 0.0006079 | 0.0007303 | 0.43788 | 7.7033 | 0.0051 | 0.0006232 | 0.0007469 | 0.42895 | 7.9068 | 0.00525 | 0.0006271 | 0.0007561 | 0.43283 | 7.9319 | 0.0056 | 0.0006494 | 0.0007879 | 0.44484 | 8.4783 | 0.00546 | 0.0006489 | 0.00079 | 0.4254 | 8.3327 | 0.00594 | 0.0006886 | 0.0008437 | 0.42539 | 9.1257 | 0.00519 | 0.000639 | 0.0007615 | 0.40951 | 8.9974 | 0.0056 | 0.0006739 | 0.0008082 | 0.41708 | 9.0603 | 0.0062 | 0.0007119 | 0.0008613 | 0.41712 | 9.5305 | 0.00604 | 0.0007395 | 0.0008888 | 0.40044 | 9.3663 | 0.00615 | 0.0007542 | 0.0009071 | 0.44166 | 10.6457 | 0.00607 | 0.0007262 | 0.0008697 | 0.43318 | 10.5731 | 0.00603 | 0.0007548 | 0.0008923 | 0.44695 | 11.7744 | 0.00658 | 0.0008566 | 0.00101 | 0.43152 | 11.971 | 0.00763 | 0.00118 | 0.00137 | 0.43017 | 11.9629 | 0.00845 | 0.00124 | 0.00146 | 0.43699 | 12.1683 | 0.00708 | 0.0009267 | 0.0011 | 0.42355 | 11.9818 | 0.00719 | 0.0009406 | 0.00111 | 0.43016 | 12.2074 | 0.00654 | 0.0008077 | 0.0009629 | 0.42903 | 12.1893 | 0.00717 | 0.0008494 | 0.00102 | 0.42904 | 13.4348 | 0.00714 | 0.0009843 | 0.00115 | 0.45188 | 13.7697 | 0.00755 | 0.001 | 0.00118 | 0.42726 | 13.1351 | 0.00787 | 0.0009308 | 0.00112 | 0.41182 | 12.6777 | 0.00763 | 0.000953 | 0.00114 | 0.43255 | 13.0117 | 0.00805 | 0.0009715 | 0.00117 | 0.41709 | 14.1845 | 0.00722 | 0.0009225 | 0.0011 | 0.41711 | 14.1864 | 0.00779 | 0.0009604 | 0.00115 | 0.4074 | 14.0105 | 0.00789 | 0.0009704 | 0.00116 | 0.39367 | 13.5158 | 0.00738 | 0.0009043 | 0.00108 | 0.3893 | 12.6583 | 0.00769 | 0.0009686 | 0.00115 | 0.391 | 12.6896 | 0.00824 | 0.001 | 0.0012 | 0.40363 | 13.8931 | 0.00813 | 0.00102 | 0.00122 | 0.40802 | 14.691 | 0.00746 | 0.0009306 | 0.00111 | 0.37416 | 15.9122 | 0.00791 | 0.00105 | 0.00124 | 0.36729 | 15.7477 | 0.00798 | 0.00106 | 0.00124 | 0.394 | 16.7316 | 0.00932 | 0.00115 | 0.00137 | 0.40353 | 18.7362 | 0.00812 | 0.0009481 | 0.00113 | 0.38788 | 18.2805 | 0.00827 | 0.0009626 | 0.00115 | 0.40469 | 18.7698 | 0.00894 | 0.0009951 | 0.0012 | 0.42581 | 16.7314 | 0.01013 | 0.00117 | 0.00141 | 0.41692 | 17.0318 | 0.00986 | 0.00116 | 0.00138 | 0.409 | 19.5195 | 0.00987 | 0.00108 | 0.0013 | 0.42442 | 22.0458 | 0.00956 | 0.00102 | 0.00122 | 0.41436 | 20.529 | 0.00999 | 0.00108 | 0.0013 | 0.49738 | 24.3083 | 0.01136 | 0.00116 | 0.00141 | 0.45462 | 23.9859 | 0.01081 | 0.00105 | 0.00127 | 0.45693 | 24.709 | 0.0117 | 0.00123 | 0.00148 | 0.48082 | 26.5726 | 0.01132 | 0.00108 | 0.00132 | 0.47851 | 25.912 | 0.01109 | 0.00105 | 0.00127 | 0.47406 | 27.7251 | 0.01187 | 0.00113 | 0.00137 | 0.468 | 28.0209 | 0.01186 | 0.00113 | 0.00137 | 0.46209 | 27.7612 | 0.01192 | 0.00114 | 0.00137
0.44643 | 0.13294 | 0.00428 | 0.0004894 | 0.0006971 | 0.54618 | 0.12093 | 0.01148 | 0.0009123 | 0.00139 | 0.49735 | 0.12646 | 0.01542 | 0.00108 | 0.00167 | 0.49735 | 0.49564 | 0.00465 | 0.0004316 | 0.0005827 | 0.44966 | 0.51312 | 0.0056 | 0.0005028 | 0.0006787 | 0.49886 | 0.99471 | 0.00622 | 0.0005336 | 0.0006931 | 0.44942 | 1.9718 | 0.00477 | 0.0004765 | 0.0006077 | 0.45417 | 1.9728 | 0.00531 | 0.0005102 | 0.0006543 | 0.41667 | 2.4817 | 0.00447 | 0.0004878 | 0.0006064 | 0.42848 | 2.9876 | 0.00456 | 0.0004969 | 0.0006144 | 0.43333 | 2.9926 | 0.00494 | 0.0005215 | 0.0006488 | 0.43764 | 3.5487 | 0.00468 | 0.0005395 | 0.000656 | 0.47062 | 3.5713 | 0.00525 | 0.0005692 | 0.000698 | 0.50003 | 3.5859 | 0.00582 | 0.0005975 | 0.0007383 | 0.52637 | 4.1836 | 0.00553 | 0.00057 | 0.0006966 | 0.5002 | 4.5425 | 0.00548 | 0.0006159 | 0.000746 | 0.52396 | 4.5821 | 0.00595 | 0.0006401 | 0.000781 | 0.5002 | 4.5427 | 0.00606 | 0.0006563 | 0.0008007 | 0.50031 | 5.8362 | 0.00552 | 0.0006998 | 0.0008168 | 0.4818 | 6.2073 | 0.00574 | 0.0006992 | 0.000833 | 0.50041 | 6.9399 | 0.00535 | 0.0006015 | 0.0007266 | 0.48316 | 6.8778 | 0.00542 | 0.0006128 | 0.0007405 | 0.46916 | 7.8763 | 0.00532 | 0.0006275 | 0.0007562 | 0.45755 | 8.0797 | 0.00546 | 0.0006314 | 0.0007655 | 0.45988 | 8.0939 | 0.00581 | 0.0006536 | 0.0007969 | 0.47264 | 8.6681 | 0.00565 | 0.0006529 | 0.0007989 | 0.45043 | 8.5186 | 0.00614 | 0.0006926 | 0.0008526 | 0.45042 | 9.3171 | 0.00537 | 0.0006428 | 0.0007698 | 0.45501 | 9.3515 | 0.00597 | 0.0006822 | 0.0008243 | 0.46921 | 9.4539 | 0.00665 | 0.0007219 | 0.0008803 | 0.46926 | 9.9981 | 0.00647 | 0.0007495 | 0.0009082 | 0.4505 | 9.8377 | 0.00659 | 0.0007646 | 0.0009271 | 0.49073 | 11.0497 | 0.00646 | 0.0007344 | 0.0008856 | 0.48132 | 10.9665 | 0.00642 | 0.0007632 | 0.0009088 | 0.49164 | 12.2376 | 0.00693 | 0.0008637 | 0.00103 | 0.47467 | 12.5131 | 0.00797 | 0.00118 | 0.00139 | 0.46928 | 12.4455 | 0.00879 | 0.00125 | 0.00148 | 0.47672 | 12.6906 | 0.00742 | 0.000934 | 0.00111 | 0.46205 | 12.5038 | 0.00753 | 0.000948 | 0.00113 | 0.46927 | 12.6791 | 0.00688 | 0.0008155 | 0.0009788 | 0.46478 | 12.6315 | 0.00751 | 0.0008569 | 0.00104 | 0.46479 | 13.9461 | 0.00744 | 0.0009907 | 0.00116 | 0.48664 | 14.2318 | 0.00785 | 0.00101 | 0.00119 | 0.45778 | 13.5665 | 0.00818 | 0.0009377 | 0.00114 | 0.4435 | 13.1879 | 0.00795 | 0.000961 | 0.00116 | 0.46344 | 13.4928 | 0.00836 | 0.0009788 | 0.00118 | 0.44918 | 14.7543 | 0.00751 | 0.0009293 | 0.00111 | 0.4469 | 14.7168 | 0.00808 | 0.000967 | 0.00117 | 0.4365 | 14.5406 | 0.00818 | 0.0009771 | 0.00118 | 0.42179 | 13.9742 | 0.00769 | 0.0009122 | 0.00109 | 0.41711 | 13.0861 | 0.00802 | 0.0009776 | 0.00117 | 0.41707 | 13.088 | 0.00857 | 0.00101 | 0.00122 | 0.43054 | 14.4013 | 0.00843 | 0.00102 | 0.00123 | 0.43522 | 15.1689 | 0.00774 | 0.0009378 | 0.00112 | 0.42093 | 17.0038 | 0.00842 | 0.00106 | 0.00126 | 0.4132 | 16.8289 | 0.0085 | 0.00107 | 0.00127 | 0.4334 | 17.7337 | 0.00981 | 0.00116 | 0.0014 | 0.44388 | 19.838 | 0.00856 | 0.00096 | 0.00116 | 0.42667 | 19.3813 | 0.00872 | 0.000975 | 0.00117 | 0.44148 | 19.7836 | 0.00938 | 0.00101 | 0.00122 | 0.46129 | 17.4642 | 0.01062 | 0.00119 | 0.00143 | 0.45166 | 17.7919 | 0.01034 | 0.00117 | 0.00141 | 0.44046 | 20.5286 | 0.01028 | 0.0011 | 0.00133 | 0.48505 | 23.9197 | 0.01029 | 0.00104 | 0.00126 | 0.47356 | 22.4189 | 0.01077 | 0.00111 | 0.00134 | 0.55264 | 25.8815 | 0.01203 | 0.00118 | 0.00145 | 0.50513 | 25.6999 | 0.01149 | 0.00107 | 0.00131 | 0.5077 | 26.562 | 0.01235 | 0.00125 | 0.00152 | 0.5289 | 28.2491 | 0.01194 | 0.0011 | 0.00135 | 0.52637 | 27.5272 | 0.01172 | 0.00106 | 0.0013 | 0.51716 | 29.3768 | 0.01246 | 0.00115 | 0.0014 | 0.51054 | 29.8099 | 0.01244 | 0.00115 | 0.0014 | 0.50409 | 29.5496 | 0.01251 | 0.00115 | 0.0014
0.49603 | 0.12663 | 0.00491 | 0.0005344 | 0.0007742 | 0.59583 | 0.11592 | 0.01289 | 0.0009839 | 0.00152 | 0.5305 | 0.12265 | 0.01677 | 0.00114 | 0.00178 | 0.5305 | 0.48401 | 0.00499 | 0.0004434 | 0.0006061 | 0.49963 | 0.49487 | 0.00627 | 0.0005266 | 0.0007195 | 0.53449 | 0.97703 | 0.00665 | 0.0005438 | 0.0007127 | 0.49935 | 1.9735 | 0.0052 | 0.0004877 | 0.0006278 | 0.49959 | 1.9735 | 0.00574 | 0.0005208 | 0.0006736 | 0.45833 | 2.4963 | 0.00481 | 0.0004961 | 0.0006223 | 0.46419 | 3.0141 | 0.00484 | 0.0005033 | 0.0006272 | 0.46667 | 3.0162 | 0.00522 | 0.0005276 | 0.0006612 | 0.50016 | 3.5857 | 0.00515 | 0.000551 | 0.0006761 | 0.52944 | 3.5974 | 0.00572 | 0.0005798 | 0.0007168 | 0.55559 | 3.6032 | 0.0063 | 0.0006074 | 0.000756 | 0.57901 | 4.1899 | 0.00594 | 0.0005781 | 0.0007115 | 0.55022 | 4.6215 | 0.00585 | 0.0006235 | 0.0007608 | 0.57159 | 4.6492 | 0.00632 | 0.0006472 | 0.0007951 | 0.54568 | 4.6148 | 0.00643 | 0.0006634 | 0.000815 | 0.54201 | 5.923 | 0.00581 | 0.0007048 | 0.0008274 | 0.51886 | 6.316 | 0.00601 | 0.0007041 | 0.0008435 | 0.53615 | 7.0555 | 0.00559 | 0.0006059 | 0.0007359 | 0.51767 | 6.9974 | 0.00567 | 0.0006172 | 0.00075 | 0.50044 | 8.0296 | 0.00553 | 0.0006315 | 0.000765 | 0.48614 | 8.2358 | 0.00567 | 0.0006354 | 0.0007742 | 0.48693 | 8.2401 | 0.00602 | 0.0006575 | 0.0008054 | 0.50044 | 8.8402 | 0.00585 | 0.0006567 | 0.0008072 | 0.50048 | 8.8409 | 0.00653 | 0.000701 | 0.0008689 | 0.50046 | 9.6617 | 0.00572 | 0.0006505 | 0.0007849 | 0.51189 | 9.7345 | 0.00641 | 0.0006918 | 0.0008422 | 0.52134 | 9.7934 | 0.00709 | 0.0007308 | 0.000897 | 0.5214 | 10.4109 | 0.00688 | 0.0007582 | 0.0009253 | 0.50055 | 10.2533 | 0.00701 | 0.0007735 | 0.0009447 | 0.53981 | 11.4047 | 0.00684 | 0.0007416 | 0.0008999 | 0.52945 | 11.331 | 0.0068 | 0.0007707 | 0.0009236 | 0.53634 | 12.6418 | 0.00727 | 0.00087 | 0.00104 | 0.51782 | 12.9663 | 0.0083 | 0.00119 | 0.0014 | 0.50838 | 12.8791 | 0.00912 | 0.00126 | 0.00149 | 0.51645 | 13.1739 | 0.00774 | 0.0009404 | 0.00113 | 0.50055 | 12.9869 | 0.00786 | 0.0009546 | 0.00114 | 0.50838 | 13.1119 | 0.00721 | 0.0008224 | 0.0009933 | 0.50054 | 13.0347 | 0.00784 | 0.0008636 | 0.00105 | 0.50054 | 14.4085 | 0.00774 | 0.0009963 | 0.00118 | 0.5214 | 14.6649 | 0.00814 | 0.00101 | 0.0012 | 0.4883 | 13.9688 | 0.00849 | 0.0009441 | 0.00115 | 0.47518 | 13.6692 | 0.00826 | 0.0009681 | 0.00117 | 0.49434 | 13.9549 | 0.00867 | 0.0009854 | 0.0012 | 0.48126 | 15.2853 | 0.00779 | 0.0009353 | 0.00113 | 0.4767 | 15.2082 | 0.00836 | 0.0009729 | 0.00118 | 0.4656 | 15.0318 | 0.00846 | 0.0009831 | 0.00119 | 0.44991 | 14.4038 | 0.00798 | 0.0009194 | 0.00111 | 0.44491 | 13.4952 | 0.00833 | 0.0009858 | 0.00119 | 0.4692 | 13.8383 | 0.00919 | 0.00103 | 0.00125 | 0.48436 | 15.3113 | 0.00899 | 0.00104 | 0.00126 | 0.48963 | 16.0782 | 0.00827 | 0.0009517 | 0.00115 | 0.4677 | 17.9903 | 0.0089 | 0.00108 | 0.00129 | 0.45912 | 17.815 | 0.00898 | 0.00108 | 0.0013 | 0.4728 | 18.6797 | 0.01027 | 0.00117 | 0.00142 | 0.48424 | 20.8637 | 0.00897 | 0.0009702 | 0.00118 | 0.46546 | 20.3962 | 0.00914 | 0.0009857 | 0.0012 | 0.47827 | 20.7208 | 0.00979 | 0.00102 | 0.00124 | 0.49678 | 18.1504 | 0.01109 | 0.0012 | 0.00146 | 0.48641 | 18.5055 | 0.0108 | 0.00119 | 0.00144 | 0.50338 | 22.3968 | 0.01107 | 0.00112 | 0.00137 | 0.54569 | 25.6042 | 0.01097 | 0.00106 | 0.0013 | 0.53275 | 24.1502 | 0.0115 | 0.00113 | 0.00138 | 0.60791 | 27.342 | 0.01267 | 0.00119 | 0.00148 | 0.55565 | 27.2825 | 0.01213 | 0.00109 | 0.00134 | 0.55847 | 28.2638 | 0.01297 | 0.00126 | 0.00155 | 0.57699 | 29.8031 | 0.01252 | 0.00111 | 0.00138 | 0.57422 | 29.0502 | 0.01231 | 0.00108 | 0.00133 | 0.56025 | 30.9161 | 0.01302 | 0.00116 | 0.00143 | 0.55309 | 31.4868 | 0.01299 | 0.00116 | 0.00143 | 0.5461 | 31.216 | 0.01307 | 0.00117 | 0.00143
0.54563 | 0.12102 | 0.00557 | 0.0005804 | 0.0008541 | 0.64548 | 0.11142 | 0.01436 | 0.00106 | 0.00165 | 0.56366 | 0.11914 | 0.01816 | 0.0012 | 0.00188 | 0.56366 | 0.47289 | 0.00534 | 0.0004553 | 0.0006299 | 0.56208 | 0.47342 | 0.00714 | 0.0005593 | 0.0007717 | 0.57013 | 0.95957 | 0.00709 | 0.000554 | 0.0007323 | 0.54929 | 1.9702 | 0.00563 | 0.0004985 | 0.0006471 | 0.54501 | 1.9703 | 0.00617 | 0.0005309 | 0.000692 | 0.5 | 2.504 | 0.00515 | 0.000504 | 0.0006375 | 0.49989 | 3.0347 | 0.00512 | 0.0005094 | 0.0006395 | 0.53333 | 3.0495 | 0.00578 | 0.0005418 | 0.0006844 | 0.56268 | 3.6049 | 0.00562 | 0.0005617 | 0.0006947 | 0.58827 | 3.6087 | 0.00619 | 0.0005898 | 0.0007344 | 0.61115 | 3.6106 | 0.00676 | 0.0006169 | 0.0007728 | 0.63165 | 4.1872 | 0.00634 | 0.0005858 | 0.0007256 | 0.60024 | 4.6827 | 0.00621 | 0.0006305 | 0.0007747 | 0.61922 | 4.7015 | 0.00668 | 0.0006538 | 0.0008083 | 0.59115 | 4.673 | 0.00679 | 0.0006701 | 0.0008284 | 0.5837 | 5.992 | 0.00609 | 0.0007094 | 0.0008374 | 0.55593 | 6.4068 | 0.00627 | 0.0007087 | 0.0008534 | 0.5719 | 7.1543 | 0.00582 | 0.00061 | 0.0007448 | 0.55218 | 7.1021 | 0.00591 | 0.0006214 | 0.000759 | 0.53172 | 8.166 | 0.00574 | 0.0006353 | 0.0007731 | 0.51474 | 8.3761 | 0.00587 | 0.0006392 | 0.0007824 | 0.54104 | 8.494 | 0.00642 | 0.0006657 | 0.0008211 | 0.55605 | 9.1338 | 0.00622 | 0.0006645 | 0.0008224 | 0.56303 | 9.1671 | 0.00699 | 0.0007107 | 0.000887 | 0.56302 | 10.0291 | 0.00615 | 0.0006596 | 0.0008018 | 0.56876 | 10.0574 | 0.00683 | 0.0007002 | 0.0008581 | 0.57348 | 10.0877 | 0.00752 | 0.0007388 | 0.0009121 | 0.57354 | 10.7665 | 0.00728 | 0.000766 | 0.0009406 | 0.55061 | 10.6187 | 0.00742 | 0.0007815 | 0.0009605 | 0.58888 | 11.7104 | 0.0072 | 0.0007482 | 0.0009128 | 0.57758 | 11.6463 | 0.00717 | 0.0007774 | 0.0009371 | 0.58103 | 12.9968 | 0.0076 | 0.0008756 | 0.00105 | 0.56097 | 13.3805 | 0.00862 | 0.0012 | 0.00141 | 0.54749 | 13.2535 | 0.00944 | 0.00126 | 0.00151 | 0.55617 | 13.608 | 0.00806 | 0.0009461 | 0.00114 | 0.53906 | 13.4209 | 0.00818 | 0.0009605 | 0.00116 | 0.54748 | 13.5156 | 0.00752 | 0.0008287 | 0.00101 | 0.53629 | 13.4087 | 0.00816 | 0.0008697 | 0.00106 | 0.5363 | 14.8417 | 0.00803 | 0.001 | 0.00119 | 0.55616 | 15.0688 | 0.00843 | 0.00102 | 0.00122 | 0.54934 | 14.7157 | 0.00907 | 0.0009569 | 0.00117 | 0.50686 | 14.1314 | 0.00857 | 0.0009745 | 0.00119 | 0.55613 | 14.8012 | 0.00926 | 0.0009986 | 0.00122 | 0.51335 | 15.7672 | 0.00806 | 0.0009408 | 0.00114 | 0.53628 | 16.0834 | 0.0089 | 0.0009846 | 0.0012 | 0.5238 | 15.9167 | 0.00901 | 0.0009951 | 0.00122 | 0.50615 | 15.2261 | 0.00855 | 0.0009337 | 0.00114 | 0.50053 | 14.2765 | 0.00894 | 0.001 | 0.00122 | 0.52133 | 14.5519 | 0.00978 | 0.00104 | 0.00128 | 0.53818 | 16.1447 | 0.00953 | 0.00105 | 0.00129 | 0.54403 | 16.9212 | 0.00879 | 0.0009636 | 0.00117 | 0.51448 | 18.8905 | 0.00935 | 0.00109 | 0.00131 | 0.50503 | 18.7149 | 0.00944 | 0.00109 | 0.00132 | 0.5122 | 19.5589 | 0.01071 | 0.00118 | 0.00144 | 0.52459 | 21.8126 | 0.00936 | 0.0009792 | 0.0012 | 0.50425 | 21.3444 | 0.00954 | 0.000995 | 0.00122 | 0.51506 | 21.5908 | 0.01019 | 0.00102 | 0.00126 | 0.56775 | 19.4504 | 0.01199 | 0.00122 | 0.0015 | 0.5559 | 19.8414 | 0.01168 | 0.00121 | 0.00148 | 0.5663 | 24.0848 | 0.01179 | 0.00114 | 0.00141 | 0.60632 | 27.1066 | 0.01161 | 0.00107 | 0.00133 | 0.59195 | 25.7399 | 0.01217 | 0.00114 | 0.00141 | 0.66317 | 28.6982 | 0.01327 | 0.00121 | 0.0015 | 0.60616 | 28.7618 | 0.01273 | 0.0011 | 0.00137 | 0.60924 | 29.8125 | 0.01355 | 0.00128 | 0.00158 | 0.62507 | 31.2533 | 0.01307 | 0.00113 | 0.0014 | 0.62207 | 30.4694 | 0.01288 | 0.00109 | 0.00136 | 0.60335 | 32.3515 | 0.01356 | 0.00117 | 0.00145 | 0.59563 | 33.0401 | 0.01351 | 0.00117 | 0.00145 | 0.58811 | 32.7688 | 0.01359 | 0.00118 | 0.00146
0.59524 | 0.11601 | 0.00626 | 0.0006273 | 0.0009368 | 0.69513 | 0.10731 | 0.01589 | 0.00113 | 0.00178 | 0.59682 | 0.11583 | 0.01959 | 0.00125 | 0.00199 | 0.59682 | 0.46217 | 0.0057 | 0.0004673 | 0.0006539 | 0.62453 | 0.45367 | 0.00805 | 0.0005926 | 0.0008252 | 0.64139 | 0.92566 | 0.00798 | 0.0005813 | 0.0007717 | 0.59922 | 1.962 | 0.00606 | 0.0005088 | 0.0006657 | 0.59043 | 1.9641 | 0.0066 | 0.0005407 | 0.0007099 | 0.54167 | 2.5067 | 0.00549 | 0.0005115 | 0.0006521 | 0.57131 | 3.06 | 0.00567 | 0.0005236 | 0.0006625 | 0.6 | 3.0659 | 0.00633 | 0.000555 | 0.000706 | 0.6252 | 3.6103 | 0.00609 | 0.0005717 | 0.0007122 | 0.6471 | 3.6102 | 0.00666 | 0.0005993 | 0.0007511 | 0.6667 | 3.6091 | 0.00723 | 0.0006259 | 0.0007888 | 0.68428 | 4.1786 | 0.00675 | 0.0005933 | 0.0007392 | 0.65026 | 4.7289 | 0.00657 | 0.0006371 | 0.0007878 | 0.66686 | 4.7418 | 0.00704 | 0.0006601 | 0.0008208 | 0.63662 | 4.7173 | 0.00715 | 0.0006765 | 0.000841 | 0.62539 | 6.0461 | 0.00637 | 0.0007138 | 0.0008469 | 0.59299 | 6.4838 | 0.00653 | 0.000713 | 0.0008627 | 0.60764 | 7.2402 | 0.00606 | 0.000614 | 0.0007531 | 0.58669 | 7.192 | 0.00614 | 0.0006254 | 0.0007674 | 0.56299 | 8.2856 | 0.00595 | 0.0006388 | 0.0007809 | 0.57194 | 8.6171 | 0.00627 | 0.0006472 | 0.0007976 | 0.60867 | 8.7468 | 0.00691 | 0.0006757 | 0.0008387 | 0.62556 | 9.4223 | 0.00668 | 0.0006738 | 0.0008394 | 0.62559 | 9.4229 | 0.00745 | 0.0007194 | 0.0009031 | 0.62558 | 10.3333 | 0.00657 | 0.0006677 | 0.0008169 | 0.62564 | 10.3439 | 0.00725 | 0.0007078 | 0.0008725 | 0.62561 | 10.3445 | 0.00793 | 0.000746 | 0.0009259 | 0.62568 | 11.0827 | 0.00767 | 0.0007729 | 0.0009544 | 0.60066 | 10.9348 | 0.00781 | 0.0007886 | 0.0009747 | 0.63796 | 11.9866 | 0.00756 | 0.0007541 | 0.0009248 | 0.62571 | 11.9322 | 0.00753 | 0.0007836 | 0.0009495 | 0.62573 | 13.3224 | 0.00792 | 0.0008808 | 0.00106 | 0.60413 | 13.7353 | 0.00893 | 0.0012 | 0.00143 | 0.5866 | 13.5985 | 0.00976 | 0.00127 | 0.00152 | 0.5959 | 14.0029 | 0.00836 | 0.0009513 | 0.00115 | 0.57756 | 13.8256 | 0.00849 | 0.0009658 | 0.00117 | 0.58659 | 13.9 | 0.00783 | 0.0008344 | 0.00102 | 0.57204 | 13.7633 | 0.00847 | 0.0008753 | 0.00108 | 0.57205 | 15.2457 | 0.00831 | 0.00101 | 0.0012 | 0.62568 | 15.7982 | 0.00897 | 0.00103 | 0.00123 | 0.61037 | 15.3949 | 0.00964 | 0.0009681 | 0.00119 | 0.57021 | 14.9881 | 0.00915 | 0.0009874 | 0.00121 | 0.61792 | 15.58 | 0.00981 | 0.00101 | 0.00125 | 0.57752 | 16.6134 | 0.00858 | 0.0009518 | 0.00116 | 0.59587 | 16.8313 | 0.00942 | 0.0009946 | 0.00122 | 0.582 | 16.6743 | 0.00953 | 0.00101 | 0.00124 | 0.56239 | 15.9914 | 0.00909 | 0.000946 | 0.00116 | 0.55614 | 15.011 | 0.00951 | 0.00102 | 0.00124 | 0.57347 | 15.2381 | 0.01035 | 0.00106 | 0.0013 | 0.592 | 16.8908 | 0.01004 | 0.00106 | 0.00131 | 0.59843 | 17.7068 | 0.00927 | 0.0009739 | 0.00119 | 0.56125 | 19.7236 | 0.00979 | 0.00109 | 0.00133 | 0.55094 | 19.5476 | 0.00988 | 0.0011 | 0.00134 | 0.5516 | 20.3906 | 0.01113 | 0.00119 | 0.00146 | 0.56494 | 22.6842 | 0.00974 | 0.0009871 | 0.00121 | 0.54304 | 22.2254 | 0.00993 | 0.001 | 0.00123 | 0.58864 | 23.1774 | 0.01094 | 0.00104 | 0.00129 | 0.63871 | 20.6482 | 0.01283 | 0.00125 | 0.00154 | 0.62538 | 21.0557 | 0.0125 | 0.00123 | 0.00152 | 0.62923 | 25.6201 | 0.01247 | 0.00115 | 0.00144 | 0.66695 | 28.4649 | 0.01222 | 0.00108 | 0.00135 | 0.65114 | 27.2059 | 0.01281 | 0.00116 | 0.00144 | 0.71844 | 29.9689 | 0.01385 | 0.00122 | 0.00152 | 0.65667 | 30.1366 | 0.0133 | 0.00112 | 0.0014 | 0.66001 | 31.2366 | 0.0141 | 0.00129 | 0.00161 | 0.67315 | 32.5883 | 0.0136 | 0.00114 | 0.00142 | 0.66992 | 31.7935 | 0.01342 | 0.0011 | 0.00138 | 0.64645 | 33.6921 | 0.01407 | 0.00118 | 0.00148 | 0.63818 | 34.4888 | 0.01401 | 0.00119 | 0.00148 | 0.63012 | 34.2271 | 0.0141 | 0.00119 | 0.00148
0.64484 | 0.1115 | 0.00698 | 0.0006753 | 0.00102 | 0.74479 | 0.1037 | 0.01747 | 0.00121 | 0.00192 | 0.66313 | 0.10992 | 0.02257 | 0.0014 | 0.00221 | 0.66313 | 0.44223 | 0.00645 | 0.0004972 | 0.0007032 | 0.68698 | 0.43554 | 0.009 | 0.0006265 | 0.0008802 | 0.71266 | 0.89358 | 0.00892 | 0.000609 | 0.0008117 | 0.64916 | 1.9508 | 0.00649 | 0.0005188 | 0.0006838 | 0.63584 | 1.9539 | 0.00703 | 0.0005502 | 0.0007274 | 0.58333 | 2.5044 | 0.00582 | 0.0005187 | 0.0006661 | 0.64272 | 3.0705 | 0.00622 | 0.0005369 | 0.0006841 | 0.66667 | 3.0704 | 0.00688 | 0.0005675 | 0.0007265 | 0.68771 | 3.6068 | 0.00656 | 0.0005813 | 0.0007289 | 0.70592 | 3.6037 | 0.00713 | 0.0006085 | 0.0007671 | 0.72226 | 3.6016 | 0.0077 | 0.0006346 | 0.0008042 | 0.73692 | 4.1651 | 0.00715 | 0.0006006 | 0.0007524 | 0.70028 | 4.7633 | 0.00693 | 0.0006433 | 0.0008001 | 0.71449 | 4.7712 | 0.0074 | 0.0006661 | 0.0008328 | 0.6821 | 4.7527 | 0.00751 | 0.0006825 | 0.000853 | 0.66708 | 6.0893 | 0.00665 | 0.000718 | 0.0008559 | 0.63005 | 6.5468 | 0.00679 | 0.000717 | 0.0008716 | 0.64339 | 7.3122 | 0.00629 | 0.0006177 | 0.0007611 | 0.6212 | 7.269 | 0.00638 | 0.0006292 | 0.0007755 | 0.62555 | 8.4861 | 0.00635 | 0.0006464 | 0.0007952 | 0.64343 | 8.8541 | 0.00676 | 0.000657 | 0.0008147 | 0.6763 | 8.9441 | 0.00739 | 0.0006846 | 0.0008545 | 0.69506 | 9.6425 | 0.00712 | 0.0006821 | 0.0008546 | 0.68815 | 9.6243 | 0.00789 | 0.0007272 | 0.0009177 | 0.68814 | 10.6001 | 0.00697 | 0.000675 | 0.0008306 | 0.68252 | 10.581 | 0.00765 | 0.0007148 | 0.0008857 | 0.67775 | 10.5617 | 0.00834 | 0.0007526 | 0.0009387 | 0.67782 | 11.3694 | 0.00805 | 0.0007793 | 0.0009671 | 0.65072 | 11.2214 | 0.00819 | 0.0007951 | 0.0009877 | 0.68703 | 12.2334 | 0.00791 | 0.0007597 | 0.0009358 | 0.67384 | 12.1886 | 0.00788 | 0.0007893 | 0.000961 | 0.67042 | 13.6086 | 0.00823 | 0.0008855 | 0.00107 | 0.64728 | 14.0508 | 0.00923 | 0.0012 | 0.00144 | 0.6257 | 13.8941 | 0.01007 | 0.00127 | 0.00153 | 0.63563 | 14.3682 | 0.00866 | 0.000956 | 0.00116 | 0.61607 | 14.2008 | 0.00879 | 0.0009707 | 0.00118 | 0.62569 | 14.2451 | 0.00813 | 0.0008396 | 0.00103 | 0.64355 | 14.3941 | 0.00907 | 0.0008872 | 0.0011 | 0.64356 | 15.9655 | 0.00885 | 0.00102 | 0.00122 | 0.6952 | 16.4196 | 0.0095 | 0.00104 | 0.00125 | 0.67141 | 16.0059 | 0.01017 | 0.0009778 | 0.00121 | 0.63357 | 15.7571 | 0.0097 | 0.0009984 | 0.00123 | 0.67972 | 16.2806 | 0.01034 | 0.00102 | 0.00127 | 0.64168 | 17.332 | 0.00908 | 0.0009613 | 0.00118 | 0.65546 | 17.481 | 0.00991 | 0.001 | 0.00124 | 0.6402 | 17.3239 | 0.01002 | 0.00101 | 0.00125 | 0.61863 | 16.6991 | 0.00961 | 0.0009566 | 0.00118 | 0.61176 | 15.718 | 0.01006 | 0.00103 | 0.00127 | 0.6256 | 15.8864 | 0.01089 | 0.00107 | 0.00133 | 0.64581 | 17.5689 | 0.01053 | 0.00107 | 0.00133 | 0.65283 | 18.4345 | 0.00974 | 0.0009831 | 0.00121 | 0.60802 | 20.4989 | 0.01021 | 0.0011 | 0.00135 | 0.59685 | 20.3127 | 0.01031 | 0.00111 | 0.00136 | 0.6304 | 21.92 | 0.01193 | 0.00121 | 0.0015 | 0.64565 | 24.2633 | 0.01046 | 0.001 | 0.00124 | 0.62061 | 23.8034 | 0.01067 | 0.00102 | 0.00126 | 0.66222 | 24.5704 | 0.01165 | 0.00106 | 0.00132 | 0.70968 | 21.7615 | 0.01362 | 0.00126 | 0.00158 | 0.69487 | 22.1762 | 0.01328 | 0.00125 | 0.00155 | 0.69215 | 27.0109 | 0.01311 | 0.00117 | 0.00146 | 0.72758 | 29.6877 | 0.0128 | 0.00109 | 0.00137 | 0.71034 | 28.5469 | 0.01342 | 0.00117 | 0.00147 | 0.7737 | 31.1432 | 0.0144 | 0.00123 | 0.00154 | 0.70718 | 31.4257 | 0.01385 | 0.00113 | 0.00142 | 0.71078 | 32.5451 | 0.01463 | 0.0013 | 0.00163 | 0.72123 | 33.8273 | 0.01411 | 0.00115 | 0.00144 | 0.71777 | 33.0418 | 0.01395 | 0.00111 | 0.0014 | 0.68954 | 34.9468 | 0.01456 | 0.00119 | 0.0015 | 0.68072 | 35.8518 | 0.01449 | 0.00119 | 0.0015 | 0.67212 | 35.5797 | 0.01458 | 0.0012 | 0.0015
0.69444 | 0.1074 | 0.00774 | 0.0007241 | 0.00111 | 0.79444 | 0.1003 | 0.01911 | 0.00128 | 0.00206 | 0.74602 | 0.10361 | 0.02652 | 0.00161 | 0.0025 | 0.74602 | 0.41969 | 0.00742 | 0.0005388 | 0.000767 | 0.74944 | 0.41881 | 0.00999 | 0.0006611 | 0.0009369 | 0.78392 | 0.8634 | 0.00988 | 0.000637 | 0.0008525 | 0.69909 | 1.9376 | 0.00693 | 0.0005285 | 0.0007015 | 0.72668 | 1.9296 | 0.00791 | 0.0005751 | 0.0007611 | 0.66667 | 2.4909 | 0.0065 | 0.0005368 | 0.000693 | 0.71413 | 3.068 | 0.00677 | 0.0005495 | 0.0007045 | 0.73333 | 3.066 | 0.00743 | 0.0005794 | 0.000746 | 0.75023 | 3.5953 | 0.00703 | 0.0005905 | 0.000745 | 0.76475 | 3.5923 | 0.0076 | 0.0006173 | 0.0007826 | 0.77782 | 3.5892 | 0.00818 | 0.0006431 | 0.0008191 | 0.78956 | 4.1477 | 0.00756 | 0.0006077 | 0.0007652 | 0.7503 | 4.7877 | 0.00728 | 0.0006493 | 0.000812 | 0.76212 | 4.7927 | 0.00775 | 0.0006719 | 0.0008442 | 0.72757 | 4.7781 | 0.00786 | 0.0006882 | 0.0008646 | 0.70878 | 6.1225 | 0.00693 | 0.0007219 | 0.0008645 | 0.66711 | 6.599 | 0.00705 | 0.0007209 | 0.00088 | 0.71487 | 7.4245 | 0.00675 | 0.0006263 | 0.0007761 | 0.69023 | 7.3902 | 0.00684 | 0.0006378 | 0.0007906 | 0.70374 | 8.6746 | 0.00684 | 0.0006559 | 0.0008114 | 0.71492 | 9.0356 | 0.00723 | 0.0006658 | 0.0008302 | 0.74393 | 9.0969 | 0.00786 | 0.0006929 | 0.0008691 | 0.76457 | 9.8101 | 0.00756 | 0.0006897 | 0.0008685 | 0.75071 | 9.781 | 0.00833 | 0.0007345 | 0.0009311 | 0.75069 | 10.8174 | 0.00737 | 0.0006817 | 0.0008431 | 0.73939 | 10.7784 | 0.00805 | 0.0007212 | 0.0008978 | 0.72988 | 10.7493 | 0.00874 | 0.0007588 | 0.0009505 | 0.72996 | 11.6166 | 0.00841 | 0.0007851 | 0.0009788 | 0.70077 | 11.4784 | 0.00856 | 0.000801 | 0.0009997 | 0.7361 | 12.4505 | 0.00826 | 0.0007648 | 0.0009461 | 0.72197 | 12.4255 | 0.00822 | 0.0007946 | 0.0009717 | 0.71512 | 13.8651 | 0.00854 | 0.0008899 | 0.00108 | 0.69043 | 14.3368 | 0.00953 | 0.00121 | 0.00145 | 0.70392 | 14.4166 | 0.01066 | 0.00128 | 0.00155 | 0.71508 | 15.0204 | 0.00924 | 0.0009662 | 0.00118 | 0.69308 | 14.8527 | 0.00938 | 0.000981 | 0.0012 | 0.70391 | 14.8766 | 0.00871 | 0.0008509 | 0.00105 | 0.71505 | 14.9565 | 0.00965 | 0.0008977 | 0.00112 | 0.71506 | 16.587 | 0.00937 | 0.00102 | 0.00123 | 0.76472 | 16.9723 | 0.01001 | 0.00105 | 0.00127 | 0.73245 | 16.5681 | 0.01069 | 0.0009866 | 0.00123 | 0.69693 | 16.4579 | 0.01022 | 0.00101 | 0.00125 | 0.74151 | 16.9125 | 0.01085 | 0.00103 | 0.00128 | 0.70585 | 17.9524 | 0.00956 | 0.0009697 | 0.0012 | 0.71504 | 18.0323 | 0.01039 | 0.00101 | 0.00126 | 0.6984 | 17.885 | 0.01051 | 0.00102 | 0.00127 | 0.67487 | 17.3585 | 0.01011 | 0.0009661 | 0.0012 | 0.66737 | 16.3869 | 0.01059 | 0.00104 | 0.00129 | 0.67773 | 16.5062 | 0.01142 | 0.00108 | 0.00135 | 0.69963 | 18.1785 | 0.011 | 0.00108 | 0.00135 | 0.70724 | 19.1238 | 0.01019 | 0.0009912 | 0.00123 | 0.65479 | 21.206 | 0.01062 | 0.00111 | 0.00136 | 0.64276 | 21.0296 | 0.01071 | 0.00112 | 0.00137 | 0.7092 | 23.2954 | 0.01268 | 0.00123 | 0.00153 | 0.72636 | 25.6484 | 0.01114 | 0.00102 | 0.00127 | 0.69819 | 25.1876 | 0.01136 | 0.00103 | 0.00129 | 0.7358 | 25.7982 | 0.01233 | 0.00107 | 0.00134 | 0.78065 | 22.7891 | 0.01438 | 0.00128 | 0.0016 | 0.76436 | 23.2114 | 0.01403 | 0.00127 | 0.00158 | 0.75507 | 28.2659 | 0.01373 | 0.00118 | 0.00149 | 0.78821 | 30.7942 | 0.01336 | 0.0011 | 0.00139 | 0.76953 | 29.7817 | 0.014 | 0.00118 | 0.00149 | 0.82897 | 32.2404 | 0.01493 | 0.00124 | 0.00156 | 0.7577 | 32.6183 | 0.01438 | 0.00114 | 0.00144 | 0.76155 | 33.7473 | 0.01514 | 0.00131 | 0.00165 | 0.76932 | 34.9897 | 0.0146 | 0.00115 | 0.00146 | 0.76562 | 34.2135 | 0.01445 | 0.00112 | 0.00142 | 0.73264 | 36.1251 | 0.01504 | 0.0012 | 0.00152 | 0.72327 | 37.1186 | 0.01496 | 0.0012 | 0.00152 | 0.71413 | 36.8562 | 0.01505 | 0.00121 | 0.00152
0.79365 | 0.10039 | 0.00932 | 0.0008385 | 0.00129 | 0.84409 | 0.097244 | 0.02081 | 0.00136 | 0.00221 | 0.82891 | 0.098162 | 0.03069 | 0.00181 | 0.00281 | 0.82891 | 0.39956 | 0.00845 | 0.0005813 | 0.0008333 | 0.81189 | 0.40348 | 0.01102 | 0.0006964 | 0.0009953 | 0.85519 | 0.83524 | 0.01088 | 0.0006654 | 0.0008941 | 0.79896 | 1.9064 | 0.00781 | 0.0005544 | 0.000736 | 0.81751 | 1.9004 | 0.00879 | 0.0005992 | 0.0007938 | 0.75 | 2.4676 | 0.00718 | 0.0005541 | 0.0007188 | 0.78555 | 3.0577 | 0.00733 | 0.0005616 | 0.0007242 | 0.8 | 3.0546 | 0.00799 | 0.0005909 | 0.0007649 | 0.81275 | 3.5789 | 0.0075 | 0.0005995 | 0.0007606 | 0.82358 | 3.5759 | 0.00808 | 0.0006259 | 0.0007976 | 0.83338 | 3.5729 | 0.00865 | 0.0006514 | 0.0008337 | 0.84219 | 4.1293 | 0.00797 | 0.0006146 | 0.0007778 | 0.80032 | 4.8042 | 0.00764 | 0.0006551 | 0.0008233 | 0.80976 | 4.8072 | 0.0081 | 0.0006774 | 0.0008552 | 0.77304 | 4.7966 | 0.00822 | 0.0006938 | 0.0008756 | 0.75047 | 6.1469 | 0.00721 | 0.0007258 | 0.0008728 | 0.74123 | 6.6765 | 0.00756 | 0.0007298 | 0.0008959 | 0.80423 | 7.5177 | 0.00732 | 0.0006372 | 0.0007933 | 0.7765 | 7.4934 | 0.00741 | 0.0006488 | 0.000808 | 0.78193 | 8.8095 | 0.00733 | 0.0006645 | 0.0008262 | 0.78641 | 9.1735 | 0.0077 | 0.000674 | 0.0008445 | 0.81156 | 9.213 | 0.00832 | 0.0007006 | 0.0008826 | 0.83407 | 9.9341 | 0.00799 | 0.0006968 | 0.0008813 | 0.81327 | 9.9011 | 0.00876 | 0.0007412 | 0.0009436 | 0.81325 | 11.0051 | 0.00776 | 0.000688 | 0.0008548 | 0.79627 | 10.9562 | 0.00844 | 0.0007272 | 0.0009092 | 0.78202 | 10.9172 | 0.00913 | 0.0007646 | 0.0009615 | 0.7821 | 11.8341 | 0.00878 | 0.0007905 | 0.0009897 | 0.75083 | 11.7058 | 0.00893 | 0.0008065 | 0.00101 | 0.78518 | 12.648 | 0.00859 | 0.0007696 | 0.0009557 | 0.7701 | 12.6427 | 0.00856 | 0.0007995 | 0.0009817 | 0.80451 | 14.2993 | 0.00914 | 0.0008999 | 0.0011 | 0.77673 | 14.8199 | 0.01011 | 0.00122 | 0.00146 | 0.78213 | 14.8404 | 0.01124 | 0.00129 | 0.00157 | 0.79453 | 15.5739 | 0.00979 | 0.000975 | 0.0012 | 0.77008 | 15.4161 | 0.00994 | 0.00099 | 0.00122 | 0.78212 | 15.4196 | 0.00927 | 0.0008609 | 0.00107 | 0.78656 | 15.4502 | 0.0102 | 0.000907 | 0.00113 | 0.78657 | 17.1299 | 0.00987 | 0.00103 | 0.00125 | 0.83424 | 17.4561 | 0.0105 | 0.00105 | 0.00128 | 0.79349 | 17.0814 | 0.0112 | 0.0009944 | 0.00125 | 0.76028 | 17.1 | 0.01072 | 0.00102 | 0.00127 | 0.8033 | 17.4956 | 0.01135 | 0.00104 | 0.0013 | 0.77002 | 18.4843 | 0.01002 | 0.0009772 | 0.00121 | 0.77463 | 18.5248 | 0.01085 | 0.00102 | 0.00127 | 0.7566 | 18.3773 | 0.01097 | 0.00103 | 0.00129 | 0.73111 | 17.9794 | 0.01059 | 0.0009746 | 0.00122 | 0.72299 | 17.0273 | 0.01109 | 0.00105 | 0.00131 | 0.72987 | 17.0973 | 0.01192 | 0.00109 | 0.00136 | 0.75345 | 18.7495 | 0.01146 | 0.00109 | 0.00136 | 0.76164 | 19.7645 | 0.01063 | 0.0009985 | 0.00124 | 0.74833 | 22.5044 | 0.01139 | 0.00112 | 0.00139 | 0.73459 | 22.3277 | 0.01149 | 0.00113 | 0.0014 | 0.788 | 24.535 | 0.01338 | 0.00124 | 0.00155 | 0.80706 | 26.8578 | 0.01179 | 0.00103 | 0.00129 | 0.77577 | 26.4063 | 0.01201 | 0.00105 | 0.00131 | 0.80938 | 26.8895 | 0.01297 | 0.00108 | 0.00136 | 0.85162 | 23.7599 | 0.01511 | 0.00129 | 0.00163 | 0.83384 | 24.1802 | 0.01474 | 0.00128 | 0.00161 | 0.818 | 29.4143 | 0.01431 | 0.00119 | 0.00151 | 0.84884 | 31.8036 | 0.0139 | 0.00111 | 0.00141 | 0.82873 | 30.9196 | 0.01456 | 0.00119 | 0.00151 | 0.88423 | 33.2602 | 0.01545 | 0.00124 | 0.00158 | 0.80821 | 33.7339 | 0.01489 | 0.00115 | 0.00146 | 0.81232 | 34.8625 | 0.01564 | 0.00132 | 0.00167 | 0.8174 | 36.0648 | 0.01508 | 0.00116 | 0.00148 | 0.81347 | 35.318 | 0.01494 | 0.00113 | 0.00144 | 0.77574 | 37.2264 | 0.0155 | 0.00121 | 0.00153 | 0.76581 | 38.3085 | 0.01541 | 0.00121 | 0.00153 | 0.75614 | 38.0458 | 0.0155 | 0.00122 | 0.00154
0.89286 | 0.094459 | 0.01102 | 0.0009549 | 0.00149 | 0.89374 | 0.09442 | 0.02256 | 0.00144 | 0.00236 | 0.9118 | 0.093454 | 0.03509 | 0.00202 | 0.00312 | 0.9118 | 0.38143 | 0.00953 | 0.0006247 | 0.0009021 | 0.87434 | 0.38936 | 0.01209 | 0.0007325 | 0.00106 | 0.92645 | 0.80899 | 0.01191 | 0.0006943 | 0.0009366 | 0.89883 | 1.8702 | 0.00871 | 0.0005796 | 0.0007696 | 0.90835 | 1.8672 | 0.00969 | 0.0006227 | 0.0008259 | 0.83333 | 2.4383 | 0.00788 | 0.0005708 | 0.0007438 | 0.85696 | 3.0403 | 0.00788 | 0.0005733 | 0.0007432 | 0.86667 | 3.0384 | 0.00855 | 0.0006021 | 0.0007831 | 0.87527 | 3.5585 | 0.00798 | 0.0006083 | 0.0007757 | 0.8824 | 3.5566 | 0.00855 | 0.0006343 | 0.0008123 | 0.88894 | 3.5536 | 0.00913 | 0.0006595 | 0.0008479 | 0.89483 | 4.1079 | 0.00839 | 0.0006214 | 0.00079 | 0.85034 | 4.8138 | 0.00799 | 0.0006606 | 0.0008343 | 0.85739 | 4.8148 | 0.00846 | 0.0006827 | 0.0008659 | 0.81852 | 4.8092 | 0.00857 | 0.0006991 | 0.0008863 | 0.83385 | 6.1748 | 0.00776 | 0.0007351 | 0.0008885 | 0.83389 | 6.733 | 0.00819 | 0.0007414 | 0.0009142 | 0.89359 | 7.5683 | 0.00788 | 0.0006474 | 0.0008093 | 0.86278 | 7.5549 | 0.00797 | 0.000659 | 0.0008241 | 0.86013 | 8.9038 | 0.00781 | 0.0006725 | 0.0008398 | 0.8579 | 9.2756 | 0.00816 | 0.0006816 | 0.0008578 | 0.87919 | 9.3004 | 0.00878 | 0.0007078 | 0.0008952 | 0.90358 | 10.0243 | 0.00841 | 0.0007034 | 0.0008933 | 0.87583 | 9.9924 | 0.00919 | 0.0007476 | 0.0009553 | 0.87581 | 11.1531 | 0.00814 | 0.0006938 | 0.0008657 | 0.85315 | 11.1042 | 0.00883 | 0.0007328 | 0.0009199 | 0.83415 | 11.0553 | 0.00951 | 0.00077 | 0.000972 | 0.83424 | 12.0218 | 0.00913 | 0.0007956 | 0.0009999 | 0.80088 | 11.9035 | 0.00929 | 0.0008117 | 0.00102 | 0.88332 | 12.9736 | 0.00926 | 0.0007813 | 0.0009735 | 0.86637 | 12.9979 | 0.00922 | 0.0008112 | 0.001 | 0.89389 | 14.6545 | 0.00973 | 0.0009088 | 0.00112 | 0.86304 | 15.2142 | 0.01067 | 0.00123 | 0.00148 | 0.86034 | 15.1952 | 0.01181 | 0.0013 | 0.00158 | 0.87399 | 16.0384 | 0.01033 | 0.000983 | 0.00121 | 0.84709 | 15.8904 | 0.01048 | 0.0009981 | 0.00123 | 0.86033 | 15.8938 | 0.00981 | 0.0008698 | 0.00108 | 0.85806 | 15.8848 | 0.01074 | 0.0009155 | 0.00115 | 0.85807 | 17.6039 | 0.01036 | 0.00104 | 0.00126 | 0.90376 | 17.8807 | 0.01098 | 0.00106 | 0.00129 | 0.85452 | 17.5456 | 0.01169 | 0.001 | 0.00126 | 0.82364 | 17.6732 | 0.01121 | 0.00102 | 0.00128 | 0.86509 | 18.0295 | 0.01182 | 0.00104 | 0.00131 | 0.83419 | 18.9472 | 0.01047 | 0.000984 | 0.00122 | 0.83422 | 18.9482 | 0.0113 | 0.00102 | 0.00128 | 0.8148 | 18.8105 | 0.01143 | 0.00104 | 0.0013 | 0.78735 | 18.5515 | 0.01105 | 0.0009823 | 0.00123 | 0.7786 | 17.6289 | 0.01158 | 0.00106 | 0.00132 | 0.83413 | 18.2025 | 0.01288 | 0.00111 | 0.0014 | 0.86109 | 19.7544 | 0.01234 | 0.00111 | 0.00139 | 0.87045 | 20.9189 | 0.01146 | 0.00101 | 0.00127 | 0.84187 | 23.6371 | 0.01212 | 0.00114 | 0.00141 | 0.82641 | 23.4601 | 0.01223 | 0.00115 | 0.00142 | 0.8668 | 25.658 | 0.01406 | 0.00125 | 0.00157 | 0.88777 | 27.9305 | 0.01241 | 0.00104 | 0.00131 | 0.85334 | 27.4885 | 0.01264 | 0.00106 | 0.00133 | 0.88296 | 27.8735 | 0.01359 | 0.00109 | 0.00138 | 0.92259 | 24.6634 | 0.01581 | 0.0013 | 0.00165 | 0.90333 | 25.0818 | 0.01543 | 0.00129 | 0.00164 | 0.88092 | 30.4653 | 0.01488 | 0.0012 | 0.00153 | 0.90948 | 32.7255 | 0.01443 | 0.00112 | 0.00143 | 0.88792 | 31.9701 | 0.0151 | 0.0012 | 0.00153 | 0.9395 | 34.222 | 0.01596 | 0.00125 | 0.00159 | 0.85872 | 34.772 | 0.01539 | 0.00115 | 0.00147 | 0.86309 | 35.8902 | 0.01612 | 0.00132 | 0.00168 | 0.86548 | 37.0824 | 0.01554 | 0.00117 | 0.00149 | 0.86133 | 36.3551 | 0.01541 | 0.00114 | 0.00146 | 0.86193 | 39.2465 | 0.01639 | 0.00123 | 0.00156 | 0.8509 | 40.4862 | 0.01627 | 0.00123 | 0.00156 | 0.84016 | 40.2229 | 0.01637 | 0.00123 | 0.00157
0.99206 | 0.089453 | 0.01282 | 0.00107 | 0.00169 | 0.99305 | 0.089412 | 0.02621 | 0.00164 | 0.00267 | 0.99469 | 0.089337 | 0.03971 | 0.00223 | 0.00345 | 0.99469 | 0.36511 | 0.01066 | 0.0006691 | 0.0009735 | 0.9368 | 0.37634 | 0.01319 | 0.0007693 | 0.00112 | 0.99772 | 0.78444 | 0.01298 | 0.0007237 | 0.00098 | 0.9987 | 1.832 | 0.00962 | 0.0006043 | 0.0008027 | 0.99918 | 1.831 | 0.01061 | 0.000646 | 0.0008575 | 0.91667 | 2.406 | 0.00858 | 0.0005872 | 0.0007681 | 0.92837 | 3.0191 | 0.00844 | 0.0005848 | 0.0007616 | 0.93333 | 3.0171 | 0.00911 | 0.000613 | 0.000801 | 0.93779 | 3.5352 | 0.00846 | 0.0006169 | 0.0007906 | 0.94123 | 3.5343 | 0.00903 | 0.0006426 | 0.0008266 | 0.9445 | 3.5333 | 0.00961 | 0.0006675 | 0.0008618 | 0.94747 | 4.0866 | 0.0088 | 0.0006281 | 0.0008021 | 0.90036 | 4.8174 | 0.00834 | 0.000666 | 0.0008449 | 0.95265 | 4.8151 | 0.00916 | 0.0006966 | 0.0008863 | 0.90946 | 4.8175 | 0.00928 | 0.0007128 | 0.0009068 | 0.93809 | 6.1796 | 0.00844 | 0.0007474 | 0.000907 | 0.92654 | 6.7558 | 0.00882 | 0.0007522 | 0.0009313 | 0.98295 | 7.5891 | 0.00844 | 0.0006572 | 0.0008243 | 0.94906 | 7.5846 | 0.00853 | 0.0006687 | 0.0008392 | 0.93832 | 8.9653 | 0.00828 | 0.0006801 | 0.0008527 | 0.92939 | 9.3491 | 0.00861 | 0.0006888 | 0.0008702 | 0.94682 | 9.3639 | 0.00924 | 0.0007147 | 0.0009072 | 0.97309 | 10.0848 | 0.00883 | 0.0007098 | 0.0009046 | 0.93839 | 10.0559 | 0.00961 | 0.0007537 | 0.0009663 | 0.93837 | 11.2813 | 0.00852 | 0.0006993 | 0.000876 | 0.91002 | 11.2325 | 0.00921 | 0.0007382 | 0.00093 | 0.93842 | 11.2821 | 0.01028 | 0.0007838 | 0.0009913 | 0.93852 | 12.338 | 0.00983 | 0.0008079 | 0.00102 | 0.90099 | 12.2395 | 0.00999 | 0.0008241 | 0.00104 | 0.98147 | 13.23 | 0.0099 | 0.0007919 | 0.0009897 | 0.96263 | 13.294 | 0.00987 | 0.0008218 | 0.00102 | 0.98328 | 14.9304 | 0.0103 | 0.0009171 | 0.00113 | 0.94934 | 15.5395 | 0.01122 | 0.00123 | 0.00149 | 0.93856 | 15.5008 | 0.01236 | 0.0013 | 0.00159 | 0.95344 | 16.4438 | 0.01085 | 0.0009902 | 0.00123 | 0.9241 | 16.3057 | 0.01101 | 0.00101 | 0.00125 | 0.93854 | 16.3088 | 0.01034 | 0.000878 | 0.0011 | 0.92957 | 16.2701 | 0.01127 | 0.0009233 | 0.00116 | 0.92958 | 18.0186 | 0.01084 | 0.00104 | 0.00127 | 0.97328 | 18.256 | 0.01145 | 0.00106 | 0.0013 | 0.9766 | 18.3558 | 0.01263 | 0.00102 | 0.00128 | 0.887 | 18.2072 | 0.01168 | 0.00103 | 0.0013 | 0.98868 | 18.9594 | 0.01274 | 0.00106 | 0.00134 | 0.89836 | 19.341 | 0.01092 | 0.0009902 | 0.00124 | 0.95339 | 19.6472 | 0.01218 | 0.00104 | 0.00131 | 0.9312 | 19.5293 | 0.01231 | 0.00105 | 0.00132 | 0.89983 | 19.5982 | 0.01194 | 0.0009996 | 0.00126 | 0.88983 | 18.7449 | 0.01251 | 0.00108 | 0.00136 | 0.9384 | 19.2005 | 0.01379 | 0.00112 | 0.00142 | 0.96872 | 20.6023 | 0.01318 | 0.00112 | 0.00142 | 0.97925 | 21.9464 | 0.01225 | 0.00103 | 0.00129 | 0.93541 | 24.6429 | 0.01283 | 0.00115 | 0.00143 | 0.91823 | 24.4656 | 0.01294 | 0.00116 | 0.00144 | 0.9456 | 26.6934 | 0.01471 | 0.00126 | 0.00159 | 0.96848 | 28.8958 | 0.013 | 0.00105 | 0.00133 | 0.93092 | 28.4632 | 0.01325 | 0.00107 | 0.00135 | 0.95654 | 28.7597 | 0.01419 | 0.0011 | 0.0014 | 0.99356 | 25.5189 | 0.01649 | 0.00131 | 0.00168 | 0.97282 | 25.9257 | 0.01609 | 0.0013 | 0.00166 | 0.94384 | 31.4286 | 0.01543 | 0.0012 | 0.00154 | 0.97011 | 33.5693 | 0.01494 | 0.00113 | 0.00144 | 0.94712 | 32.9427 | 0.01562 | 0.0012 | 0.00154 | 0.99476 | 35.1156 | 0.01645 | 0.00126 | 0.00161 | 0.90924 | 35.7422 | 0.01587 | 0.00116 | 0.00149 | 0.91386 | 36.85 | 0.01658 | 0.00133 | 0.0017 | 0.96164 | 38.9034 | 0.01644 | 0.00119 | 0.00152 | 0.95703 | 38.2551 | 0.01632 | 0.00116 | 0.00148 | 0.96967 | 41.455 | 0.01744 | 0.00125 | 0.0016 | 0.95727 | 42.8722 | 0.01729 | 0.00125 | 0.0016 | 0.94518 | 42.6183 | 0.01739 | 0.00125 | 0.00161
1.0913 | 0.085387 | 0.01471 | 0.00119 | 0.0019 | 1.1172 | 0.084344 | 0.03105 | 0.00192 | 0.00307 | 1.0776 | 0.085952 | 0.04452 | 0.00243 | 0.00379 | 1.0776 | 0.35029 | 0.01184 | 0.0007144 | 0.00105 | 0.99925 | 0.36422 | 0.01433 | 0.0008069 | 0.00118 | 1.1403 | 0.74026 | 0.01521 | 0.0008146 | 0.00107 | 1.0986 | 1.7918 | 0.01056 | 0.0006288 | 0.0008355 | 1.09 | 1.7949 | 0.01155 | 0.000669 | 0.0008889 | 1 | 2.3708 | 0.00929 | 0.0006034 | 0.0007921 | 0.99979 | 2.9928 | 0.00901 | 0.000596 | 0.0007797 | 1 | 2.9929 | 0.00967 | 0.0006238 | 0.0008184 | 1.0003 | 3.51 | 0.00894 | 0.0006253 | 0.0008051 | 1.0001 | 3.51 | 0.00951 | 0.0006508 | 0.0008408 | 1.0001 | 3.5101 | 0.01009 | 0.0006754 | 0.0008756 | 1.0527 | 4.0401 | 0.00964 | 0.0006467 | 0.0008257 | 1.0004 | 4.8097 | 0.00905 | 0.00068 | 0.0008654 | 1.0717 | 4.7953 | 0.01005 | 0.0007153 | 0.0009105 | 1.0231 | 4.8057 | 0.01016 | 0.0007313 | 0.000931 | 1.0423 | 6.1606 | 0.00913 | 0.0007591 | 0.0009245 | 1.0192 | 6.7547 | 0.00945 | 0.0007626 | 0.0009474 | 1.0723 | 7.586 | 0.009 | 0.0006665 | 0.0008386 | 1.0353 | 7.5895 | 0.00909 | 0.000678 | 0.0008535 | 1.0165 | 9.001 | 0.00875 | 0.0006874 | 0.0008648 | 1.0009 | 9.3998 | 0.00906 | 0.0006957 | 0.0008821 | 1.0144 | 9.4077 | 0.00969 | 0.0007213 | 0.0009186 | 1.0426 | 10.1334 | 0.00925 | 0.0007158 | 0.0009154 | 1.001 | 10.1046 | 0.01003 | 0.0007596 | 0.0009769 | 1.0009 | 11.3897 | 0.00889 | 0.0007046 | 0.0008858 | 1.0238 | 11.4195 | 0.00996 | 0.0007519 | 0.0009487 | 1.0427 | 11.4494 | 0.01102 | 0.0007966 | 0.00101 | 1.0428 | 12.5849 | 0.01051 | 0.0008191 | 0.00104 | 1.0011 | 12.4963 | 0.01068 | 0.0008355 | 0.00106 | 1.0796 | 13.427 | 0.01054 | 0.0008018 | 0.001 | 1.0589 | 13.5407 | 0.0105 | 0.0008317 | 0.00103 | 1.0727 | 15.167 | 0.01087 | 0.0009247 | 0.00114 | 1.0356 | 15.8054 | 0.01177 | 0.00124 | 0.00151 | 1.0168 | 15.747 | 0.0129 | 0.00131 | 0.00161 | 1.0329 | 16.7898 | 0.01136 | 0.0009968 | 0.00124 | 1.0011 | 16.6516 | 0.01152 | 0.00101 | 0.00126 | 1.0168 | 16.6745 | 0.01086 | 0.0008854 | 0.00111 | 1.0011 | 16.606 | 0.01179 | 0.0009305 | 0.00118 | 1.0011 | 18.3841 | 0.0113 | 0.00105 | 0.00128 | 1.1123 | 18.8682 | 0.01237 | 0.00108 | 0.00132 | 1.0987 | 19.048 | 0.01354 | 0.00103 | 0.00131 | 1.0137 | 19.1273 | 0.01259 | 0.00105 | 0.00132 | 1.1123 | 19.7312 | 0.01362 | 0.00107 | 0.00136 | 1.0267 | 20.0007 | 0.01178 | 0.00101 | 0.00126 | 1.0726 | 20.1983 | 0.01303 | 0.00105 | 0.00133 | 1.0476 | 20.0903 | 0.01317 | 0.00107 | 0.00134 | 1.0123 | 20.5175 | 0.01278 | 0.00101 | 0.00128 | 1.0011 | 19.7536 | 0.0134 | 0.00109 | 0.00138 | 1.0427 | 20.1007 | 0.01465 | 0.00114 | 0.00145 | 1.0764 | 21.3424 | 0.01399 | 0.00113 | 0.00144 | 1.0881 | 22.8462 | 0.01301 | 0.00104 | 0.00131 | 1.029 | 25.5309 | 0.0135 | 0.00116 | 0.00145 | 1.0101 | 25.3535 | 0.01362 | 0.00117 | 0.00146 | 1.0244 | 27.6308 | 0.01533 | 0.00127 | 0.00161 | 1.0492 | 29.753 | 0.01358 | 0.00106 | 0.00134 | 1.0085 | 29.33 | 0.01384 | 0.00107 | 0.00137 | 1.0301 | 29.5576 | 0.01477 | 0.00111 | 0.00141 | 1.0645 | 26.3261 | 0.01714 | 0.00132 | 0.00169 | 1.0423 | 26.7215 | 0.01674 | 0.00131 | 0.00168 | 1.0068 | 32.3037 | 0.01596 | 0.00121 | 0.00156 | 1.0307 | 34.3447 | 0.01544 | 0.00113 | 0.00145 | 1.0063 | 33.8371 | 0.01613 | 0.00121 | 0.00156 | 1.1053 | 36.7371 | 0.01739 | 0.00127 | 0.00163 | 1.0103 | 37.5077 | 0.0168 | 0.00118 | 0.00152 | 1.0154 | 38.565 | 0.01748 | 0.00135 | 0.00172 | 1.0819 | 40.8931 | 0.0175 | 0.00121 | 0.00155 | 1.0767 | 40.3438 | 0.0174 | 0.00118 | 0.00152 | 1.0774 | 43.3825 | 0.01844 | 0.00127 | 0.00163 | 1.0636 | 44.9676 | 0.01825 | 0.00127 | 0.00163 | 1.0502 | 44.7133 | 0.01837 | 0.00127 | 0.00164
1.1905 | 0.081373 | 0.0167 | 0.00132 | 0.00212 | 1.2413 | 0.079588 | 0.03617 | 0.00219 | 0.00349 | 1.1605 | 0.082597 | 0.04953 | 0.00264 | 0.00414 | 1.1605 | 0.33687 | 0.01307 | 0.0007607 | 0.00112 | 1.1242 | 0.34259 | 0.01673 | 0.0009155 | 0.00131 | 1.2828 | 0.7015 | 0.01757 | 0.0009054 | 0.00116 | 1.1984 | 1.7507 | 0.01152 | 0.0006532 | 0.0008684 | 1.1809 | 1.7587 | 0.01251 | 0.000692 | 0.0009202 | 1.0833 | 2.3336 | 0.01001 | 0.0006194 | 0.0008158 | 1.0712 | 2.9646 | 0.00958 | 0.0006071 | 0.0007975 | 1.0667 | 2.9667 | 0.01024 | 0.0006345 | 0.0008356 | 1.0628 | 3.4827 | 0.00942 | 0.0006337 | 0.0008195 | 1.0589 | 3.4848 | 0.01 | 0.0006588 | 0.0008547 | 1.1112 | 3.4606 | 0.01107 | 0.0006978 | 0.0009025 | 1.1843 | 3.9795 | 0.0107 | 0.0006727 | 0.0008545 | 1.1255 | 4.78 | 0.00993 | 0.000699 | 0.0008897 | 1.1908 | 4.7577 | 0.01094 | 0.0007335 | 0.0009337 | 1.1368 | 4.777 | 0.01105 | 0.0007491 | 0.000954 | 1.1465 | 6.1248 | 0.00982 | 0.0007706 | 0.0009412 | 1.1119 | 6.7349 | 0.01008 | 0.0007727 | 0.0009628 | 1.1617 | 7.5651 | 0.00956 | 0.0006756 | 0.0008523 | 1.1216 | 7.5756 | 0.00965 | 0.000687 | 0.0008672 | 1.0947 | 9.0159 | 0.00923 | 0.0006943 | 0.0008763 | 1.0724 | 9.4326 | 0.00952 | 0.0007023 | 0.0008933 | 1.0821 | 9.4356 | 0.01014 | 0.0007277 | 0.0009295 | 1.1121 | 10.1522 | 0.00967 | 0.0007217 | 0.0009257 | 1.1261 | 10.1523 | 0.01087 | 0.0007752 | 0.0009966 | 1.126 | 11.547 | 0.00963 | 0.0007182 | 0.000904 | 1.1375 | 11.5571 | 0.0107 | 0.0007646 | 0.0009659 | 1.147 | 11.5672 | 0.01176 | 0.0008086 | 0.00103 | 1.1471 | 12.7723 | 0.01118 | 0.0008296 | 0.00105 | 1.1012 | 12.7036 | 0.01135 | 0.000846 | 0.00107 | 1.1778 | 13.5845 | 0.01117 | 0.0008112 | 0.00102 | 1.1552 | 13.7379 | 0.01113 | 0.0008409 | 0.00105 | 1.1621 | 15.354 | 0.01142 | 0.0009319 | 0.00115 | 1.1219 | 16.032 | 0.0123 | 0.00125 | 0.00152 | 1.095 | 15.9636 | 0.01344 | 0.00132 | 0.00162 | 1.1123 | 17.0763 | 0.01186 | 0.001 | 0.00125 | 1.0781 | 16.958 | 0.01203 | 0.00102 | 0.00127 | 1.095 | 17.0007 | 0.01136 | 0.0008924 | 0.00112 | 1.1441 | 17.1792 | 0.0128 | 0.0009489 | 0.0012 | 1.1441 | 18.9865 | 0.01221 | 0.00106 | 0.0013 | 1.2514 | 19.352 | 0.01326 | 0.00109 | 0.00134 | 1.2207 | 19.6216 | 0.01442 | 0.00105 | 0.00133 | 1.1404 | 19.8894 | 0.01347 | 0.00106 | 0.00134 | 1.2358 | 20.3745 | 0.01447 | 0.00109 | 0.00138 | 1.155 | 20.5025 | 0.01262 | 0.00102 | 0.00128 | 1.1917 | 20.6311 | 0.01387 | 0.00107 | 0.00135 | 1.164 | 20.5329 | 0.01401 | 0.00108 | 0.00136 | 1.1248 | 21.3187 | 0.0136 | 0.00103 | 0.0013 | 1.1123 | 20.6543 | 0.01424 | 0.00111 | 0.0014 | 1.1469 | 20.9125 | 0.01548 | 0.00115 | 0.00147 | 1.184 | 21.9841 | 0.01478 | 0.00115 | 0.00146 | 1.1969 | 23.6476 | 0.01374 | 0.00105 | 0.00133 | 1.1225 | 26.3207 | 0.01416 | 0.00117 | 0.00147 | 1.1019 | 26.1531 | 0.01428 | 0.00118 | 0.00148 | 1.1032 | 28.4998 | 0.01594 | 0.00128 | 0.00162 | 1.1299 | 30.5319 | 0.01415 | 0.00106 | 0.00135 | 1.0861 | 30.1185 | 0.01441 | 0.00108 | 0.00138 | 1.1037 | 30.287 | 0.01534 | 0.00111 | 0.00143 | 1.1355 | 27.0847 | 0.01778 | 0.00133 | 0.00171 | 1.1118 | 27.4689 | 0.01737 | 0.00132 | 0.0017 | 1.0697 | 33.1203 | 0.01648 | 0.00122 | 0.00157 | 1.0914 | 35.0616 | 0.01593 | 0.00114 | 0.00147 | 1.0655 | 34.673 | 0.01662 | 0.00122 | 0.00157 | 1.2435 | 38.4977 | 0.01852 | 0.00129 | 0.00166 | 1.1365 | 39.4323 | 0.0179 | 0.0012 | 0.00155 | 1.1423 | 40.4089 | 0.01856 | 0.00136 | 0.00175 | 1.2021 | 42.6 | 0.01852 | 0.00122 | 0.00158 | 1.1963 | 42.1599 | 0.01843 | 0.0012 | 0.00154 | 1.1852 | 45.0667 | 0.0194 | 0.00128 | 0.00165 | 1.17 | 46.8101 | 0.01918 | 0.00128 | 0.00165 | 1.1552 | 46.5754 | 0.0193 | 0.00129 | 0.00166
1.2897 | 0.078009 | 0.01879 | 0.00144 | 0.00234 | 1.3654 | 0.075693 | 0.04159 | 0.00246 | 0.00393 | 1.2434 | 0.079522 | 0.05474 | 0.00286 | 0.0045 | 1.2434 | 0.32466 | 0.01435 | 0.000808 | 0.0012 | 1.2491 | 0.32387 | 0.01927 | 0.00102 | 0.00145 | 1.4253 | 0.66745 | 0.02005 | 0.0009967 | 0.00126 | 1.2983 | 1.7106 | 0.0125 | 0.0006776 | 0.0009012 | 1.2717 | 1.7216 | 0.01348 | 0.0007151 | 0.0009516 | 1.1667 | 2.2965 | 0.01074 | 0.0006353 | 0.0008394 | 1.1426 | 2.9334 | 0.01016 | 0.0006181 | 0.0008151 | 1.1333 | 2.9385 | 0.01082 | 0.000645 | 0.0008526 | 1.1254 | 3.4545 | 0.00991 | 0.000642 | 0.0008337 | 1.1765 | 3.4304 | 0.01098 | 0.0006819 | 0.0008821 | 1.2501 | 3.3942 | 0.01231 | 0.0007295 | 0.0009355 | 1.3159 | 3.918 | 0.01178 | 0.0006983 | 0.0008827 | 1.2505 | 4.7354 | 0.01083 | 0.0007175 | 0.000913 | 1.3099 | 4.7102 | 0.01184 | 0.0007512 | 0.0009561 | 1.2505 | 4.7355 | 0.01194 | 0.0007665 | 0.0009762 | 1.2508 | 6.0772 | 0.01052 | 0.0007817 | 0.0009573 | 1.2045 | 6.7021 | 0.01072 | 0.0007824 | 0.0009776 | 1.251 | 7.5304 | 0.01013 | 0.0006845 | 0.0008655 | 1.2079 | 7.5488 | 0.01022 | 0.0006957 | 0.0008804 | 1.1729 | 9.0149 | 0.0097 | 0.0007011 | 0.0008874 | 1.1439 | 9.4495 | 0.00997 | 0.0007087 | 0.0009042 | 1.2173 | 9.4537 | 0.01104 | 0.0007453 | 0.0009502 | 1.2511 | 10.1602 | 0.01051 | 0.0007376 | 0.0009452 | 1.2512 | 10.1605 | 0.01171 | 0.00079 | 0.00102 | 1.2512 | 11.6447 | 0.01037 | 0.000731 | 0.0009209 | 1.2513 | 11.645 | 0.01143 | 0.0007767 | 0.000982 | 1.2512 | 11.6453 | 0.0125 | 0.00082 | 0.00104 | 1.2514 | 12.9201 | 0.01184 | 0.0008394 | 0.00107 | 1.2013 | 12.8513 | 0.01202 | 0.0008558 | 0.00109 | 1.2759 | 13.7023 | 0.0118 | 0.0008201 | 0.00103 | 1.2514 | 13.8955 | 0.01174 | 0.0008496 | 0.00106 | 1.2515 | 15.5014 | 0.01198 | 0.0009388 | 0.00117 | 1.2083 | 16.2189 | 0.01283 | 0.00125 | 0.00153 | 1.2514 | 16.3081 | 0.01449 | 0.00133 | 0.00164 | 1.2713 | 17.5405 | 0.01284 | 0.00102 | 0.00127 | 1.2321 | 17.442 | 0.01302 | 0.00103 | 0.00129 | 1.2514 | 17.5245 | 0.01235 | 0.0009104 | 0.00115 | 1.2871 | 17.6238 | 0.01377 | 0.0009654 | 0.00122 | 1.2871 | 19.4504 | 0.0131 | 0.00108 | 0.00132 | 1.3904 | 19.7169 | 0.01413 | 0.0011 | 0.00136 | 1.3428 | 20.0962 | 0.01528 | 0.00106 | 0.00134 | 1.2671 | 20.5228 | 0.01431 | 0.00107 | 0.00136 | 1.3594 | 20.919 | 0.01529 | 0.0011 | 0.0014 | 1.2834 | 20.9057 | 0.01344 | 0.00103 | 0.0013 | 1.3109 | 20.975 | 0.01469 | 0.00108 | 0.00136 | 1.2804 | 20.8967 | 0.01483 | 0.00109 | 0.00138 | 1.2373 | 22.0314 | 0.01438 | 0.00104 | 0.00132 | 1.2235 | 21.4566 | 0.01504 | 0.00112 | 0.00142 | 1.2512 | 21.6355 | 0.01628 | 0.00116 | 0.00149 | 1.2916 | 22.537 | 0.01554 | 0.00116 | 0.00147 | 1.3057 | 24.3502 | 0.01445 | 0.00106 | 0.00134 | 1.216 | 27.0319 | 0.0148 | 0.00117 | 0.00148 | 1.1937 | 26.8741 | 0.01493 | 0.00118 | 0.00149 | 1.182 | 29.3001 | 0.01652 | 0.00128 | 0.00164 | 1.2106 | 31.2321 | 0.0147 | 0.00107 | 0.00137 | 1.1636 | 30.8283 | 0.01497 | 0.00109 | 0.00139 | 1.1773 | 30.9475 | 0.0159 | 0.00112 | 0.00144 | 1.2065 | 27.8045 | 0.0184 | 0.00134 | 0.00173 | 1.1813 | 28.1676 | 0.01798 | 0.00133 | 0.00171 | 1.1326 | 33.8583 | 0.01699 | 0.00123 | 0.00159 | 1.2126 | 36.3489 | 0.01688 | 0.00116 | 0.00149 | 1.1839 | 36.1586 | 0.01758 | 0.00123 | 0.0016 | 1.3816 | 39.9936 | 0.0196 | 0.00131 | 0.00169 | 1.2628 | 41.0731 | 0.01896 | 0.00122 | 0.00158 | 1.2692 | 41.9692 | 0.01959 | 0.00138 | 0.00178 | 1.3223 | 44.0822 | 0.0195 | 0.00124 | 0.0016 | 1.3159 | 43.7414 | 0.01942 | 0.00121 | 0.00157 | 1.2929 | 46.5562 | 0.02033 | 0.0013 | 0.00168 | 1.2764 | 48.4681 | 0.02007 | 0.00129 | 0.00167 | 1.2602 | 48.233 | 0.02019 | 0.0013 | 0.00168
1.3889 | 0.075005 | 0.02096 | 0.00157 | 0.00257 | 1.4896 | 0.072238 | 0.04728 | 0.00274 | 0.00438 | 1.3263 | 0.076879 | 0.06014 | 0.00307 | 0.00487 | 1.3263 | 0.31334 | 0.01568 | 0.0008562 | 0.00128 | 1.374 | 0.30735 | 0.02196 | 0.00113 | 0.0016 | 1.5678 | 0.63721 | 0.02266 | 0.00109 | 0.00136 | 1.3982 | 1.6715 | 0.01351 | 0.0007022 | 0.0009343 | 1.3625 | 1.6856 | 0.01448 | 0.0007382 | 0.0009832 | 1.25 | 2.2584 | 0.01149 | 0.0006513 | 0.0008628 | 1.214 | 2.9013 | 0.01074 | 0.000629 | 0.0008325 | 1.2 | 2.9083 | 0.0114 | 0.0006555 | 0.0008695 | 1.2504 | 3.3941 | 0.01091 | 0.0006658 | 0.0008616 | 1.3236 | 3.358 | 0.01224 | 0.0007146 | 0.0009158 | 1.389 | 3.3259 | 0.01357 | 0.0007607 | 0.0009681 | 1.4475 | 3.8567 | 0.01287 | 0.0007235 | 0.0009105 | 1.3756 | 4.6809 | 0.01173 | 0.0007356 | 0.0009357 | 1.429 | 4.6548 | 0.01274 | 0.0007686 | 0.0009779 | 1.3642 | 4.686 | 0.01285 | 0.0007835 | 0.0009979 | 1.355 | 6.0206 | 0.01123 | 0.0007928 | 0.0009731 | 1.2972 | 6.6604 | 0.01135 | 0.0007921 | 0.000992 | 1.3404 | 7.4857 | 0.01069 | 0.0006932 | 0.0008784 | 1.2942 | 7.5101 | 0.01078 | 0.0007043 | 0.0008933 | 1.2511 | 9.001 | 0.01017 | 0.0007077 | 0.0008981 | 1.2869 | 9.4467 | 0.01087 | 0.0007266 | 0.0009248 | 1.3526 | 9.4331 | 0.01194 | 0.0007622 | 0.0009696 | 1.3901 | 10.1285 | 0.01135 | 0.0007529 | 0.0009635 | 1.3763 | 10.1289 | 0.01255 | 0.0008044 | 0.00103 | 1.3763 | 11.7029 | 0.0111 | 0.0007432 | 0.0009367 | 1.365 | 11.6933 | 0.01216 | 0.0007882 | 0.0009971 | 1.3555 | 11.6937 | 0.01323 | 0.000831 | 0.00106 | 1.3556 | 13.0182 | 0.0125 | 0.0008488 | 0.00108 | 1.3014 | 12.9693 | 0.01268 | 0.0008652 | 0.0011 | 1.3741 | 13.7804 | 0.01242 | 0.0008286 | 0.00104 | 1.3477 | 14.0134 | 0.01235 | 0.0008579 | 0.00107 | 1.4302 | 15.7071 | 0.01307 | 0.0009578 | 0.00119 | 1.3809 | 16.5139 | 0.01387 | 0.00127 | 0.00155 | 1.4078 | 16.5537 | 0.01553 | 0.00134 | 0.00166 | 1.4302 | 17.8658 | 0.01381 | 0.00103 | 0.00129 | 1.3862 | 17.7872 | 0.01398 | 0.00105 | 0.00131 | 1.4078 | 17.9195 | 0.01331 | 0.0009267 | 0.00117 | 1.4301 | 17.9693 | 0.01473 | 0.0009807 | 0.00124 | 1.4301 | 19.8054 | 0.01396 | 0.00109 | 0.00134 | 1.5294 | 19.9926 | 0.01499 | 0.00111 | 0.00137 | 1.4649 | 20.4916 | 0.01612 | 0.00107 | 0.00136 | 1.3939 | 21.0474 | 0.01513 | 0.00109 | 0.00138 | 1.483 | 21.3642 | 0.0161 | 0.00111 | 0.00141 | 1.4117 | 21.2201 | 0.01425 | 0.00104 | 0.00131 | 1.4301 | 21.2599 | 0.01549 | 0.00109 | 0.00138 | 1.3968 | 21.1814 | 0.01564 | 0.0011 | 0.0014 | 1.3497 | 22.6451 | 0.01514 | 0.00105 | 0.00134 | 1.3347 | 22.17 | 0.01582 | 0.00113 | 0.00144 | 1.3555 | 22.2895 | 0.01705 | 0.00117 | 0.0015 | 1.3993 | 23.0308 | 0.01629 | 0.00117 | 0.00149 | 1.4145 | 24.9639 | 0.01514 | 0.00107 | 0.00136 | 1.3096 | 27.6742 | 0.01542 | 0.00118 | 0.00149 | 1.2855 | 27.5163 | 0.01555 | 0.00119 | 0.00151 | 1.2608 | 30.0314 | 0.0171 | 0.00129 | 0.00165 | 1.2913 | 31.8634 | 0.01524 | 0.00108 | 0.00138 | 1.2412 | 31.4793 | 0.01551 | 0.0011 | 0.00141 | 1.2509 | 31.559 | 0.01644 | 0.00113 | 0.00145 | 1.2774 | 28.4753 | 0.019 | 0.00135 | 0.00174 | 1.2508 | 28.8374 | 0.01857 | 0.00134 | 0.00173 | 1.2585 | 35.1874 | 0.01797 | 0.00124 | 0.00161 | 1.3642 | 37.7055 | 0.01803 | 0.00118 | 0.00152 | 1.3319 | 37.7335 | 0.01874 | 0.00125 | 0.00162 | 1.5198 | 41.2834 | 0.02065 | 0.00133 | 0.00171 | 1.3891 | 42.4886 | 0.01998 | 0.00123 | 0.0016 | 1.3962 | 43.3143 | 0.02059 | 0.00139 | 0.0018 | 1.4425 | 45.3685 | 0.02045 | 0.00125 | 0.00162 | 1.4355 | 45.137 | 0.02038 | 0.00123 | 0.00159 | 1.4006 | 47.8799 | 0.02123 | 0.00131 | 0.0017 | 1.3827 | 49.9504 | 0.02094 | 0.00131 | 0.00169 | 1.3653 | 49.7251 | 0.02106 | 0.00131 | 0.0017
1.4881 | 0.072272 | 0.02321 | 0.0017 | 0.00281 | 1.6137 | 0.069155 | 0.05323 | 0.00302 | 0.00485 | 1.492 | 0.072182 | 0.07149 | 0.00368 | 0.00563 | 1.492 | 0.29352 | 0.01846 | 0.0009943 | 0.00145 | 1.4989 | 0.29273 | 0.02479 | 0.00125 | 0.00175 | 1.7104 | 0.61027 | 0.02539 | 0.00118 | 0.00147 | 1.4981 | 1.6324 | 0.01454 | 0.0007269 | 0.0009677 | 1.4534 | 1.6495 | 0.0155 | 0.0007614 | 0.00101 | 1.3333 | 2.2202 | 0.01225 | 0.0006672 | 0.0008863 | 1.2854 | 2.8681 | 0.01133 | 0.0006399 | 0.0008497 | 1.3333 | 2.846 | 0.01258 | 0.0006865 | 0.0009028 | 1.4067 | 3.3168 | 0.01218 | 0.0006998 | 0.0008962 | 1.4707 | 3.2846 | 0.01352 | 0.000747 | 0.0009492 | 1.5279 | 3.2556 | 0.01487 | 0.0007917 | 0.001 | 1.5791 | 3.7953 | 0.01398 | 0.0007484 | 0.0009381 | 1.5006 | 4.6195 | 0.01265 | 0.0007535 | 0.0009578 | 1.5481 | 4.5944 | 0.01367 | 0.0007859 | 0.0009994 | 1.4779 | 4.6307 | 0.01376 | 0.0008004 | 0.00102 | 1.4592 | 5.9581 | 0.01194 | 0.0008037 | 0.0009885 | 1.3898 | 6.6109 | 0.01199 | 0.0008015 | 0.00101 | 1.4297 | 7.4331 | 0.01127 | 0.0007018 | 0.000891 | 1.3805 | 7.4625 | 0.01135 | 0.0007128 | 0.0009058 | 1.4075 | 8.9436 | 0.01112 | 0.0007266 | 0.0009186 | 1.4298 | 9.4092 | 0.01177 | 0.0007438 | 0.0009442 | 1.4879 | 9.3868 | 0.01285 | 0.0007786 | 0.0009882 | 1.5291 | 10.0671 | 0.01219 | 0.0007677 | 0.000981 | 1.5014 | 10.0776 | 0.01339 | 0.0008183 | 0.00105 | 1.5014 | 11.7213 | 0.01182 | 0.0007549 | 0.0009517 | 1.4788 | 11.7118 | 0.01289 | 0.0007993 | 0.00101 | 1.4598 | 11.7123 | 0.01395 | 0.0008416 | 0.00107 | 1.4599 | 13.0865 | 0.01315 | 0.0008578 | 0.00109 | 1.4015 | 13.0475 | 0.01333 | 0.0008742 | 0.00111 | 1.5704 | 13.8772 | 0.01365 | 0.0008536 | 0.00107 | 1.5402 | 14.1799 | 0.01356 | 0.0008819 | 0.0011 | 1.609 | 15.8237 | 0.01415 | 0.0009756 | 0.00121 | 1.5535 | 16.7098 | 0.01489 | 0.00128 | 0.00157 | 1.5643 | 16.72 | 0.01655 | 0.00136 | 0.00167 | 1.5891 | 18.092 | 0.01475 | 0.00105 | 0.00131 | 1.5402 | 18.0333 | 0.01493 | 0.00106 | 0.00133 | 1.5642 | 18.2153 | 0.01425 | 0.0009418 | 0.00119 | 1.5731 | 18.2256 | 0.01567 | 0.0009949 | 0.00126 | 1.5731 | 20.0712 | 0.01482 | 0.0011 | 0.00135 | 1.6685 | 20.209 | 0.01583 | 0.00113 | 0.00139 | 1.587 | 20.8277 | 0.01694 | 0.00108 | 0.00137 | 1.5206 | 21.4827 | 0.01593 | 0.0011 | 0.0014 | 1.6066 | 21.7301 | 0.01689 | 0.00112 | 0.00143 | 1.54 | 21.4652 | 0.01505 | 0.00105 | 0.00133 | 1.5493 | 21.4854 | 0.01629 | 0.0011 | 0.00139 | 1.5132 | 21.4169 | 0.01644 | 0.00111 | 0.00141 | 1.4622 | 23.1797 | 0.01589 | 0.00106 | 0.00135 | 1.446 | 22.8043 | 0.01658 | 0.00114 | 0.00146 | 1.4597 | 22.8742 | 0.01781 | 0.00118 | 0.00152 | 1.5069 | 23.4555 | 0.01702 | 0.00117 | 0.00151 | 1.5233 | 25.5084 | 0.01581 | 0.00108 | 0.00137 | 1.4031 | 28.2374 | 0.01603 | 0.00119 | 0.0015 | 1.3773 | 28.0894 | 0.01616 | 0.0012 | 0.00152 | 1.3396 | 30.7037 | 0.01766 | 0.0013 | 0.00166 | 1.372 | 32.4455 | 0.01577 | 0.00108 | 0.00139 | 1.3188 | 32.0712 | 0.01605 | 0.0011 | 0.00142 | 1.3244 | 32.1114 | 0.01697 | 0.00113 | 0.00146 | 1.4194 | 29.7194 | 0.02017 | 0.00137 | 0.00177 | 1.3897 | 30.0597 | 0.01973 | 0.00136 | 0.00176 | 1.4158 | 36.5759 | 0.01916 | 0.00126 | 0.00164 | 1.5158 | 38.8463 | 0.01914 | 0.00119 | 0.00154 | 1.4799 | 39.0529 | 0.01984 | 0.00127 | 0.00165 | 1.6579 | 42.3861 | 0.02167 | 0.00134 | 0.00173 | 1.5154 | 43.7178 | 0.02096 | 0.00125 | 0.00162 | 1.5231 | 44.4731 | 0.02156 | 0.00141 | 0.00182 | 1.5627 | 46.498 | 0.02138 | 0.00127 | 0.00164 | 1.5552 | 46.366 | 0.02131 | 0.00124 | 0.00161 | 1.5084 | 49.0568 | 0.02211 | 0.00132 | 0.00171 | 1.4891 | 51.2962 | 0.02178 | 0.00132 | 0.00171 | 1.4703 | 51.0706 | 0.02191 | 0.00132 | 0.00172
1.5873 | 0.069779 | 0.02555 | 0.00183 | 0.00306 | 1.7378 | 0.066381 | 0.05944 | 0.0033 | 0.00534 | 1.6578 | 0.068137 | 0.08354 | 0.00427 | 0.00643 | 1.6578 | 0.2764 | 0.02144 | 0.00113 | 0.00163 | 1.6238 | 0.27972 | 0.02775 | 0.00136 | 0.00191 | 1.8529 | 0.58594 | 0.02823 | 0.00127 | 0.00158 | 1.5979 | 1.5943 | 0.01559 | 0.0007518 | 0.001 | 1.5442 | 1.6144 | 0.01655 | 0.0007849 | 0.00105 | 1.4167 | 2.1831 | 0.01302 | 0.0006832 | 0.0009098 | 1.4283 | 2.7999 | 0.01253 | 0.0006723 | 0.000884 | 1.5 | 2.7658 | 0.0141 | 0.0007312 | 0.0009442 | 1.563 | 3.2384 | 0.01347 | 0.0007334 | 0.0009305 | 1.6177 | 3.2114 | 0.01483 | 0.0007791 | 0.0009824 | 1.6668 | 3.1863 | 0.01619 | 0.0008226 | 0.00103 | 1.7107 | 3.735 | 0.01511 | 0.0007732 | 0.0009656 | 1.6257 | 4.5532 | 0.01358 | 0.0007713 | 0.0009796 | 1.6671 | 4.5311 | 0.0146 | 0.0008031 | 0.00102 | 1.5916 | 4.5713 | 0.01469 | 0.0008171 | 0.00104 | 1.5635 | 5.8916 | 0.01265 | 0.0008146 | 0.001 | 1.4825 | 6.5563 | 0.01264 | 0.0008109 | 0.00102 | 1.6085 | 7.311 | 0.01242 | 0.0007279 | 0.0009155 | 1.553 | 7.3514 | 0.0125 | 0.0007385 | 0.0009301 | 1.5639 | 8.8583 | 0.01208 | 0.0007451 | 0.0009383 | 1.5728 | 9.347 | 0.01268 | 0.0007605 | 0.0009629 | 1.6231 | 9.3217 | 0.01376 | 0.0007946 | 0.00101 | 1.6681 | 9.9859 | 0.01304 | 0.0007822 | 0.0009978 | 1.6265 | 10.0114 | 0.01424 | 0.000832 | 0.00107 | 1.6265 | 11.7099 | 0.01255 | 0.0007663 | 0.000966 | 1.5925 | 11.7105 | 0.01362 | 0.0008101 | 0.00103 | 1.6683 | 11.6999 | 0.01541 | 0.0008741 | 0.0011 | 1.6685 | 13.1537 | 0.01445 | 0.0008844 | 0.00112 | 1.6018 | 13.1347 | 0.01463 | 0.0009006 | 0.00114 | 1.7666 | 13.8847 | 0.01488 | 0.0008774 | 0.00109 | 1.7327 | 14.2572 | 0.01476 | 0.0009044 | 0.00112 | 1.7878 | 15.8709 | 0.01522 | 0.0009927 | 0.00122 | 1.7261 | 16.8465 | 0.0159 | 0.00129 | 0.00158 | 1.7207 | 16.847 | 0.01756 | 0.00137 | 0.00169 | 1.748 | 18.2388 | 0.01569 | 0.00106 | 0.00132 | 1.6942 | 18.19 | 0.01587 | 0.00108 | 0.00134 | 1.7207 | 18.4319 | 0.01518 | 0.0009561 | 0.0012 | 1.7161 | 18.4224 | 0.0166 | 0.00101 | 0.00127 | 1.7161 | 20.2677 | 0.01566 | 0.00111 | 0.00137 | 1.8075 | 20.3558 | 0.01667 | 0.00114 | 0.0014 | 1.709 | 21.0943 | 0.01776 | 0.00109 | 0.00139 | 1.6473 | 21.8387 | 0.01671 | 0.00111 | 0.00141 | 1.7302 | 22.0366 | 0.01767 | 0.00113 | 0.00144 | 1.6684 | 21.6711 | 0.01584 | 0.00106 | 0.00134 | 1.6684 | 21.6715 | 0.01708 | 0.00111 | 0.00141 | 1.6296 | 21.6129 | 0.01723 | 0.00112 | 0.00142 | 1.5747 | 23.645 | 0.01661 | 0.00107 | 0.00137 | 1.5572 | 23.3593 | 0.01732 | 0.00115 | 0.00147 | 1.564 | 23.3996 | 0.01854 | 0.00119 | 0.00154 | 1.6145 | 23.8308 | 0.01774 | 0.00118 | 0.00152 | 1.6321 | 25.9935 | 0.01647 | 0.00109 | 0.00139 | 1.4967 | 28.7514 | 0.01662 | 0.0012 | 0.00152 | 1.4692 | 28.6133 | 0.01676 | 0.00121 | 0.00153 | 1.4184 | 31.3267 | 0.01821 | 0.0013 | 0.00168 | 1.4527 | 32.9785 | 0.01629 | 0.00109 | 0.0014 | 1.3964 | 32.6139 | 0.01658 | 0.00111 | 0.00143 | 1.4716 | 33.0982 | 0.01802 | 0.00115 | 0.00148 | 1.5968 | 31.083 | 0.02157 | 0.00139 | 0.0018 | 1.5635 | 31.4215 | 0.02111 | 0.00138 | 0.00179 | 1.5731 | 37.7282 | 0.0203 | 0.00128 | 0.00166 | 1.6674 | 39.8202 | 0.02023 | 0.00121 | 0.00156 | 1.6279 | 40.1656 | 0.02092 | 0.00129 | 0.00167 | 1.7961 | 43.3313 | 0.02266 | 0.00135 | 0.00175 | 1.6417 | 44.7897 | 0.02193 | 0.00126 | 0.00164 | 1.65 | 45.4847 | 0.0225 | 0.00142 | 0.00184 | 1.6829 | 47.5001 | 0.02229 | 0.00128 | 0.00166 | 1.6748 | 47.4577 | 0.02222 | 0.00125 | 0.00163 | 1.6161 | 50.1065 | 0.02297 | 0.00133 | 0.00173 | 1.5954 | 52.5249 | 0.0226 | 0.00133 | 0.00173 | 1.5753 | 52.2991 | 0.02273 | 0.00133 | 0.00174
1.6865 | 0.067487 | 0.02798 | 0.00197 | 0.00331 | 1.862 | 0.063858 | 0.06591 | 0.00358 | 0.00584 | 1.8236 | 0.064612 | 0.09629 | 0.00486 | 0.00726 | 1.8236 | 0.26149 | 0.02459 | 0.00127 | 0.00182 | 1.7487 | 0.268 | 0.03085 | 0.00147 | 0.00207 | 1.9954 | 0.56401 | 0.0312 | 0.00137 | 0.00169 | 1.6978 | 1.5573 | 0.01667 | 0.0007769 | 0.00104 | 1.635 | 1.5803 | 0.01761 | 0.0008085 | 0.00108 | 1.5 | 2.146 | 0.01381 | 0.0006993 | 0.0009334 | 1.6068 | 2.7136 | 0.01407 | 0.0007191 | 0.0009268 | 1.6667 | 2.6845 | 0.01566 | 0.0007755 | 0.0009856 | 1.7193 | 3.1602 | 0.01481 | 0.0007669 | 0.0009648 | 1.7648 | 3.1381 | 0.01617 | 0.0008113 | 0.00102 | 1.8057 | 3.1181 | 0.01754 | 0.0008536 | 0.00107 | 1.8423 | 3.6758 | 0.01626 | 0.0007978 | 0.000993 | 1.7507 | 4.4858 | 0.01452 | 0.000789 | 0.001 | 1.7862 | 4.4658 | 0.01555 | 0.0008203 | 0.00104 | 1.7052 | 4.51 | 0.01562 | 0.0008338 | 0.00106 | 1.6677 | 5.8232 | 0.01338 | 0.0008255 | 0.00102 | 1.6678 | 6.4365 | 0.01395 | 0.0008397 | 0.00105 | 1.7872 | 7.1772 | 0.0136 | 0.0007537 | 0.0009395 | 1.7256 | 7.2245 | 0.01367 | 0.0007637 | 0.0009538 | 1.7203 | 8.7553 | 0.01304 | 0.0007632 | 0.0009572 | 1.7158 | 9.269 | 0.01359 | 0.0007769 | 0.0009809 | 1.7584 | 9.2428 | 0.01468 | 0.0008104 | 0.00102 | 1.8072 | 9.8959 | 0.0139 | 0.0007966 | 0.00101 | 1.7517 | 9.9325 | 0.0151 | 0.0008455 | 0.00108 | 1.7516 | 11.6787 | 0.01328 | 0.0007774 | 0.0009799 | 1.82 | 11.6484 | 0.01507 | 0.0008437 | 0.00105 | 1.8768 | 11.6281 | 0.01687 | 0.0009054 | 0.00112 | 1.877 | 13.1315 | 0.01575 | 0.0009098 | 0.00114 | 1.802 | 13.1524 | 0.01593 | 0.0009256 | 0.00116 | 1.9629 | 13.8526 | 0.0161 | 0.0009003 | 0.00111 | 1.9253 | 14.2749 | 0.01595 | 0.0009259 | 0.00114 | 1.9666 | 15.8685 | 0.0163 | 0.00101 | 0.00124 | 1.8987 | 16.9237 | 0.01691 | 0.0013 | 0.0016 | 1.8771 | 16.9144 | 0.01857 | 0.00138 | 0.0017 | 1.9069 | 18.3161 | 0.01662 | 0.00107 | 0.00134 | 1.8482 | 18.2972 | 0.01681 | 0.00109 | 0.00136 | 1.8771 | 18.589 | 0.0161 | 0.0009696 | 0.00122 | 1.8591 | 18.5697 | 0.01752 | 0.00102 | 0.00129 | 1.8592 | 20.3946 | 0.0165 | 0.00112 | 0.00138 | 1.9466 | 20.4531 | 0.01751 | 0.00115 | 0.00141 | 1.8311 | 21.3213 | 0.01856 | 0.0011 | 0.0014 | 1.774 | 22.1353 | 0.01749 | 0.00111 | 0.00142 | 1.8538 | 22.2834 | 0.01843 | 0.00114 | 0.00145 | 1.7967 | 21.8275 | 0.01662 | 0.00107 | 0.00136 | 1.7876 | 21.8181 | 0.01786 | 0.00112 | 0.00142 | 1.746 | 21.7694 | 0.01802 | 0.00113 | 0.00144 | 1.6872 | 24.0509 | 0.01733 | 0.00108 | 0.00138 | 1.6684 | 23.855 | 0.01804 | 0.00116 | 0.00149 | 1.6683 | 23.8555 | 0.01926 | 0.0012 | 0.00155 | 1.7222 | 24.1566 | 0.01845 | 0.00119 | 0.00153 | 1.7409 | 26.4192 | 0.01712 | 0.00109 | 0.0014 | 1.5902 | 29.216 | 0.01721 | 0.0012 | 0.00153 | 1.561 | 29.0779 | 0.01735 | 0.00121 | 0.00154 | 1.576 | 32.4347 | 0.01928 | 0.00132 | 0.0017 | 1.6141 | 33.8963 | 0.0173 | 0.0011 | 0.00142 | 1.5515 | 33.5613 | 0.0176 | 0.00112 | 0.00145 | 1.6555 | 34.1146 | 0.01929 | 0.00117 | 0.00151 | 1.7742 | 32.2796 | 0.02291 | 0.00141 | 0.00183 | 1.7372 | 32.6166 | 0.02244 | 0.0014 | 0.00182 | 1.7304 | 38.6834 | 0.02142 | 0.00129 | 0.00168 | 1.819 | 40.6565 | 0.02129 | 0.00122 | 0.00158 | 1.7758 | 41.1108 | 0.02197 | 0.0013 | 0.00169 | 1.9343 | 44.1483 | 0.02364 | 0.00136 | 0.00176 | 1.768 | 45.724 | 0.02287 | 0.00127 | 0.00166 | 1.7769 | 46.3587 | 0.02343 | 0.00143 | 0.00185 | 1.8031 | 48.3743 | 0.02318 | 0.00129 | 0.00168 | 1.7944 | 48.4215 | 0.02311 | 0.00126 | 0.00164 | 1.7239 | 51.0584 | 0.02381 | 0.00134 | 0.00175 | 1.7018 | 53.6459 | 0.0234 | 0.00134 | 0.00174 | 1.6803 | 53.4299 | 0.02354 | 0.00134 | 0.00175
1.7857 | 0.065375 | 0.03048 | 0.0021 | 0.00357 | 1.9861 | 0.061576 | 0.07263 | 0.00387 | 0.00635 | 1.9894 | 0.061519 | 0.10971 | 0.00545 | 0.00813 | 1.9894 | 0.24847 | 0.02791 | 0.00141 | 0.00202 | 1.9985 | 0.24788 | 0.03743 | 0.00183 | 0.00242 | 2.138 | 0.54389 | 0.03427 | 0.00146 | 0.00181 | 1.7977 | 1.5212 | 0.01778 | 0.0008024 | 0.00107 | 1.8167 | 1.5152 | 0.01981 | 0.0008842 | 0.00115 | 1.6667 | 2.0738 | 0.01542 | 0.0007492 | 0.000981 | 1.7853 | 2.6284 | 0.01567 | 0.0007655 | 0.0009699 | 1.8333 | 2.6053 | 0.01727 | 0.0008196 | 0.00103 | 1.8756 | 3.084 | 0.01617 | 0.0008004 | 0.0009992 | 1.9119 | 3.0669 | 0.01754 | 0.0008434 | 0.00105 | 1.9446 | 3.0509 | 0.01892 | 0.0008846 | 0.0011 | 1.9739 | 3.6166 | 0.01743 | 0.0008224 | 0.00102 | 1.8758 | 4.4166 | 0.01548 | 0.0008067 | 0.00102 | 1.9053 | 4.3995 | 0.01651 | 0.0008375 | 0.00106 | 1.8189 | 4.4478 | 0.01657 | 0.0008505 | 0.00108 | 1.8762 | 5.6815 | 0.01486 | 0.00086 | 0.00105 | 1.8531 | 6.3088 | 0.01529 | 0.0008684 | 0.00107 | 1.9659 | 7.0365 | 0.0148 | 0.0007794 | 0.0009631 | 1.8981 | 7.0908 | 0.01486 | 0.0007888 | 0.000977 | 1.8766 | 8.6415 | 0.01402 | 0.0007812 | 0.0009757 | 1.8588 | 9.178 | 0.01452 | 0.0007931 | 0.0009984 | 1.8936 | 9.1549 | 0.0156 | 0.000826 | 0.00104 | 1.9462 | 9.797 | 0.01477 | 0.0008107 | 0.00103 | 2.0019 | 9.7568 | 0.01683 | 0.0008891 | 0.00111 | 2.0019 | 11.5668 | 0.01475 | 0.0008122 | 0.00101 | 2.0475 | 11.5666 | 0.01654 | 0.000876 | 0.00108 | 2.0854 | 11.5665 | 0.01834 | 0.0009356 | 0.00114 | 2.0856 | 13.1297 | 0.01705 | 0.0009342 | 0.00116 | 2.0022 | 13.1005 | 0.01723 | 0.0009498 | 0.00118 | 2.1592 | 13.8609 | 0.01734 | 0.0009225 | 0.00113 | 2.1178 | 14.333 | 0.01714 | 0.0009466 | 0.00116 | 2.1453 | 15.9265 | 0.01737 | 0.00103 | 0.00126 | 2.0713 | 17.0214 | 0.01792 | 0.00132 | 0.00161 | 2.0335 | 16.9922 | 0.01958 | 0.00139 | 0.00172 | 2.0658 | 18.4138 | 0.01755 | 0.00108 | 0.00135 | 2.0022 | 18.3448 | 0.01774 | 0.0011 | 0.00137 | 2.0335 | 18.7165 | 0.01701 | 0.0009826 | 0.00123 | 2.0021 | 18.6673 | 0.01844 | 0.00103 | 0.0013 | 2.0022 | 20.492 | 0.01734 | 0.00113 | 0.00139 | 2.0856 | 20.6107 | 0.01834 | 0.00115 | 0.00142 | 1.9532 | 21.4986 | 0.01936 | 0.00111 | 0.00141 | 1.9007 | 22.3722 | 0.01825 | 0.00112 | 0.00144 | 1.9774 | 22.4906 | 0.0192 | 0.00115 | 0.00147 | 1.9251 | 21.9543 | 0.0174 | 0.00108 | 0.00137 | 1.9068 | 21.9451 | 0.01864 | 0.00113 | 0.00143 | 1.8624 | 21.8963 | 0.0188 | 0.00114 | 0.00145 | 1.7997 | 24.4072 | 0.01803 | 0.00109 | 0.00139 | 1.7797 | 24.3011 | 0.01875 | 0.00117 | 0.0015 | 1.7725 | 24.2718 | 0.01997 | 0.00121 | 0.00156 | 1.8298 | 24.4529 | 0.01915 | 0.0012 | 0.00154 | 1.8497 | 26.7854 | 0.01777 | 0.0011 | 0.00141 | 1.6837 | 29.6312 | 0.01779 | 0.00121 | 0.00154 | 1.6528 | 29.5029 | 0.01794 | 0.00122 | 0.00155 | 1.773 | 33.5923 | 0.02057 | 0.00134 | 0.00172 | 1.8159 | 34.8538 | 0.01854 | 0.00112 | 0.00144 | 1.7455 | 34.5483 | 0.01886 | 0.00114 | 0.00147 | 1.8395 | 34.9534 | 0.02052 | 0.00119 | 0.00153 | 1.9516 | 33.3283 | 0.02421 | 0.00143 | 0.00185 | 1.9109 | 33.6741 | 0.02372 | 0.00142 | 0.00184 | 1.8877 | 39.4908 | 0.02251 | 0.00131 | 0.0017 | 1.9705 | 41.3847 | 0.02232 | 0.00124 | 0.00159 | 1.9238 | 41.9081 | 0.02299 | 0.00131 | 0.00171 | 2.0724 | 45.0169 | 0.02459 | 0.00137 | 0.00178 | 1.8942 | 46.5402 | 0.02379 | 0.00128 | 0.00167 | 1.9039 | 47.1346 | 0.02434 | 0.00144 | 0.00187 | 1.9233 | 49.1503 | 0.02405 | 0.0013 | 0.00169 | 1.9141 | 49.2772 | 0.02398 | 0.00127 | 0.00166 | 1.9393 | 52.6877 | 0.02545 | 0.00137 | 0.00178 | 1.9145 | 55.6236 | 0.02496 | 0.00136 | 0.00177 | 1.8904 | 55.4172 | 0.0251 | 0.00137 | 0.00178
1.9841 | 0.061601 | 0.03573 | 0.00244 | 0.00411 | 2.2344 | 0.057552 | 0.08679 | 0.00467 | 0.00742 | 2.1552 | 0.058765 | 0.12379 | 0.00603 | 0.00903 | 2.1552 | 0.23856 | 0.03139 | 0.00155 | 0.00222 | 2.2483 | 0.23306 | 0.0445 | 0.00217 | 0.00278 | 2.2805 | 0.52377 | 0.03746 | 0.00156 | 0.00193 | 1.9974 | 1.4541 | 0.02007 | 0.0008841 | 0.00114 | 2.0438 | 1.4421 | 0.0227 | 0.000995 | 0.00123 | 1.875 | 1.9887 | 0.01752 | 0.000822 | 0.00104 | 1.9639 | 2.5452 | 0.01732 | 0.0008119 | 0.00101 | 2 | 2.5282 | 0.01893 | 0.0008638 | 0.00107 | 2.0319 | 3.0148 | 0.01757 | 0.0008339 | 0.00103 | 2.0589 | 3.0058 | 0.01895 | 0.0008756 | 0.00108 | 2.0834 | 2.9977 | 0.02033 | 0.0009156 | 0.00113 | 2.1055 | 3.5774 | 0.01862 | 0.0008468 | 0.00105 | 2.0008 | 4.3463 | 0.01645 | 0.0008244 | 0.00104 | 2.1435 | 4.2941 | 0.01847 | 0.0008935 | 0.0011 | 2.0463 | 4.3313 | 0.01852 | 0.0009049 | 0.00112 | 2.0846 | 5.561 | 0.01638 | 0.0008945 | 0.00108 | 2.0384 | 6.1912 | 0.01665 | 0.0008969 | 0.0011 | 2.1446 | 6.9389 | 0.01602 | 0.0008049 | 0.0009864 | 2.0707 | 6.9782 | 0.01607 | 0.0008138 | 0.001 | 2.033 | 8.5347 | 0.01502 | 0.000799 | 0.0009939 | 2.0018 | 9.0813 | 0.01545 | 0.0008091 | 0.00102 | 2.1642 | 9.0246 | 0.01748 | 0.0008769 | 0.00107 | 2.2242 | 9.6665 | 0.01652 | 0.0008567 | 0.00106 | 2.2521 | 9.6495 | 0.01859 | 0.0009315 | 0.00114 | 2.2521 | 11.5152 | 0.01622 | 0.0008458 | 0.00103 | 2.2751 | 11.4952 | 0.01802 | 0.0009073 | 0.0011 | 2.2939 | 11.4853 | 0.01982 | 0.000965 | 0.00117 | 2.2942 | 13.0882 | 0.01835 | 0.0009579 | 0.00118 | 2.2024 | 13.1189 | 0.01853 | 0.0009732 | 0.0012 | 2.3555 | 13.7894 | 0.01857 | 0.0009441 | 0.00115 | 2.3103 | 14.3214 | 0.01833 | 0.0009667 | 0.00118 | 2.3241 | 15.9048 | 0.01844 | 0.00104 | 0.00127 | 2.2439 | 17.1093 | 0.01892 | 0.00133 | 0.00163 | 2.19 | 17.1003 | 0.02058 | 0.0014 | 0.00173 | 2.2247 | 18.5018 | 0.01848 | 0.0011 | 0.00136 | 2.1562 | 18.4827 | 0.01866 | 0.00111 | 0.00139 | 2.1899 | 18.8843 | 0.01792 | 0.000995 | 0.00125 | 2.1452 | 18.8452 | 0.01935 | 0.00105 | 0.00132 | 2.1452 | 20.6696 | 0.01816 | 0.00114 | 0.0014 | 2.2246 | 20.7186 | 0.01916 | 0.00116 | 0.00144 | 2.0753 | 21.7162 | 0.02015 | 0.00112 | 0.00143 | 2.0274 | 22.5895 | 0.01901 | 0.00113 | 0.00145 | 2.1009 | 22.7582 | 0.01995 | 0.00115 | 0.00148 | 2.0534 | 22.1214 | 0.01817 | 0.00109 | 0.00138 | 2.026 | 22.0724 | 0.01942 | 0.00114 | 0.00144 | 1.9788 | 22.0036 | 0.01957 | 0.00115 | 0.00146 | 1.9121 | 24.7139 | 0.01872 | 0.00109 | 0.00141 | 1.8909 | 24.6776 | 0.01944 | 0.00117 | 0.00151 | 1.8768 | 24.6385 | 0.02067 | 0.00121 | 0.00157 | 1.9374 | 24.7095 | 0.01984 | 0.00121 | 0.00156 | 1.9585 | 27.1119 | 0.0184 | 0.00111 | 0.00142 | 1.8708 | 30.3428 | 0.01893 | 0.00122 | 0.00156 | 1.8365 | 30.2244 | 0.01908 | 0.00123 | 0.00157 | 1.97 | 34.5522 | 0.02182 | 0.00135 | 0.00174 | 2.0177 | 35.6635 | 0.01975 | 0.00114 | 0.00146 | 1.9394 | 35.3477 | 0.02007 | 0.00116 | 0.00149 | 2.0234 | 35.6941 | 0.02173 | 0.00121 | 0.00154 | 2.129 | 34.4388 | 0.02547 | 0.00145 | 0.00187 | 2.0846 | 34.7435 | 0.02497 | 0.00144 | 0.00186 | 2.045 | 40.27 | 0.02358 | 0.00132 | 0.00172 | 2.1221 | 42.2444 | 0.02334 | 0.00125 | 0.00161 | 2.0718 | 42.7271 | 0.024 | 0.00133 | 0.00172 | 2.2106 | 45.8367 | 0.02553 | 0.00139 | 0.00179 | 2.0205 | 47.3178 | 0.0247 | 0.00129 | 0.00169 | 2.0308 | 47.8921 | 0.02524 | 0.00145 | 0.00188 | 2.1637 | 50.7965 | 0.02575 | 0.00133 | 0.00172 | 2.1533 | 51.0527 | 0.02568 | 0.0013 | 0.00169 | 2.1548 | 54.3824 | 0.02704 | 0.0014 | 0.0018 | 2.1273 | 57.6571 | 0.02646 | 0.00139 | 0.0018 | 2.1004 | 57.4004 | 0.02661 | 0.00139 | 0.00181
2.2321 | 0.057577 | 0.04273 | 0.00289 | 0.00482 | 2.4826 | 0.054118 | 0.1019 | 0.00545 | 0.00855 | 2.321 | 0.056293 | 0.13851 | 0.00662 | 0.00995 | 2.321 | 0.22875 | 0.03502 | 0.00169 | 0.00244 | 2.4981 | 0.21885 | 0.05202 | 0.0025 | 0.00317 | 2.423 | 0.50415 | 0.04077 | 0.00166 | 0.00206 | 2.2471 | 1.387 | 0.02307 | 0.001 | 0.00123 | 2.2709 | 1.381 | 0.02571 | 0.0011 | 0.00132 | 2.0833 | 1.9155 | 0.0197 | 0.000894 | 0.0011 | 2.1424 | 2.48 | 0.01901 | 0.0008581 | 0.00106 | 2.1667 | 2.472 | 0.02064 | 0.0009079 | 0.00111 | 2.1882 | 2.9596 | 0.01899 | 0.0008673 | 0.00107 | 2.206 | 2.9526 | 0.02038 | 0.0009078 | 0.00112 | 2.2223 | 2.9466 | 0.02177 | 0.0009467 | 0.00116 | 2.3687 | 3.4791 | 0.02103 | 0.0009273 | 0.0011 | 2.2509 | 4.2449 | 0.01843 | 0.0008824 | 0.00109 | 2.3816 | 4.1748 | 0.02048 | 0.0009487 | 0.00115 | 2.2737 | 4.2339 | 0.02051 | 0.0009585 | 0.00116 | 2.2931 | 5.4455 | 0.01793 | 0.0009289 | 0.00111 | 2.2237 | 6.0997 | 0.01804 | 0.0009253 | 0.00112 | 2.3233 | 6.8154 | 0.01726 | 0.0008303 | 0.00101 | 2.2432 | 6.8746 | 0.0173 | 0.0008387 | 0.00102 | 2.1894 | 8.4591 | 0.01602 | 0.0008167 | 0.00101 | 2.2877 | 8.951 | 0.01734 | 0.0008616 | 0.00105 | 2.4347 | 8.8385 | 0.01939 | 0.0009263 | 0.00111 | 2.5022 | 9.4603 | 0.0183 | 0.0009014 | 0.00109 | 2.5024 | 9.4605 | 0.02037 | 0.000973 | 0.00117 | 2.5023 | 11.3439 | 0.01772 | 0.0008785 | 0.00106 | 2.5026 | 11.3441 | 0.01952 | 0.0009379 | 0.00112 | 2.5025 | 11.3442 | 0.02132 | 0.0009939 | 0.00119 | 2.5027 | 12.9669 | 0.01966 | 0.0009811 | 0.0012 | 2.4026 | 13.0176 | 0.01983 | 0.000996 | 0.00122 | 2.5518 | 13.6682 | 0.01981 | 0.0009653 | 0.00116 | 2.5028 | 14.23 | 0.01953 | 0.0009863 | 0.00119 | 2.5029 | 15.8233 | 0.01952 | 0.00106 | 0.00129 | 2.4165 | 17.0976 | 0.01991 | 0.00134 | 0.00164 | 2.3464 | 17.1086 | 0.02158 | 0.00141 | 0.00174 | 2.3836 | 18.48 | 0.0194 | 0.00111 | 0.00138 | 2.3103 | 18.5009 | 0.01959 | 0.00112 | 0.0014 | 2.3464 | 18.9324 | 0.01882 | 0.00101 | 0.00126 | 2.2882 | 18.9234 | 0.02025 | 0.00106 | 0.00133 | 2.2882 | 20.7375 | 0.01899 | 0.00115 | 0.00142 | 2.3637 | 20.7367 | 0.01999 | 0.00117 | 0.00145 | 2.1973 | 21.9141 | 0.02093 | 0.00113 | 0.00144 | 2.1541 | 22.857 | 0.01976 | 0.00114 | 0.00146 | 2.2245 | 22.9559 | 0.0207 | 0.00116 | 0.00149 | 2.1817 | 22.2989 | 0.01894 | 0.0011 | 0.00139 | 2.1451 | 22.26 | 0.02019 | 0.00114 | 0.00146 | 2.0952 | 22.1911 | 0.02034 | 0.00116 | 0.00147 | 2.0246 | 25.001 | 0.01941 | 0.0011 | 0.00142 | 2.0021 | 25.0245 | 0.02013 | 0.00118 | 0.00153 | 2.0853 | 25.3527 | 0.02203 | 0.00124 | 0.0016 | 2.1527 | 25.2937 | 0.02121 | 0.00123 | 0.00158 | 2.1761 | 27.8359 | 0.01964 | 0.00113 | 0.00144 | 2.1047 | 31.2042 | 0.02031 | 0.00125 | 0.00158 | 2.066 | 31.0456 | 0.02047 | 0.00126 | 0.00159 | 2.167 | 35.5937 | 0.02303 | 0.00137 | 0.00176 | 2.2194 | 36.5549 | 0.02093 | 0.00116 | 0.00148 | 2.1334 | 36.2188 | 0.02127 | 0.00118 | 0.00151 | 2.2074 | 36.5062 | 0.02291 | 0.00122 | 0.00156 | 2.3065 | 35.3605 | 0.02669 | 0.00147 | 0.00189 | 2.2583 | 35.7344 | 0.02618 | 0.00146 | 0.00188 | 2.2023 | 41.0705 | 0.02463 | 0.00134 | 0.00173 | 2.2737 | 42.9353 | 0.02435 | 0.00126 | 0.00162 | 2.2198 | 43.5073 | 0.02499 | 0.00134 | 0.00174 | 2.4869 | 46.8795 | 0.02737 | 0.00142 | 0.00182 | 2.2731 | 48.8869 | 0.02647 | 0.00133 | 0.00172 | 2.2846 | 49.3908 | 0.02699 | 0.00148 | 0.00191 | 2.4041 | 51.9369 | 0.02741 | 0.00136 | 0.00174 | 2.3926 | 52.3227 | 0.02733 | 0.00133 | 0.00171 | 2.3703 | 55.6312 | 0.02859 | 0.00142 | 0.00183 | 2.34 | 59.3249 | 0.02792 | 0.00141 | 0.00182 | 2.3104 | 59.1279 | 0.02808 | 0.00142 | 0.00183
2.4802 | 0.054144 | 0.05021 | 0.00334 | 0.00557 | 2.7309 | 0.051155 | 0.11794 | 0.00623 | 0.00973 | 2.6525 | 0.052048 | 0.1698 | 0.00841 | 0.0119 | 2.6525 | 0.21114 | 0.04273 | 0.00212 | 0.00288 | 2.7479 | 0.20674 | 0.06001 | 0.00283 | 0.00358 | 2.5656 | 0.48753 | 0.04421 | 0.00176 | 0.00219 | 2.4968 | 1.3169 | 0.02622 | 0.00112 | 0.00133 | 2.498 | 1.3159 | 0.02888 | 0.00121 | 0.00141 | 2.2917 | 1.8494 | 0.02197 | 0.0009654 | 0.00117 | 2.3209 | 2.4109 | 0.02075 | 0.0009043 | 0.0011 | 2.3333 | 2.4049 | 0.02239 | 0.0009521 | 0.00116 | 2.3445 | 2.8944 | 0.02045 | 0.0009007 | 0.0011 | 2.3531 | 2.8905 | 0.02184 | 0.00094 | 0.00115 | 2.5001 | 2.8274 | 0.02472 | 0.00105 | 0.00123 | 2.6319 | 3.3748 | 0.02352 | 0.00101 | 0.00116 | 2.501 | 4.1136 | 0.02047 | 0.0009395 | 0.00113 | 2.6198 | 4.0545 | 0.02255 | 0.001 | 0.00119 | 2.501 | 4.1136 | 0.02255 | 0.00101 | 0.0012 | 2.5016 | 5.3091 | 0.01951 | 0.0009634 | 0.00114 | 2.409 | 5.9742 | 0.01945 | 0.0009537 | 0.00115 | 2.5021 | 6.6779 | 0.01852 | 0.0008557 | 0.00103 | 2.4158 | 6.7402 | 0.01856 | 0.0008635 | 0.00105 | 2.5022 | 8.22 | 0.01806 | 0.000876 | 0.00105 | 2.5737 | 8.7399 | 0.01927 | 0.0009126 | 0.00108 | 2.7052 | 8.6466 | 0.02134 | 0.000975 | 0.00114 | 2.7802 | 9.2604 | 0.02012 | 0.0009456 | 0.00112 | 2.7526 | 9.2806 | 0.02219 | 0.00101 | 0.0012 | 2.7525 | 11.1628 | 0.01923 | 0.0009107 | 0.00108 | 2.7301 | 11.1831 | 0.02103 | 0.0009682 | 0.00115 | 2.711 | 11.1933 | 0.02283 | 0.00102 | 0.00121 | 2.7113 | 12.8358 | 0.02098 | 0.001 | 0.00122 | 2.6029 | 12.9064 | 0.02115 | 0.00102 | 0.00124 | 2.7481 | 13.5471 | 0.02107 | 0.0009863 | 0.00118 | 2.6954 | 14.1388 | 0.02073 | 0.00101 | 0.00121 | 2.6817 | 15.732 | 0.0206 | 0.00107 | 0.0013 | 2.5891 | 17.076 | 0.02091 | 0.00135 | 0.00165 | 2.5028 | 17.0871 | 0.02257 | 0.00142 | 0.00176 | 2.5425 | 18.4384 | 0.02032 | 0.00112 | 0.00139 | 2.4643 | 18.4593 | 0.02051 | 0.00113 | 0.00141 | 2.5028 | 18.9307 | 0.01972 | 0.00102 | 0.00127 | 2.4312 | 18.9317 | 0.02115 | 0.00107 | 0.00134 | 2.4312 | 20.7357 | 0.01981 | 0.00116 | 0.00143 | 2.5027 | 20.7249 | 0.02081 | 0.00118 | 0.00146 | 2.4415 | 22.0803 | 0.02248 | 0.00116 | 0.00146 | 2.2808 | 23.0249 | 0.02051 | 0.00115 | 0.00147 | 2.4717 | 23.142 | 0.02218 | 0.00119 | 0.00151 | 2.3101 | 22.3966 | 0.0197 | 0.00111 | 0.0014 | 2.3835 | 22.4158 | 0.02171 | 0.00117 | 0.00148 | 2.328 | 22.4068 | 0.02187 | 0.00118 | 0.00149 | 2.2496 | 25.6059 | 0.02076 | 0.00112 | 0.00144 | 2.2246 | 25.7791 | 0.02147 | 0.0012 | 0.00155 | 2.346 | 26.0469 | 0.02369 | 0.00127 | 0.00162 | 2.4218 | 25.7378 | 0.02288 | 0.00126 | 0.0016 | 2.4481 | 28.3697 | 0.02116 | 0.00115 | 0.00146 | 2.3385 | 31.8672 | 0.02166 | 0.00127 | 0.00159 | 2.2956 | 31.7785 | 0.02182 | 0.00128 | 0.00161 | 2.364 | 36.3265 | 0.02422 | 0.00138 | 0.00177 | 2.4212 | 37.0976 | 0.02209 | 0.00118 | 0.00149 | 2.3273 | 36.8812 | 0.02243 | 0.0012 | 0.00152 | 2.3913 | 37.0194 | 0.02407 | 0.00124 | 0.00158 | 2.4839 | 36.0734 | 0.02788 | 0.00148 | 0.00191 | 2.432 | 36.4764 | 0.02736 | 0.00147 | 0.0019 | 2.3596 | 41.6022 | 0.02566 | 0.00135 | 0.00175 | 2.4253 | 43.4173 | 0.02533 | 0.00128 | 0.00164 | 2.3678 | 44.0287 | 0.02596 | 0.00135 | 0.00175 | 2.7632 | 47.6954 | 0.02917 | 0.00145 | 0.00184 | 2.5257 | 49.8697 | 0.0282 | 0.00136 | 0.00174 | 2.5385 | 50.3233 | 0.0287 | 0.0015 | 0.00193 | 2.6445 | 52.8606 | 0.02904 | 0.00138 | 0.00177 | 2.6318 | 53.3359 | 0.02894 | 0.00136 | 0.00174 | 2.5858 | 56.6133 | 0.03011 | 0.00144 | 0.00185 | 2.5527 | 60.646 | 0.02934 | 0.00143 | 0.00184 | 2.5205 | 60.4488 | 0.0295 | 0.00144 | 0.00185
2.7282 | 0.051182 | 0.05814 | 0.0038 | 0.00635 | 2.9791 | 0.048562 | 0.13488 | 0.00701 | 0.01096 | 2.9841 | 0.048514 | 0.20353 | 0.01012 | 0.01397 | 2.9841 | 0.19672 | 0.05105 | 0.00254 | 0.00336 | 2.9978 | 0.19613 | 0.06845 | 0.00317 | 0.004 | 2.8506 | 0.458 | 0.05142 | 0.00209 | 0.00245 | 2.7464 | 1.2528 | 0.02954 | 0.00124 | 0.00143 | 2.725 | 1.2579 | 0.03219 | 0.00132 | 0.0015 | 2.5 | 1.7793 | 0.02432 | 0.00104 | 0.00123 | 2.4995 | 2.3378 | 0.02255 | 0.0009508 | 0.00115 | 2.5 | 2.3378 | 0.02418 | 0.0009966 | 0.0012 | 2.5008 | 2.8273 | 0.02194 | 0.0009344 | 0.00114 | 2.6472 | 2.7682 | 0.02485 | 0.00105 | 0.00122 | 2.7779 | 2.7182 | 0.0278 | 0.00115 | 0.0013 | 2.895 | 3.2756 | 0.02609 | 0.00108 | 0.00121 | 2.7511 | 3.9903 | 0.02258 | 0.0009964 | 0.00117 | 2.858 | 3.9392 | 0.02469 | 0.00106 | 0.00123 | 2.7284 | 4.0014 | 0.02465 | 0.00106 | 0.00124 | 2.71 | 5.1818 | 0.02114 | 0.0009983 | 0.00117 | 2.5943 | 5.8568 | 0.0209 | 0.0009822 | 0.00118 | 2.8595 | 6.4232 | 0.02113 | 0.0009436 | 0.00108 | 2.7609 | 6.4914 | 0.02114 | 0.0009491 | 0.00109 | 2.815 | 7.9831 | 0.02017 | 0.0009345 | 0.00108 | 2.8597 | 8.5361 | 0.02125 | 0.0009629 | 0.00111 | 2.9757 | 8.4538 | 0.02334 | 0.00102 | 0.00117 | 3.0583 | 9.0626 | 0.02199 | 0.0009894 | 0.00115 | 3.0029 | 9.1018 | 0.02405 | 0.00105 | 0.00123 | 3.0028 | 10.9719 | 0.02078 | 0.0009427 | 0.0011 | 2.9576 | 11.0122 | 0.02257 | 0.0009983 | 0.00117 | 2.9195 | 11.0325 | 0.02437 | 0.00105 | 0.00123 | 2.9198 | 12.6848 | 0.02232 | 0.00103 | 0.00124 | 2.8031 | 12.7654 | 0.02248 | 0.00104 | 0.00126 | 2.9444 | 13.4061 | 0.02233 | 0.00101 | 0.0012 | 2.8879 | 14.0277 | 0.02194 | 0.00102 | 0.00123 | 2.8605 | 15.6308 | 0.02168 | 0.00109 | 0.00132 | 2.7617 | 17.0247 | 0.02191 | 0.00136 | 0.00166 | 2.6592 | 17.0557 | 0.02357 | 0.00143 | 0.00177 | 2.7014 | 18.377 | 0.02125 | 0.00113 | 0.0014 | 2.6183 | 18.4078 | 0.02143 | 0.00114 | 0.00142 | 2.6592 | 18.9192 | 0.02062 | 0.00103 | 0.00129 | 2.5742 | 18.9303 | 0.02205 | 0.00108 | 0.00136 | 2.5742 | 20.724 | 0.02063 | 0.00117 | 0.00144 | 2.7808 | 20.672 | 0.02246 | 0.00121 | 0.00148 | 2.7467 | 22.1666 | 0.02441 | 0.00119 | 0.00148 | 2.5343 | 23.1711 | 0.02198 | 0.00117 | 0.00149 | 2.7807 | 23.2481 | 0.02401 | 0.00122 | 0.00153 | 2.5667 | 22.4927 | 0.02122 | 0.00114 | 0.00142 | 2.6814 | 22.5215 | 0.02361 | 0.00121 | 0.0015 | 2.619 | 22.5024 | 0.02377 | 0.00122 | 0.00152 | 2.5308 | 25.9806 | 0.02241 | 0.00115 | 0.00146 | 2.5026 | 26.3136 | 0.02311 | 0.00123 | 0.00157 | 2.6067 | 26.4721 | 0.02531 | 0.00129 | 0.00164 | 2.6909 | 26.0529 | 0.02453 | 0.00129 | 0.00162 | 2.7201 | 28.7347 | 0.02265 | 0.00118 | 0.00148 | 2.5724 | 32.3013 | 0.02299 | 0.00128 | 0.00161 | 2.5251 | 32.2125 | 0.02316 | 0.00129 | 0.00163 | 2.561 | 36.8903 | 0.02538 | 0.0014 | 0.00179 | 2.623 | 37.5614 | 0.02323 | 0.00119 | 0.00151 | 2.5212 | 37.3347 | 0.02358 | 0.00121 | 0.00154 | 2.5753 | 37.4635 | 0.02521 | 0.00125 | 0.00159 | 2.6613 | 36.7371 | 0.02906 | 0.00149 | 0.00193 | 2.6058 | 37.1694 | 0.02852 | 0.00149 | 0.00192 | 2.5169 | 42.0348 | 0.02668 | 0.00136 | 0.00176 | 2.7284 | 44.3036 | 0.02728 | 0.00131 | 0.00166 | 2.6638 | 44.8639 | 0.02788 | 0.00138 | 0.00178 | 3.0395 | 48.3036 | 0.03095 | 0.00147 | 0.00186 | 2.7782 | 50.6754 | 0.0299 | 0.00138 | 0.00176 | 2.7923 | 51.1087 | 0.03039 | 0.00153 | 0.00196 | 2.8849 | 53.5967 | 0.03065 | 0.00141 | 0.00179 | 2.8711 | 54.1516 | 0.03053 | 0.00138 | 0.00176 | 2.8013 | 57.4678 | 0.03161 | 0.00146 | 0.00187 | 2.7654 | 61.8497 | 0.03074 | 0.00145 | 0.00186 | 2.7305 | 61.6624 | 0.0309 | 0.00145 | 0.00187
2.9762 | 0.048579 | 0.06651 | 0.00427 | 0.00716 | 3.2274 | 0.04626 | 0.15269 | 0.0078 | 0.01224 | 3.3156 | 0.045511 | 0.23961 | 0.0118 | 0.01614 | 3.3156 | 0.18441 | 0.05996 | 0.00295 | 0.00386 | 3.2476 | 0.18682 | 0.07732 | 0.0035 | 0.00444 | 3.207 | 0.42648 | 0.06105 | 0.00256 | 0.00281 | 2.9961 | 1.1948 | 0.03302 | 0.00135 | 0.00153 | 2.9521 | 1.2048 | 0.03565 | 0.00143 | 0.0016 | 2.7083 | 1.7152 | 0.02676 | 0.00111 | 0.0013 | 2.678 | 2.2707 | 0.0244 | 0.0009977 | 0.00119 | 2.6667 | 2.2747 | 0.02603 | 0.00104 | 0.00124 | 2.8134 | 2.7041 | 0.02502 | 0.00105 | 0.00121 | 2.9413 | 2.656 | 0.028 | 0.00116 | 0.00129 | 3.0557 | 2.615 | 0.031 | 0.00126 | 0.00137 | 3.1582 | 3.1804 | 0.02873 | 0.00116 | 0.00127 | 3.0012 | 3.8711 | 0.02475 | 0.00105 | 0.00122 | 3.0961 | 3.828 | 0.02689 | 0.00111 | 0.00127 | 2.9558 | 3.8922 | 0.02682 | 0.00112 | 0.00129 | 2.9185 | 5.0575 | 0.02281 | 0.00103 | 0.0012 | 2.9649 | 5.6302 | 0.02387 | 0.00108 | 0.00123 | 3.2169 | 6.1816 | 0.02383 | 0.00103 | 0.00113 | 3.106 | 6.2548 | 0.02381 | 0.00103 | 0.00114 | 3.1277 | 7.7515 | 0.02234 | 0.0009925 | 0.00112 | 3.1456 | 8.3344 | 0.02327 | 0.00101 | 0.00115 | 3.2462 | 8.2632 | 0.02538 | 0.00107 | 0.0012 | 3.3363 | 8.8689 | 0.02389 | 0.00103 | 0.00118 | 3.2531 | 8.9262 | 0.02594 | 0.0011 | 0.00125 | 3.253 | 10.7811 | 0.02234 | 0.0009746 | 0.00113 | 3.1851 | 10.8315 | 0.02413 | 0.00103 | 0.00119 | 3.1281 | 10.8718 | 0.02593 | 0.00108 | 0.00125 | 3.1284 | 12.534 | 0.02367 | 0.00105 | 0.00126 | 3.0033 | 12.6245 | 0.02383 | 0.00106 | 0.00128 | 3.1407 | 13.2552 | 0.02361 | 0.00103 | 0.00122 | 3.0804 | 13.9068 | 0.02317 | 0.00104 | 0.00124 | 3.0392 | 15.5098 | 0.02278 | 0.0011 | 0.00133 | 2.9343 | 16.9634 | 0.02292 | 0.00137 | 0.00168 | 2.8157 | 17.0045 | 0.02458 | 0.00144 | 0.00178 | 2.8603 | 18.2957 | 0.02218 | 0.00114 | 0.00141 | 2.7723 | 18.3365 | 0.02236 | 0.00116 | 0.00143 | 2.8156 | 18.8878 | 0.02153 | 0.00104 | 0.0013 | 2.8602 | 18.8677 | 0.02386 | 0.00112 | 0.00138 | 2.8602 | 20.6411 | 0.02228 | 0.0012 | 0.00146 | 3.1284 | 20.509 | 0.02453 | 0.00125 | 0.0015 | 3.0519 | 22.1534 | 0.02633 | 0.00123 | 0.00151 | 2.8511 | 23.2572 | 0.02382 | 0.00121 | 0.00151 | 3.0896 | 23.2449 | 0.02585 | 0.00125 | 0.00155 | 2.8876 | 22.5587 | 0.02312 | 0.00117 | 0.00145 | 2.9793 | 22.568 | 0.0255 | 0.00124 | 0.00152 | 2.91 | 22.5588 | 0.02567 | 0.00126 | 0.00154 | 2.812 | 26.2364 | 0.02404 | 0.00118 | 0.00148 | 2.7807 | 26.6991 | 0.02472 | 0.00126 | 0.00159 | 2.8673 | 26.7781 | 0.02692 | 0.00132 | 0.00166 | 2.96 | 26.2688 | 0.02616 | 0.00131 | 0.00165 | 2.9922 | 28.9705 | 0.02413 | 0.0012 | 0.0015 | 2.8062 | 32.6363 | 0.02431 | 0.0013 | 0.00163 | 2.7547 | 32.5674 | 0.02447 | 0.00131 | 0.00164 | 2.758 | 37.3749 | 0.02653 | 0.00141 | 0.0018 | 2.8247 | 37.9459 | 0.02436 | 0.00121 | 0.00152 | 2.7152 | 37.7491 | 0.02472 | 0.00123 | 0.00155 | 2.7592 | 37.8282 | 0.02635 | 0.00127 | 0.0016 | 2.8387 | 37.3215 | 0.03021 | 0.00151 | 0.00194 | 2.7795 | 37.7932 | 0.02965 | 0.0015 | 0.00194 | 2.8315 | 42.7623 | 0.02869 | 0.0014 | 0.00179 | 3.0316 | 44.9824 | 0.02919 | 0.00135 | 0.00169 | 2.9597 | 45.4819 | 0.02977 | 0.00142 | 0.0018 | 3.3159 | 48.7435 | 0.03271 | 0.0015 | 0.00188 | 3.0308 | 51.3232 | 0.03157 | 0.00141 | 0.00178 | 3.0462 | 51.7362 | 0.03204 | 0.00155 | 0.00197 | 3.1253 | 54.1847 | 0.03223 | 0.00143 | 0.0018 | 3.1103 | 54.8093 | 0.0321 | 0.00141 | 0.00178 | 3.0167 | 58.1843 | 0.03309 | 0.00148 | 0.00188 | 2.9782 | 62.8955 | 0.0321 | 0.00146 | 0.00187 | 2.9405 | 62.718 | 0.03227 | 0.00147 | 0.00188
3.2242 | 0.046287 | 0.07533 | 0.00474 | 0.00801 | 3.4757 | 0.044208 | 0.17137 | 0.0086 | 0.01357 | 3.6472 | 0.042919 | 0.27798 | 0.01348 | 0.01842 | 3.6472 | 0.1738 | 0.06944 | 0.00336 | 0.00439 | 3.4974 | 0.17841 | 0.08663 | 0.00384 | 0.0049 | 3.5633 | 0.39975 | 0.07137 | 0.00302 | 0.00319 | 3.2458 | 1.1407 | 0.03668 | 0.00147 | 0.00164 | 3.1792 | 1.1548 | 0.03927 | 0.00154 | 0.0017 | 2.9167 | 1.6552 | 0.02929 | 0.00118 | 0.00137 | 2.8565 | 2.2066 | 0.0263 | 0.00105 | 0.00124 | 3 | 2.1575 | 0.02988 | 0.0012 | 0.00134 | 3.126 | 2.5899 | 0.02825 | 0.00116 | 0.00129 | 3.2355 | 2.5519 | 0.03127 | 0.00126 | 0.00137 | 3.3335 | 2.5178 | 0.03432 | 0.00136 | 0.00144 | 3.4214 | 3.0883 | 0.03145 | 0.00123 | 0.00133 | 3.2513 | 3.7579 | 0.02698 | 0.00111 | 0.00126 | 3.3343 | 3.7218 | 0.02915 | 0.00117 | 0.00132 | 3.1831 | 3.789 | 0.02904 | 0.00117 | 0.00133 | 3.3354 | 4.824 | 0.02626 | 0.00116 | 0.00126 | 3.3356 | 5.4167 | 0.02696 | 0.00118 | 0.00128 | 3.5744 | 5.9561 | 0.02665 | 0.00112 | 0.00117 | 3.4511 | 6.0323 | 0.02659 | 0.00112 | 0.00118 | 3.4405 | 7.5289 | 0.02457 | 0.00105 | 0.00115 | 3.4316 | 8.1358 | 0.02534 | 0.00106 | 0.00118 | 3.5167 | 8.0777 | 0.02747 | 0.00112 | 0.00123 | 3.6143 | 8.6813 | 0.02584 | 0.00108 | 0.00121 | 3.5033 | 8.7556 | 0.02787 | 0.00114 | 0.00128 | 3.5032 | 10.5805 | 0.02394 | 0.00101 | 0.00115 | 3.4126 | 10.6508 | 0.02572 | 0.00106 | 0.00121 | 3.3366 | 10.7111 | 0.02751 | 0.00111 | 0.00127 | 3.3369 | 12.3633 | 0.02504 | 0.00107 | 0.00127 | 3.2035 | 12.4738 | 0.02519 | 0.00108 | 0.0013 | 3.337 | 13.0945 | 0.02491 | 0.00105 | 0.00123 | 3.2729 | 13.7759 | 0.0244 | 0.00106 | 0.00126 | 3.218 | 15.3889 | 0.02389 | 0.00112 | 0.00134 | 3.1069 | 16.8923 | 0.02392 | 0.00138 | 0.00169 | 3.1285 | 16.8824 | 0.02659 | 0.00148 | 0.0018 | 3.1781 | 18.0936 | 0.02406 | 0.00118 | 0.00143 | 3.0803 | 18.1543 | 0.02423 | 0.00119 | 0.00146 | 3.1285 | 18.7654 | 0.02334 | 0.00108 | 0.00132 | 3.2177 | 18.7151 | 0.02613 | 0.00117 | 0.00141 | 3.2178 | 20.4582 | 0.02436 | 0.00124 | 0.00148 | 3.476 | 20.2965 | 0.02662 | 0.00129 | 0.00152 | 3.3571 | 22.0609 | 0.02826 | 0.00127 | 0.00153 | 3.1678 | 23.224 | 0.02566 | 0.00124 | 0.00153 | 3.3986 | 23.1522 | 0.02769 | 0.00129 | 0.00157 | 3.2084 | 22.5654 | 0.02501 | 0.00121 | 0.00147 | 3.2773 | 22.555 | 0.02739 | 0.00128 | 0.00155 | 3.201 | 22.5658 | 0.02756 | 0.00129 | 0.00156 | 3.0932 | 26.3628 | 0.02567 | 0.00121 | 0.0015 | 3.0588 | 26.9353 | 0.02631 | 0.00128 | 0.00161 | 3.128 | 26.9747 | 0.0285 | 0.00134 | 0.00168 | 3.2291 | 26.4054 | 0.02778 | 0.00134 | 0.00166 | 3.2642 | 29.097 | 0.0256 | 0.00122 | 0.00152 | 3.0401 | 32.882 | 0.02561 | 0.00132 | 0.00164 | 2.9843 | 32.8331 | 0.02578 | 0.00133 | 0.00166 | 2.955 | 37.7601 | 0.02767 | 0.00142 | 0.00181 | 3.0265 | 38.2511 | 0.02548 | 0.00122 | 0.00154 | 2.9091 | 38.0841 | 0.02584 | 0.00124 | 0.00157 | 2.9432 | 38.1336 | 0.02747 | 0.00128 | 0.00162 | 3.1936 | 38.272 | 0.03246 | 0.00155 | 0.00197 | 3.1269 | 38.8226 | 0.03188 | 0.00154 | 0.00197 | 3.1461 | 43.272 | 0.03067 | 0.00143 | 0.00181 | 3.3347 | 45.523 | 0.03107 | 0.00138 | 0.00171 | 3.2557 | 45.9218 | 0.03164 | 0.00145 | 0.00182 | 3.5922 | 49.0549 | 0.03446 | 0.00153 | 0.0019 | 3.2834 | 51.8227 | 0.03322 | 0.00143 | 0.0018 | 3.3 | 52.2356 | 0.03369 | 0.00157 | 0.00199 | 3.3658 | 54.6643 | 0.0338 | 0.00145 | 0.00182 | 3.3496 | 55.3286 | 0.03365 | 0.00143 | 0.00179 | 3.4477 | 59.3018 | 0.03599 | 0.00155 | 0.00192 | 3.4036 | 64.6319 | 0.03478 | 0.00152 | 0.0019 | 3.3606 | 64.4742 | 0.03496 | 0.00153 | 0.00191
3.4722 | 0.044236 | 0.08457 | 0.00522 | 0.0089 | 3.9722 | 0.040695 | 0.21121 | 0.01095 | 0.01638 | 3.9788 | 0.040657 | 0.31858 | 0.01516 | 0.02081 | 3.9788 | 0.1646 | 0.07947 | 0.00377 | 0.00494 | 3.7472 | 0.17091 | 0.09637 | 0.00419 | 0.00538 | 3.9196 | 0.37663 | 0.08235 | 0.00347 | 0.00359 | 3.4955 | 1.0917 | 0.04049 | 0.00159 | 0.00175 | 3.4063 | 1.1087 | 0.04303 | 0.00165 | 0.00181 | 3.125 | 1.5991 | 0.03191 | 0.00125 | 0.00144 | 3.2136 | 2.0874 | 0.03028 | 0.00121 | 0.00134 | 3.3333 | 2.0504 | 0.03394 | 0.00135 | 0.00143 | 3.4386 | 2.4828 | 0.03161 | 0.00127 | 0.00136 | 3.5296 | 2.4537 | 0.03468 | 0.00137 | 0.00144 | 3.6113 | 2.4277 | 0.03777 | 0.00146 | 0.00152 | 3.6846 | 2.9991 | 0.03426 | 0.00131 | 0.00139 | 3.5014 | 3.6507 | 0.02929 | 0.00117 | 0.00131 | 3.8106 | 3.5245 | 0.03386 | 0.00136 | 0.00141 | 3.6379 | 3.5936 | 0.03366 | 0.00136 | 0.00141 | 3.7523 | 4.6086 | 0.02988 | 0.00128 | 0.00132 | 3.7062 | 5.2183 | 0.03017 | 0.00128 | 0.00134 | 3.9318 | 5.7467 | 0.02957 | 0.0012 | 0.00122 | 3.7962 | 5.8249 | 0.02947 | 0.0012 | 0.00123 | 3.7533 | 7.3154 | 0.02688 | 0.00111 | 0.00119 | 3.7176 | 7.9443 | 0.02747 | 0.00111 | 0.00121 | 3.7873 | 7.8982 | 0.02961 | 0.00117 | 0.00126 | 3.8923 | 8.5008 | 0.02782 | 0.00112 | 0.00124 | 3.7536 | 8.5901 | 0.02984 | 0.00118 | 0.00131 | 3.7535 | 10.3799 | 0.02557 | 0.00104 | 0.00117 | 3.6401 | 10.4702 | 0.02734 | 0.00109 | 0.00123 | 3.5451 | 10.5506 | 0.02911 | 0.00114 | 0.0013 | 3.5455 | 12.2026 | 0.02643 | 0.00109 | 0.00129 | 3.4037 | 12.3131 | 0.02656 | 0.00111 | 0.00131 | 3.5333 | 12.9338 | 0.02622 | 0.00107 | 0.00125 | 3.4655 | 13.6352 | 0.02564 | 0.00108 | 0.00128 | 3.5756 | 15.1173 | 0.02612 | 0.00117 | 0.00137 | 3.4521 | 16.7104 | 0.02596 | 0.00142 | 0.00171 | 3.5196 | 16.6703 | 0.02913 | 0.00153 | 0.00183 | 3.5754 | 17.7913 | 0.02643 | 0.00123 | 0.00146 | 3.4654 | 17.872 | 0.0266 | 0.00125 | 0.00148 | 3.5195 | 18.543 | 0.02563 | 0.00113 | 0.00135 | 3.5753 | 18.5029 | 0.02842 | 0.00122 | 0.00143 | 3.5753 | 20.2258 | 0.02646 | 0.00128 | 0.0015 | 3.8236 | 20.0344 | 0.02874 | 0.00133 | 0.00155 | 3.6622 | 21.9187 | 0.0302 | 0.0013 | 0.00155 | 3.4846 | 23.1114 | 0.0275 | 0.00127 | 0.00156 | 3.7075 | 22.9999 | 0.02954 | 0.00132 | 0.00159 | 3.5293 | 22.5227 | 0.0269 | 0.00125 | 0.00149 | 3.5752 | 22.5126 | 0.02929 | 0.00131 | 0.00157 | 3.492 | 22.5233 | 0.02945 | 0.00132 | 0.00158 | 3.3744 | 26.3998 | 0.02728 | 0.00124 | 0.00152 | 3.3369 | 27.0621 | 0.02789 | 0.00131 | 0.00163 | 3.3887 | 27.0718 | 0.03008 | 0.00136 | 0.0017 | 3.4982 | 26.4724 | 0.02939 | 0.00136 | 0.00168 | 3.5362 | 29.1339 | 0.02706 | 0.00125 | 0.00153 | 3.2739 | 33.0483 | 0.0269 | 0.00133 | 0.00166 | 3.2138 | 33.0193 | 0.02707 | 0.00134 | 0.00167 | 3.152 | 38.0759 | 0.02879 | 0.00144 | 0.00183 | 3.2283 | 38.4968 | 0.02659 | 0.00123 | 0.00155 | 3.1031 | 38.3497 | 0.02696 | 0.00125 | 0.00158 | 3.3111 | 38.5758 | 0.02969 | 0.00132 | 0.00164 | 3.5484 | 38.9942 | 0.03467 | 0.00159 | 0.002 | 3.4743 | 39.6339 | 0.03406 | 0.00158 | 0.00199 | 3.4608 | 43.6235 | 0.03264 | 0.00146 | 0.00183 | 3.6379 | 45.9351 | 0.03294 | 0.00141 | 0.00173 | 3.5517 | 46.2333 | 0.03349 | 0.00148 | 0.00184 | 3.8685 | 49.2774 | 0.03619 | 0.00155 | 0.00192 | 3.5359 | 52.2136 | 0.03486 | 0.00146 | 0.00182 | 3.5539 | 52.6262 | 0.03531 | 0.0016 | 0.00201 | 3.8466 | 55.337 | 0.0369 | 0.00152 | 0.00186 | 3.8281 | 56.0809 | 0.03671 | 0.0015 | 0.00183 | 3.8787 | 60.0839 | 0.03885 | 0.00161 | 0.00195 | 3.8291 | 65.9731 | 0.03739 | 0.00157 | 0.00193 | 3.7807 | 65.8352 | 0.03758 | 0.00158 | 0.00194
3.7202 | 0.042394 | 0.09423 | 0.00572 | 0.00981 | 4.4687 | 0.037783 | 0.25433 | 0.01323 | 0.01936 | 4.3103 | 0.038665 | 0.36136 | 0.01685 | 0.0233 | 4.3103 | 0.15649 | 0.09005 | 0.00418 | 0.00552 | 3.997 | 0.1641 | 0.10651 | 0.00454 | 0.00587 | 4.2759 | 0.35652 | 0.09398 | 0.00391 | 0.00401 | 3.7451 | 1.0466 | 0.04448 | 0.00171 | 0.00186 | 3.6334 | 1.0667 | 0.04695 | 0.00177 | 0.00192 | 3.3333 | 1.546 | 0.03462 | 0.00133 | 0.00151 | 3.5707 | 1.9793 | 0.03448 | 0.00137 | 0.00144 | 3.6667 | 1.9523 | 0.0382 | 0.0015 | 0.00153 | 3.7512 | 2.3846 | 0.03512 | 0.00138 | 0.00144 | 3.8238 | 2.3626 | 0.03823 | 0.00147 | 0.00152 | 3.8891 | 2.3426 | 0.04135 | 0.00156 | 0.00159 | 4.211 | 2.8319 | 0.04011 | 0.00157 | 0.00151 | 4.0016 | 3.4504 | 0.0341 | 0.00137 | 0.0014 | 4.2869 | 3.3453 | 0.03883 | 0.00155 | 0.0015 | 4.0926 | 3.4164 | 0.03854 | 0.00154 | 0.00151 | 4.1693 | 4.4113 | 0.03367 | 0.0014 | 0.00139 | 4.0768 | 5.034 | 0.0335 | 0.00137 | 0.00139 | 4.2892 | 5.5524 | 0.03259 | 0.00129 | 0.00127 | 4.1414 | 5.6315 | 0.03245 | 0.00128 | 0.00128 | 4.0661 | 7.113 | 0.02924 | 0.00117 | 0.00123 | 4.0035 | 7.7588 | 0.02964 | 0.00116 | 0.00124 | 4.0578 | 7.7248 | 0.03179 | 0.00122 | 0.0013 | 4.1704 | 8.3273 | 0.02985 | 0.00116 | 0.00127 | 4.0038 | 8.4307 | 0.03185 | 0.00122 | 0.00134 | 4.0037 | 10.1893 | 0.02723 | 0.00107 | 0.0012 | 3.8676 | 10.2897 | 0.02898 | 0.00112 | 0.00126 | 3.7537 | 10.3801 | 0.03075 | 0.00117 | 0.00132 | 3.7541 | 12.032 | 0.02784 | 0.00112 | 0.00131 | 3.604 | 12.1525 | 0.02796 | 0.00113 | 0.00133 | 3.9259 | 12.6126 | 0.02889 | 0.00114 | 0.00128 | 3.8505 | 13.3439 | 0.02817 | 0.00115 | 0.00131 | 4.0225 | 14.7656 | 0.02898 | 0.00124 | 0.0014 | 3.8837 | 16.4385 | 0.02853 | 0.00147 | 0.00174 | 3.9106 | 16.4186 | 0.03172 | 0.00158 | 0.00185 | 3.9727 | 17.4495 | 0.02886 | 0.00129 | 0.00149 | 3.8504 | 17.5601 | 0.02901 | 0.0013 | 0.00151 | 3.9106 | 18.2711 | 0.02795 | 0.00119 | 0.00138 | 3.9328 | 18.2511 | 0.03075 | 0.00127 | 0.00146 | 3.9328 | 19.9438 | 0.02858 | 0.00132 | 0.00152 | 4.1712 | 19.7527 | 0.03089 | 0.00137 | 0.00157 | 3.9674 | 21.7268 | 0.03216 | 0.00134 | 0.00157 | 3.8014 | 22.9492 | 0.02935 | 0.00131 | 0.00158 | 4.0165 | 22.8079 | 0.0314 | 0.00135 | 0.00161 | 3.8501 | 22.4404 | 0.0288 | 0.00128 | 0.00152 | 3.8732 | 22.4304 | 0.03119 | 0.00134 | 0.00159 | 3.783 | 22.4611 | 0.03135 | 0.00135 | 0.00161 | 3.6555 | 26.3672 | 0.0289 | 0.00126 | 0.00154 | 3.6149 | 27.0993 | 0.02946 | 0.00133 | 0.00165 | 3.6493 | 27.0993 | 0.03166 | 0.00139 | 0.00172 | 3.7672 | 26.4899 | 0.031 | 0.00139 | 0.0017 | 3.8082 | 29.1112 | 0.02853 | 0.00127 | 0.00155 | 3.5078 | 33.155 | 0.02819 | 0.00135 | 0.00167 | 3.4434 | 33.1359 | 0.02836 | 0.00136 | 0.00169 | 3.546 | 38.5188 | 0.03102 | 0.00148 | 0.00185 | 3.6318 | 38.8296 | 0.0288 | 0.00128 | 0.00157 | 3.4909 | 38.7322 | 0.02917 | 0.0013 | 0.0016 | 3.679 | 38.8593 | 0.0319 | 0.00137 | 0.00166 | 3.9033 | 39.5377 | 0.03685 | 0.00162 | 0.00202 | 3.8218 | 40.2667 | 0.03619 | 0.00161 | 0.00202 | 3.7754 | 43.8562 | 0.03459 | 0.00149 | 0.00185 | 3.9411 | 46.2483 | 0.03479 | 0.00144 | 0.00175 | 3.8477 | 46.426 | 0.03533 | 0.0015 | 0.00186 | 4.4212 | 49.475 | 0.03965 | 0.00163 | 0.00195 | 4.0411 | 52.7384 | 0.03812 | 0.00154 | 0.00185 | 4.0616 | 53.1708 | 0.03854 | 0.00167 | 0.00204 | 4.3274 | 55.7332 | 0.03998 | 0.00159 | 0.00189 | 4.3066 | 56.5267 | 0.03974 | 0.00157 | 0.00186 | 4.3096 | 60.6293 | 0.04168 | 0.00166 | 0.00198 | 4.2545 | 67.0077 | 0.03996 | 0.00162 | 0.00195 | 4.2008 | 66.8896 | 0.04015 | 0.00163 | 0.00197
3.9683 | 0.040723 | 0.10431 | 0.00622 | 0.01076 | 4.9652 | 0.035321 | 0.30062 | 0.01548 | 0.02253 | 4.6419 | 0.036883 | 0.40629 | 0.01856 | 0.02589 | 4.6419 | 0.14918 | 0.10116 | 0.0046 | 0.00612 | 4.2468 | 0.15799 | 0.11707 | 0.00489 | 0.00638 | 4.6323 | 0.3387 | 0.10624 | 0.00435 | 0.00444 | 3.9948 | 1.0056 | 0.04864 | 0.00183 | 0.00198 | 4.0876 | 0.99081 | 0.05525 | 0.00216 | 0.00214 | 3.75 | 1.4499 | 0.04032 | 0.00158 | 0.00166 | 3.9277 | 1.8822 | 0.0389 | 0.00152 | 0.00155 | 4 | 1.8632 | 0.04268 | 0.00165 | 0.00164 | 4.0638 | 2.2925 | 0.03877 | 0.00149 | 0.00153 | 4.1179 | 2.2775 | 0.04191 | 0.00158 | 0.0016 | 4.4447 | 2.1894 | 0.04889 | 0.00192 | 0.00175 | 4.7373 | 2.6797 | 0.04631 | 0.00182 | 0.00164 | 4.5018 | 3.2702 | 0.03918 | 0.00157 | 0.0015 | 4.7633 | 3.1841 | 0.04406 | 0.00174 | 0.0016 | 4.5473 | 3.2552 | 0.04366 | 0.00172 | 0.0016 | 4.5862 | 4.2301 | 0.03762 | 0.00152 | 0.00146 | 4.4474 | 4.8627 | 0.03695 | 0.00147 | 0.00145 | 4.6467 | 5.3731 | 0.03571 | 0.00137 | 0.00133 | 4.4865 | 5.4522 | 0.03554 | 0.00137 | 0.00133 | 4.3788 | 6.9216 | 0.03168 | 0.00122 | 0.00126 | 4.2895 | 7.5814 | 0.03187 | 0.00121 | 0.00128 | 4.3283 | 7.5584 | 0.03403 | 0.00126 | 0.00133 | 4.4484 | 8.1609 | 0.03192 | 0.00121 | 0.0013 | 4.254 | 8.2763 | 0.03389 | 0.00126 | 0.00137 | 4.2539 | 9.9959 | 0.02892 | 0.0011 | 0.00122 | 4.0951 | 10.1193 | 0.03066 | 0.00115 | 0.00128 | 4.1708 | 10.0592 | 0.03409 | 0.00127 | 0.00136 | 4.1712 | 11.691 | 0.03072 | 0.0012 | 0.00135 | 4.0044 | 11.8214 | 0.03081 | 0.00121 | 0.00137 | 4.4166 | 12.2114 | 0.03233 | 0.00125 | 0.00133 | 4.3318 | 12.9726 | 0.03142 | 0.00125 | 0.00135 | 4.4695 | 14.4043 | 0.03191 | 0.00132 | 0.00144 | 4.3152 | 16.1369 | 0.03115 | 0.00152 | 0.00176 | 4.3017 | 16.1471 | 0.03434 | 0.00163 | 0.00188 | 4.3699 | 17.098 | 0.03133 | 0.00134 | 0.00151 | 4.2355 | 17.2185 | 0.03147 | 0.00135 | 0.00154 | 4.3016 | 17.9694 | 0.0303 | 0.00124 | 0.00141 | 4.2903 | 17.9796 | 0.0331 | 0.00132 | 0.00148 | 4.2904 | 19.6521 | 0.03074 | 0.00136 | 0.00155 | 4.5188 | 19.4512 | 0.03306 | 0.00141 | 0.00159 | 4.2726 | 21.5151 | 0.03413 | 0.00137 | 0.00159 | 4.1182 | 22.7373 | 0.03122 | 0.00134 | 0.00159 | 4.3255 | 22.5762 | 0.03328 | 0.00138 | 0.00163 | 4.1709 | 22.3384 | 0.03071 | 0.00131 | 0.00154 | 4.1711 | 22.3386 | 0.03309 | 0.00138 | 0.00161 | 4.074 | 22.3692 | 0.03325 | 0.00139 | 0.00163 | 3.9367 | 26.2749 | 0.03052 | 0.00129 | 0.00156 | 3.893 | 27.077 | 0.03104 | 0.00135 | 0.00167 | 3.91 | 27.077 | 0.03323 | 0.00141 | 0.00173 | 4.0363 | 26.4676 | 0.03261 | 0.00141 | 0.00172 | 4.0802 | 29.0389 | 0.03 | 0.00129 | 0.00156 | 3.7416 | 33.2021 | 0.02948 | 0.00137 | 0.00168 | 3.6729 | 33.193 | 0.02965 | 0.00138 | 0.0017 | 3.94 | 38.7529 | 0.03323 | 0.00151 | 0.00187 | 4.0353 | 39.0037 | 0.031 | 0.00132 | 0.00159 | 3.8788 | 38.946 | 0.03137 | 0.00134 | 0.00162 | 4.0469 | 39.004 | 0.03409 | 0.00141 | 0.00168 | 4.2581 | 39.9322 | 0.03899 | 0.00166 | 0.00205 | 4.1692 | 40.7606 | 0.0383 | 0.00165 | 0.00204 | 4.09 | 43.9999 | 0.03653 | 0.00153 | 0.00187 | 4.2442 | 46.4823 | 0.03664 | 0.00147 | 0.00177 | 4.1436 | 46.5496 | 0.03717 | 0.00153 | 0.00188 | 4.9738 | 49.475 | 0.0431 | 0.00171 | 0.00198 | 4.5462 | 53.0163 | 0.04135 | 0.00161 | 0.00189 | 4.5693 | 53.4885 | 0.04174 | 0.00174 | 0.00207 | 4.8082 | 55.9519 | 0.04303 | 0.00166 | 0.00191 | 4.7851 | 56.7652 | 0.04276 | 0.00163 | 0.00189 | 4.7406 | 61.0071 | 0.04449 | 0.00172 | 0.002 | 4.68 | 67.8048 | 0.04249 | 0.00166 | 0.00198 | 4.6209 | 67.7066 | 0.04269 | 0.00167 | 0.00199
4.4643 | 0.037811 | 0.12565 | 0.00754 | 0.01274 | 5.4618 | 0.033209 | 0.35001 | 0.01774 | 0.02586 | 4.9735 | 0.035292 | 0.45332 | 0.02029 | 0.02857 | 4.9735 | 0.14268 | 0.1128 | 0.00503 | 0.00675 | 4.4966 | 0.15229 | 0.12803 | 0.00524 | 0.00691 | 4.9886 | 0.32289 | 0.11913 | 0.0048 | 0.0049 | 4.4942 | 0.93156 | 0.05745 | 0.00226 | 0.00224 | 4.5417 | 0.92516 | 0.06416 | 0.00254 | 0.00239 | 4.1667 | 1.3648 | 0.04638 | 0.00183 | 0.00182 | 4.2848 | 1.7941 | 0.04354 | 0.00168 | 0.00166 | 4.3333 | 1.7821 | 0.04736 | 0.00179 | 0.00174 | 4.3764 | 2.2074 | 0.04256 | 0.0016 | 0.00161 | 4.7062 | 2.1244 | 0.04967 | 0.00195 | 0.00177 | 5.0003 | 2.0553 | 0.05694 | 0.00226 | 0.00192 | 5.2637 | 2.5396 | 0.05286 | 0.00207 | 0.00177 | 5.002 | 3.108 | 0.04453 | 0.00176 | 0.0016 | 5.2396 | 3.0369 | 0.04955 | 0.00192 | 0.0017 | 5.002 | 3.108 | 0.04902 | 0.0019 | 0.0017 | 5.0031 | 4.0648 | 0.04174 | 0.00164 | 0.00153 | 4.818 | 4.7044 | 0.04052 | 0.00157 | 0.00151 | 5.0041 | 5.2058 | 0.03894 | 0.00146 | 0.00138 | 4.8316 | 5.285 | 0.03872 | 0.00145 | 0.00138 | 4.6916 | 6.7403 | 0.03418 | 0.00128 | 0.0013 | 4.5755 | 7.4121 | 0.03414 | 0.00126 | 0.00131 | 4.5988 | 7.3991 | 0.03631 | 0.00131 | 0.00136 | 4.7264 | 8.0026 | 0.03404 | 0.00125 | 0.00133 | 4.5043 | 8.129 | 0.03598 | 0.0013 | 0.00139 | 4.5042 | 9.8104 | 0.03065 | 0.00114 | 0.00124 | 4.5501 | 9.7765 | 0.03409 | 0.00126 | 0.00132 | 4.6921 | 9.6743 | 0.03842 | 0.00142 | 0.00141 | 4.6926 | 11.2799 | 0.03444 | 0.00132 | 0.00139 | 4.505 | 11.4203 | 0.03448 | 0.00133 | 0.00141 | 4.9073 | 11.8204 | 0.03589 | 0.00136 | 0.00137 | 4.8132 | 12.6015 | 0.03476 | 0.00134 | 0.00139 | 4.9164 | 14.0532 | 0.03491 | 0.00139 | 0.00147 | 4.7467 | 15.8256 | 0.03383 | 0.00158 | 0.00179 | 4.6928 | 15.8659 | 0.03701 | 0.00168 | 0.0019 | 4.7672 | 16.7467 | 0.03385 | 0.00139 | 0.00154 | 4.6205 | 16.8772 | 0.03397 | 0.0014 | 0.00156 | 4.6927 | 17.648 | 0.0327 | 0.00129 | 0.00143 | 4.6478 | 17.6883 | 0.0355 | 0.00137 | 0.00151 | 4.6479 | 19.3406 | 0.03293 | 0.0014 | 0.00157 | 4.8664 | 19.1499 | 0.03528 | 0.00145 | 0.00161 | 4.5778 | 21.2737 | 0.03613 | 0.0014 | 0.00161 | 4.435 | 22.4956 | 0.03311 | 0.00137 | 0.00161 | 4.6344 | 22.3347 | 0.03519 | 0.00141 | 0.00165 | 4.4918 | 22.2066 | 0.03262 | 0.00135 | 0.00156 | 4.469 | 22.2169 | 0.03501 | 0.00141 | 0.00163 | 4.365 | 22.2575 | 0.03517 | 0.00142 | 0.00164 | 4.2179 | 26.1529 | 0.03215 | 0.00131 | 0.00157 | 4.1711 | 26.9949 | 0.03262 | 0.00138 | 0.00168 | 4.1707 | 27.0051 | 0.03481 | 0.00143 | 0.00175 | 4.3054 | 26.4056 | 0.03423 | 0.00143 | 0.00173 | 4.3522 | 28.9268 | 0.03147 | 0.00131 | 0.00158 | 4.2093 | 33.1771 | 0.03205 | 0.00142 | 0.00171 | 4.132 | 33.198 | 0.03222 | 0.00143 | 0.00172 | 4.334 | 38.8481 | 0.03543 | 0.00155 | 0.00189 | 4.4388 | 39.0488 | 0.03318 | 0.00136 | 0.00161 | 4.2667 | 39.041 | 0.03356 | 0.00138 | 0.00164 | 4.4148 | 39.0495 | 0.03628 | 0.00144 | 0.0017 | 4.6129 | 40.2175 | 0.04112 | 0.00169 | 0.00207 | 4.5166 | 41.1254 | 0.04038 | 0.00168 | 0.00206 | 4.4046 | 44.0745 | 0.03847 | 0.00155 | 0.00189 | 4.8505 | 46.7625 | 0.0403 | 0.00156 | 0.0018 | 4.7356 | 46.609 | 0.04083 | 0.00162 | 0.00191 | 5.5264 | 49.3569 | 0.04656 | 0.00179 | 0.00201 | 5.0513 | 53.1364 | 0.04456 | 0.00168 | 0.00191 | 5.077 | 53.6484 | 0.04493 | 0.0018 | 0.0021 | 5.289 | 56.0325 | 0.04608 | 0.00172 | 0.00194 | 5.2637 | 56.8555 | 0.04576 | 0.00169 | 0.00191 | 5.1716 | 61.2467 | 0.04728 | 0.00177 | 0.00203 | 5.1054 | 68.3939 | 0.045 | 0.00171 | 0.002 | 5.0409 | 68.3156 | 0.0452 | 0.00171 | 0.00201
4.9603 | 0.035349 | 0.14858 | 0.00886 | 0.01485 | 5.9583 | 0.031378 | 0.40243 | 0.02002 | 0.02937 | 5.305 | 0.033851 | 0.50242 | 0.02205 | 0.03136 | 5.305 | 0.13688 | 0.12495 | 0.00546 | 0.0074 | 4.9963 | 0.14228 | 0.15114 | 0.00639 | 0.00801 | 5.3449 | 0.30868 | 0.13263 | 0.00525 | 0.00538 | 4.9935 | 0.86821 | 0.06694 | 0.00268 | 0.00251 | 4.9959 | 0.86791 | 0.07368 | 0.00292 | 0.00265 | 4.5833 | 1.2888 | 0.05281 | 0.00207 | 0.00199 | 4.6419 | 1.713 | 0.04841 | 0.00184 | 0.00177 | 4.6667 | 1.7081 | 0.05225 | 0.00194 | 0.00186 | 5.0016 | 2.0543 | 0.05058 | 0.00199 | 0.00179 | 5.2944 | 1.9902 | 0.05797 | 0.00231 | 0.00195 | 5.5559 | 1.9372 | 0.0655 | 0.00259 | 0.0021 | 5.7901 | 2.4114 | 0.05976 | 0.00231 | 0.00191 | 5.5022 | 2.9618 | 0.05016 | 0.00195 | 0.00171 | 5.7159 | 2.9038 | 0.0553 | 0.00211 | 0.00181 | 5.4568 | 2.9749 | 0.05464 | 0.00208 | 0.0018 | 5.4201 | 3.9127 | 0.04602 | 0.00177 | 0.0016 | 5.1886 | 4.5572 | 0.04421 | 0.00166 | 0.00157 | 5.3615 | 5.0506 | 0.04227 | 0.00154 | 0.00144 | 5.1767 | 5.1297 | 0.042 | 0.00153 | 0.00144 | 5.0044 | 6.568 | 0.03674 | 0.00134 | 0.00134 | 4.8614 | 7.2508 | 0.03647 | 0.00131 | 0.00135 | 4.8693 | 7.2458 | 0.03864 | 0.00136 | 0.00139 | 5.0044 | 7.8503 | 0.03619 | 0.0013 | 0.00136 | 5.0048 | 7.8504 | 0.04025 | 0.00145 | 0.00145 | 5.0046 | 9.4537 | 0.0342 | 0.00125 | 0.00129 | 5.1189 | 9.3756 | 0.03855 | 0.00142 | 0.00138 | 5.2134 | 9.3126 | 0.04292 | 0.00157 | 0.00147 | 5.214 | 10.8791 | 0.03829 | 0.00144 | 0.00144 | 5.0055 | 11.0394 | 0.03828 | 0.00144 | 0.00146 | 5.3981 | 11.4496 | 0.03956 | 0.00146 | 0.00141 | 5.2945 | 12.2406 | 0.0382 | 0.00144 | 0.00143 | 5.3634 | 13.7022 | 0.03799 | 0.00147 | 0.0015 | 5.1782 | 15.5045 | 0.03655 | 0.00163 | 0.00182 | 5.0838 | 15.5748 | 0.03972 | 0.00173 | 0.00193 | 5.1645 | 16.3956 | 0.03643 | 0.00144 | 0.00157 | 5.0055 | 16.5361 | 0.03653 | 0.00145 | 0.00159 | 5.0838 | 17.3268 | 0.03514 | 0.00134 | 0.00146 | 5.0054 | 17.3972 | 0.03793 | 0.00142 | 0.00153 | 5.0054 | 19.0294 | 0.03516 | 0.00144 | 0.00159 | 5.214 | 18.8388 | 0.03752 | 0.00149 | 0.00163 | 4.883 | 21.0324 | 0.03815 | 0.00144 | 0.00163 | 4.7518 | 22.2341 | 0.03502 | 0.0014 | 0.00163 | 4.9434 | 22.0734 | 0.03711 | 0.00144 | 0.00167 | 4.8126 | 22.0651 | 0.03455 | 0.00138 | 0.00158 | 4.767 | 22.0855 | 0.03694 | 0.00144 | 0.00165 | 4.656 | 22.1361 | 0.03709 | 0.00145 | 0.00166 | 4.4991 | 25.9912 | 0.03379 | 0.00134 | 0.00159 | 4.4491 | 26.883 | 0.0342 | 0.0014 | 0.0017 | 4.692 | 26.7517 | 0.03799 | 0.00151 | 0.00178 | 4.8436 | 26.2222 | 0.03747 | 0.00151 | 0.00177 | 4.8963 | 28.6033 | 0.03444 | 0.00138 | 0.00161 | 4.677 | 33.0331 | 0.03463 | 0.00147 | 0.00173 | 4.5912 | 33.0739 | 0.0348 | 0.00148 | 0.00175 | 4.728 | 38.8339 | 0.03763 | 0.00159 | 0.00191 | 4.8424 | 39.0146 | 0.03537 | 0.0014 | 0.00163 | 4.6546 | 39.0466 | 0.03575 | 0.00142 | 0.00166 | 4.7827 | 39.0256 | 0.03847 | 0.00148 | 0.00172 | 4.9678 | 40.4034 | 0.04324 | 0.00172 | 0.00209 | 4.8641 | 41.4008 | 0.04245 | 0.00171 | 0.00208 | 5.0338 | 44.0555 | 0.04235 | 0.00166 | 0.00193 | 5.4569 | 46.8747 | 0.04395 | 0.00165 | 0.00183 | 5.3275 | 46.5106 | 0.0445 | 0.00171 | 0.00195 | 6.0791 | 49.1502 | 0.05003 | 0.00186 | 0.00204 | 5.5565 | 53.1382 | 0.04778 | 0.00175 | 0.00194 | 5.5847 | 53.6901 | 0.04811 | 0.00186 | 0.00212 | 5.7699 | 56.0245 | 0.04913 | 0.00178 | 0.00196 | 5.7422 | 56.8473 | 0.04877 | 0.00175 | 0.00194 | 5.6025 | 61.3878 | 0.05007 | 0.00182 | 0.00205 | 5.5309 | 68.8345 | 0.04749 | 0.00175 | 0.00202 | 5.461 | 68.7661 | 0.04769 | 0.00175 | 0.00203
5.4563 | 0.033238 | 0.17305 | 0.0102 | 0.01707 | 6.4548 | 0.029757 | 0.45782 | 0.02232 | 0.03303 | 5.6366 | 0.03254 | 0.55356 | 0.02383 | 0.03423 | 5.6366 | 0.13147 | 0.13761 | 0.0059 | 0.00807 | 5.6208 | 0.13177 | 0.1822 | 0.00802 | 0.00947 | 5.7013 | 0.29587 | 0.14673 | 0.0057 | 0.00587 | 5.4929 | 0.81347 | 0.07709 | 0.00308 | 0.0028 | 5.4501 | 0.81788 | 0.08381 | 0.0033 | 0.00293 | 5 | 1.2217 | 0.05961 | 0.00232 | 0.00217 | 4.9989 | 1.64 | 0.0535 | 0.002 | 0.0019 | 5.3333 | 1.5779 | 0.06265 | 0.00248 | 0.0021 | 5.6268 | 1.9222 | 0.05917 | 0.00237 | 0.00198 | 5.8827 | 1.8741 | 0.06681 | 0.00265 | 0.00214 | 6.1115 | 1.8321 | 0.07456 | 0.00292 | 0.00229 | 6.3165 | 2.2953 | 0.06702 | 0.00255 | 0.00205 | 6.0024 | 2.8297 | 0.05606 | 0.00214 | 0.00182 | 6.1922 | 2.7827 | 0.06131 | 0.00229 | 0.00192 | 5.9115 | 2.8527 | 0.0605 | 0.00226 | 0.00191 | 5.837 | 3.7735 | 0.05046 | 0.00189 | 0.00168 | 5.5593 | 4.42 | 0.04801 | 0.00176 | 0.00163 | 5.719 | 4.9064 | 0.0457 | 0.00163 | 0.00149 | 5.5218 | 4.9845 | 0.04537 | 0.00162 | 0.00149 | 5.3172 | 6.4067 | 0.03937 | 0.0014 | 0.00138 | 5.1474 | 7.0955 | 0.03886 | 0.00136 | 0.00138 | 5.4104 | 6.9593 | 0.04345 | 0.00154 | 0.00146 | 5.5605 | 7.5647 | 0.04062 | 0.00145 | 0.00142 | 5.6303 | 7.5307 | 0.04581 | 0.00166 | 0.00153 | 5.6302 | 9.041 | 0.03881 | 0.00143 | 0.00135 | 5.6876 | 9.005 | 0.0432 | 0.00158 | 0.00144 | 5.7348 | 8.976 | 0.04759 | 0.00171 | 0.00152 | 5.7354 | 10.5083 | 0.04229 | 0.00155 | 0.00148 | 5.5061 | 10.6687 | 0.04222 | 0.00155 | 0.0015 | 5.8888 | 11.0889 | 0.04335 | 0.00157 | 0.00145 | 5.7758 | 11.8998 | 0.04174 | 0.00153 | 0.00147 | 5.8103 | 13.3714 | 0.04114 | 0.00154 | 0.00154 | 5.6097 | 15.1835 | 0.03933 | 0.00168 | 0.00184 | 5.4749 | 15.2839 | 0.04249 | 0.00178 | 0.00195 | 5.5617 | 16.0446 | 0.03906 | 0.0015 | 0.00159 | 5.3906 | 16.1951 | 0.03914 | 0.00151 | 0.00161 | 5.4748 | 17.0058 | 0.03763 | 0.0014 | 0.00148 | 5.3629 | 17.0962 | 0.04041 | 0.00147 | 0.00156 | 5.363 | 18.7083 | 0.03742 | 0.00148 | 0.00161 | 5.5616 | 18.5377 | 0.03981 | 0.00153 | 0.00165 | 5.4934 | 20.5103 | 0.04226 | 0.00156 | 0.00167 | 5.0686 | 21.9628 | 0.03695 | 0.00143 | 0.00165 | 5.5613 | 21.5312 | 0.04103 | 0.00155 | 0.0017 | 5.1335 | 21.9038 | 0.03649 | 0.00141 | 0.0016 | 5.3628 | 21.7931 | 0.04083 | 0.00155 | 0.00168 | 5.238 | 21.8536 | 0.04097 | 0.00156 | 0.0017 | 5.0615 | 25.5982 | 0.0371 | 0.00142 | 0.00162 | 5.0053 | 26.5498 | 0.0374 | 0.00148 | 0.00173 | 5.2133 | 26.409 | 0.0412 | 0.00158 | 0.00181 | 5.3818 | 25.9595 | 0.04074 | 0.00159 | 0.0018 | 5.4403 | 28.2105 | 0.03745 | 0.00145 | 0.00163 | 5.1448 | 32.7998 | 0.03722 | 0.00152 | 0.00175 | 5.0503 | 32.8605 | 0.03739 | 0.00153 | 0.00177 | 5.122 | 38.7304 | 0.03983 | 0.00162 | 0.00193 | 5.2459 | 38.911 | 0.03756 | 0.00144 | 0.00165 | 5.0425 | 38.9729 | 0.03794 | 0.00146 | 0.00168 | 5.1506 | 38.9422 | 0.04066 | 0.00152 | 0.00174 | 5.6775 | 40.5566 | 0.04746 | 0.00183 | 0.00212 | 5.559 | 41.7132 | 0.04656 | 0.00181 | 0.00212 | 5.663 | 43.8883 | 0.04623 | 0.00175 | 0.00196 | 6.0632 | 46.8583 | 0.04759 | 0.00174 | 0.00186 | 5.9195 | 46.3237 | 0.04818 | 0.0018 | 0.00198 | 6.6317 | 48.9045 | 0.05351 | 0.00193 | 0.00206 | 6.0616 | 53.0612 | 0.051 | 0.00181 | 0.00197 | 6.0924 | 53.663 | 0.0513 | 0.00192 | 0.00215 | 6.2507 | 55.9377 | 0.05218 | 0.00184 | 0.00199 | 6.2207 | 56.7603 | 0.05178 | 0.00181 | 0.00196 | 6.0335 | 61.45 | 0.05285 | 0.00186 | 0.00207 | 5.9563 | 69.1364 | 0.04997 | 0.00179 | 0.00204 | 5.8811 | 69.0878 | 0.05017 | 0.00179 | 0.00205
5.9524 | 0.031396 | 0.19902 | 0.01155 | 0.01941 | 6.9513 | 0.028326 | 0.51613 | 0.02467 | 0.03686 | 5.9682 | 0.031339 | 0.60671 | 0.02563 | 0.0372 | 5.9682 | 0.12667 | 0.15077 | 0.00634 | 0.00876 | 6.2453 | 0.12287 | 0.21562 | 0.00958 | 0.01103 | 6.4139 | 0.27355 | 0.1767 | 0.00726 | 0.00691 | 5.9922 | 0.76573 | 0.0879 | 0.00349 | 0.0031 | 5.9043 | 0.77374 | 0.09454 | 0.00368 | 0.00322 | 5.4167 | 1.1617 | 0.06678 | 0.00256 | 0.00235 | 5.7131 | 1.5129 | 0.06434 | 0.00256 | 0.00215 | 6 | 1.4668 | 0.07388 | 0.00298 | 0.00235 | 6.252 | 1.8081 | 0.06832 | 0.00273 | 0.00218 | 6.471 | 1.771 | 0.07619 | 0.003 | 0.00234 | 6.667 | 1.739 | 0.08413 | 0.00325 | 0.00249 | 6.8428 | 2.1882 | 0.07464 | 0.00279 | 0.0022 | 6.5026 | 2.7086 | 0.06223 | 0.00233 | 0.00194 | 6.6686 | 2.6716 | 0.06758 | 0.00248 | 0.00203 | 6.3662 | 2.7406 | 0.06661 | 0.00243 | 0.00202 | 6.2539 | 3.6443 | 0.05507 | 0.00201 | 0.00176 | 5.9299 | 4.2919 | 0.05193 | 0.00186 | 0.00169 | 6.0764 | 4.7713 | 0.04923 | 0.00171 | 0.00155 | 5.8669 | 4.8494 | 0.04885 | 0.0017 | 0.00155 | 5.6299 | 6.2535 | 0.04207 | 0.00146 | 0.00142 | 5.7194 | 6.807 | 0.04377 | 0.00154 | 0.00145 | 6.0867 | 6.6358 | 0.04974 | 0.00179 | 0.00155 | 6.2556 | 7.2412 | 0.04639 | 0.00168 | 0.0015 | 6.2559 | 7.2412 | 0.05159 | 0.00187 | 0.0016 | 6.2558 | 8.6644 | 0.04364 | 0.00159 | 0.00142 | 6.2564 | 8.6634 | 0.04804 | 0.00173 | 0.0015 | 6.2561 | 8.6645 | 0.05243 | 0.00186 | 0.00158 | 6.2568 | 10.1577 | 0.04642 | 0.00167 | 0.00153 | 6.0066 | 10.328 | 0.04629 | 0.00167 | 0.00155 | 6.3796 | 10.7583 | 0.04726 | 0.00167 | 0.0015 | 6.2571 | 11.5692 | 0.04538 | 0.00162 | 0.00151 | 6.2573 | 13.0507 | 0.04437 | 0.00161 | 0.00157 | 6.0413 | 14.8727 | 0.04218 | 0.00174 | 0.00187 | 5.866 | 14.9931 | 0.04531 | 0.00183 | 0.00198 | 5.959 | 15.7138 | 0.04175 | 0.00155 | 0.00162 | 5.7756 | 15.8642 | 0.0418 | 0.00156 | 0.00164 | 5.8659 | 16.6949 | 0.04016 | 0.00145 | 0.00151 | 5.7204 | 16.8054 | 0.04293 | 0.00151 | 0.00158 | 5.7205 | 18.4073 | 0.03972 | 0.00152 | 0.00163 | 6.2568 | 17.9561 | 0.04449 | 0.00168 | 0.00169 | 6.1037 | 19.9885 | 0.04648 | 0.00168 | 0.0017 | 5.7021 | 21.4007 | 0.04089 | 0.00154 | 0.00169 | 6.1792 | 20.9793 | 0.04505 | 0.00166 | 0.00174 | 5.7752 | 21.5615 | 0.04042 | 0.00152 | 0.00163 | 5.9587 | 21.4611 | 0.04478 | 0.00166 | 0.00172 | 5.82 | 21.5415 | 0.04491 | 0.00166 | 0.00174 | 5.6239 | 25.1458 | 0.04047 | 0.00151 | 0.00165 | 5.5614 | 26.1473 | 0.04064 | 0.00155 | 0.00176 | 5.7347 | 26.0067 | 0.04446 | 0.00165 | 0.00184 | 5.92 | 25.6471 | 0.04405 | 0.00166 | 0.00183 | 5.9843 | 27.7681 | 0.0405 | 0.00152 | 0.00166 | 5.6125 | 32.5169 | 0.03984 | 0.00157 | 0.00177 | 5.5094 | 32.5876 | 0.04 | 0.00158 | 0.00179 | 5.516 | 38.5573 | 0.04204 | 0.00165 | 0.00194 | 5.6494 | 38.7479 | 0.03976 | 0.00148 | 0.00167 | 5.4304 | 38.8397 | 0.04013 | 0.00149 | 0.0017 | 5.8864 | 38.6366 | 0.04506 | 0.00165 | 0.00178 | 6.3871 | 40.5012 | 0.05168 | 0.00193 | 0.00216 | 6.2538 | 41.8072 | 0.05065 | 0.00191 | 0.00216 | 6.2923 | 43.6425 | 0.05013 | 0.00184 | 0.00199 | 6.6695 | 46.763 | 0.05124 | 0.00182 | 0.00189 | 6.5114 | 46.0679 | 0.05188 | 0.00188 | 0.00201 | 7.1844 | 48.6196 | 0.05702 | 0.002 | 0.00209 | 6.5667 | 52.9353 | 0.05422 | 0.00187 | 0.00199 | 6.6001 | 53.5669 | 0.05448 | 0.00198 | 0.00217 | 6.7315 | 55.8117 | 0.05524 | 0.00189 | 0.00201 | 6.6992 | 56.6142 | 0.05479 | 0.00186 | 0.00199 | 6.4645 | 61.4532 | 0.05563 | 0.00191 | 0.00209 | 6.3818 | 69.3392 | 0.05244 | 0.00182 | 0.00205 | 6.3012 | 69.3106 | 0.05264 | 0.00183 | 0.00207
6.4484 | 0.029775 | 0.22647 | 0.01293 | 0.02186 | 7.4479 | 0.027045 | 0.5773 | 0.02705 | 0.04084 | 6.6313 | 0.029237 | 0.7189 | 0.03136 | 0.04341 | 6.6313 | 0.11806 | 0.17856 | 0.00776 | 0.01022 | 6.8698 | 0.11526 | 0.25136 | 0.01111 | 0.01267 | 7.1266 | 0.25484 | 0.20899 | 0.00873 | 0.00803 | 6.4916 | 0.7239 | 0.09936 | 0.0039 | 0.00343 | 6.3584 | 0.73462 | 0.10586 | 0.00406 | 0.00352 | 5.8333 | 1.1066 | 0.0743 | 0.00281 | 0.00255 | 6.4272 | 1.4048 | 0.07605 | 0.00309 | 0.00243 | 6.6667 | 1.3728 | 0.08591 | 0.00347 | 0.00263 | 6.8771 | 1.707 | 0.07805 | 0.00309 | 0.0024 | 7.0592 | 1.68 | 0.08609 | 0.00334 | 0.00255 | 7.2226 | 1.6569 | 0.09419 | 0.00358 | 0.0027 | 7.3692 | 2.0912 | 0.08262 | 0.00303 | 0.00236 | 7.0028 | 2.5985 | 0.06867 | 0.00252 | 0.00206 | 7.1449 | 2.5695 | 0.0741 | 0.00266 | 0.00215 | 6.821 | 2.6375 | 0.07296 | 0.00261 | 0.00213 | 6.6708 | 3.5262 | 0.05983 | 0.00214 | 0.00184 | 6.3005 | 4.1727 | 0.05597 | 0.00196 | 0.00176 | 6.4339 | 4.6461 | 0.05286 | 0.0018 | 0.00161 | 6.212 | 4.7232 | 0.05242 | 0.00178 | 0.00161 | 6.2555 | 5.9711 | 0.04766 | 0.00168 | 0.0015 | 6.4343 | 6.4825 | 0.0502 | 0.00181 | 0.00155 | 6.763 | 6.3454 | 0.05632 | 0.00203 | 0.00164 | 6.9506 | 6.9487 | 0.05241 | 0.0019 | 0.00159 | 6.8815 | 6.9768 | 0.0576 | 0.00207 | 0.00168 | 6.8814 | 8.3209 | 0.04867 | 0.00176 | 0.00148 | 6.8252 | 8.35 | 0.05306 | 0.00188 | 0.00156 | 6.7775 | 8.3751 | 0.05745 | 0.002 | 0.00164 | 6.7782 | 9.8362 | 0.05069 | 0.00179 | 0.00158 | 6.5072 | 10.0025 | 0.05049 | 0.00178 | 0.00159 | 6.8703 | 10.4478 | 0.05129 | 0.00178 | 0.00154 | 6.7384 | 11.2586 | 0.04912 | 0.00172 | 0.00155 | 6.7042 | 12.7401 | 0.04769 | 0.00169 | 0.0016 | 6.4728 | 14.5619 | 0.04508 | 0.00179 | 0.00189 | 6.257 | 14.7124 | 0.04819 | 0.00188 | 0.002 | 6.3563 | 15.3931 | 0.0445 | 0.00161 | 0.00164 | 6.1607 | 15.5434 | 0.04452 | 0.00161 | 0.00166 | 6.2569 | 16.3841 | 0.04275 | 0.0015 | 0.00154 | 6.4355 | 16.2439 | 0.0481 | 0.00169 | 0.00163 | 6.4356 | 17.8056 | 0.04444 | 0.00167 | 0.00167 | 6.952 | 17.3947 | 0.04933 | 0.00182 | 0.00174 | 6.7141 | 19.4671 | 0.05081 | 0.00179 | 0.00174 | 6.3357 | 20.8389 | 0.04493 | 0.00165 | 0.00172 | 6.7972 | 20.4378 | 0.04917 | 0.00177 | 0.00177 | 6.4168 | 21.1996 | 0.04442 | 0.00163 | 0.00167 | 6.5546 | 21.1194 | 0.04879 | 0.00176 | 0.00176 | 6.402 | 21.2098 | 0.04891 | 0.00176 | 0.00177 | 6.1863 | 24.6738 | 0.0439 | 0.00159 | 0.00168 | 6.1176 | 25.6952 | 0.04393 | 0.00163 | 0.00179 | 6.256 | 25.5848 | 0.04777 | 0.00172 | 0.00187 | 6.4581 | 25.3152 | 0.04741 | 0.00173 | 0.00186 | 6.5283 | 27.3061 | 0.0436 | 0.00159 | 0.00169 | 6.0802 | 32.1845 | 0.04248 | 0.00162 | 0.00179 | 5.9685 | 32.2651 | 0.04264 | 0.00163 | 0.00181 | 6.304 | 38.0922 | 0.0465 | 0.00178 | 0.00198 | 6.4565 | 38.3227 | 0.0442 | 0.00161 | 0.00171 | 6.2061 | 38.4743 | 0.04455 | 0.00163 | 0.00174 | 6.6222 | 38.2221 | 0.04951 | 0.00177 | 0.00181 | 7.0968 | 40.3068 | 0.0559 | 0.00203 | 0.00219 | 6.9487 | 41.7523 | 0.05474 | 0.002 | 0.00219 | 6.9215 | 43.3476 | 0.05406 | 0.00193 | 0.00202 | 7.2758 | 46.5985 | 0.0549 | 0.0019 | 0.00191 | 7.1034 | 45.7931 | 0.0556 | 0.00196 | 0.00203 | 7.737 | 48.3253 | 0.06054 | 0.00206 | 0.00211 | 7.0718 | 52.76 | 0.05745 | 0.00193 | 0.00202 | 7.1078 | 53.4316 | 0.05768 | 0.00203 | 0.0022 | 7.2123 | 55.6465 | 0.05831 | 0.00194 | 0.00203 | 7.1777 | 56.4388 | 0.05781 | 0.00192 | 0.00201 | 6.8954 | 61.4172 | 0.05841 | 0.00195 | 0.00211 | 6.8072 | 69.4529 | 0.0549 | 0.00186 | 0.00207 | 6.7212 | 69.4342 | 0.0551 | 0.00187 | 0.00208
6.9444 | 0.028344 | 0.25536 | 0.01433 | 0.02441 | 7.9444 | 0.025894 | 0.6413 | 0.02948 | 0.04498 | 7.4602 | 0.027015 | 0.86999 | 0.03942 | 0.05168 | 7.4602 | 0.10906 | 0.21601 | 0.00975 | 0.01216 | 7.4944 | 0.10876 | 0.28936 | 0.01264 | 0.0144 | 7.8392 | 0.23883 | 0.24355 | 0.01017 | 0.0092 | 6.9909 | 0.68698 | 0.11146 | 0.00431 | 0.00377 | 7.2668 | 0.66837 | 0.13022 | 0.00541 | 0.00418 | 6.6667 | 1.0136 | 0.09042 | 0.00367 | 0.00296 | 7.1413 | 1.3137 | 0.08862 | 0.0036 | 0.00272 | 7.3333 | 1.2907 | 0.09874 | 0.00395 | 0.00292 | 7.5023 | 1.6179 | 0.08832 | 0.00344 | 0.00262 | 7.6475 | 1.5989 | 0.09651 | 0.00368 | 0.00277 | 7.7782 | 1.5829 | 0.10474 | 0.00391 | 0.00291 | 7.8956 | 2.0021 | 0.09097 | 0.00328 | 0.00252 | 7.503 | 2.4984 | 0.07537 | 0.00271 | 0.00218 | 7.6212 | 2.4754 | 0.08087 | 0.00285 | 0.00228 | 7.2757 | 2.5425 | 0.07956 | 0.00279 | 0.00225 | 7.0878 | 3.4161 | 0.06476 | 0.00226 | 0.00193 | 6.6711 | 4.0616 | 0.06012 | 0.00206 | 0.00183 | 7.1487 | 4.4178 | 0.0604 | 0.00211 | 0.00173 | 6.9023 | 4.4929 | 0.05983 | 0.00209 | 0.00172 | 7.0374 | 5.6587 | 0.05501 | 0.00199 | 0.00161 | 7.1492 | 6.1921 | 0.05694 | 0.00206 | 0.00164 | 7.4393 | 6.083 | 0.06319 | 0.00227 | 0.00174 | 7.6457 | 6.6834 | 0.05868 | 0.00211 | 0.00168 | 7.5071 | 6.7345 | 0.06383 | 0.00226 | 0.00177 | 7.5069 | 8.0074 | 0.0539 | 0.00192 | 0.00155 | 7.3939 | 8.0616 | 0.05826 | 0.00203 | 0.00163 | 7.2988 | 8.1087 | 0.06263 | 0.00214 | 0.0017 | 7.2996 | 9.5338 | 0.0551 | 0.0019 | 0.00163 | 7.0077 | 9.7 | 0.05483 | 0.00189 | 0.00164 | 7.361 | 10.1573 | 0.05543 | 0.00188 | 0.00159 | 7.2197 | 10.9581 | 0.05296 | 0.00181 | 0.00159 | 7.1512 | 12.4495 | 0.05108 | 0.00176 | 0.00164 | 6.9043 | 14.2613 | 0.04804 | 0.00184 | 0.00192 | 7.0392 | 14.1712 | 0.0541 | 0.00207 | 0.00205 | 7.1508 | 14.7818 | 0.05016 | 0.00181 | 0.0017 | 6.9308 | 14.9421 | 0.05013 | 0.00181 | 0.00172 | 7.0391 | 15.7827 | 0.04806 | 0.00169 | 0.00159 | 7.1505 | 15.7027 | 0.05345 | 0.00186 | 0.00168 | 7.1506 | 17.2343 | 0.04932 | 0.00182 | 0.00172 | 7.6472 | 16.8635 | 0.05431 | 0.00196 | 0.00178 | 7.3245 | 18.9759 | 0.05526 | 0.00191 | 0.00178 | 6.9693 | 20.2874 | 0.04909 | 0.00176 | 0.00176 | 7.4151 | 19.9165 | 0.0534 | 0.00187 | 0.00181 | 7.0585 | 20.8181 | 0.04848 | 0.00174 | 0.00171 | 7.1504 | 20.768 | 0.05287 | 0.00186 | 0.00179 | 6.984 | 20.8684 | 0.05297 | 0.00186 | 0.00181 | 6.7487 | 24.192 | 0.04739 | 0.00167 | 0.00171 | 6.6737 | 25.2333 | 0.04729 | 0.0017 | 0.00182 | 6.7773 | 25.1432 | 0.05114 | 0.0018 | 0.00189 | 6.9963 | 24.9635 | 0.0508 | 0.00181 | 0.00188 | 7.0724 | 26.8343 | 0.04676 | 0.00166 | 0.00171 | 6.5479 | 31.8324 | 0.04515 | 0.00167 | 0.00182 | 6.4276 | 31.9229 | 0.0453 | 0.00168 | 0.00183 | 7.092 | 37.5182 | 0.05101 | 0.0019 | 0.00201 | 7.2636 | 37.8087 | 0.04868 | 0.00174 | 0.00174 | 6.9819 | 38.0001 | 0.04902 | 0.00175 | 0.00177 | 7.358 | 37.7385 | 0.05401 | 0.00189 | 0.00184 | 7.8065 | 40.0231 | 0.06016 | 0.00212 | 0.00222 | 7.6436 | 41.5782 | 0.05884 | 0.00209 | 0.00222 | 7.5507 | 43.0035 | 0.05802 | 0.00202 | 0.00205 | 7.8821 | 46.3946 | 0.05857 | 0.00197 | 0.00194 | 7.6953 | 45.4989 | 0.05934 | 0.00203 | 0.00206 | 8.2897 | 48.0316 | 0.06409 | 0.00213 | 0.00214 | 7.577 | 52.5655 | 0.0607 | 0.00199 | 0.00204 | 7.6155 | 53.2569 | 0.06088 | 0.00209 | 0.00222 | 7.6932 | 55.4519 | 0.06138 | 0.002 | 0.00206 | 7.6562 | 56.2341 | 0.06085 | 0.00197 | 0.00203 | 7.3264 | 61.3318 | 0.06119 | 0.002 | 0.00213 | 7.2327 | 69.4872 | 0.05736 | 0.0019 | 0.00209 | 7.1413 | 69.4885 | 0.05756 | 0.0019 | 0.0021
7.9365 | 0.025903 | 0.31736 | 0.01827 | 0.02985 | 8.4409 | 0.024843 | 0.70808 | 0.03195 | 0.04927 | 8.2891 | 0.025154 | 1.03 | 0.04719 | 0.06048 | 8.2891 | 0.10145 | 0.2564 | 0.01168 | 0.01423 | 8.1189 | 0.10295 | 0.32958 | 0.01417 | 0.01622 | 8.5519 | 0.22502 | 0.28034 | 0.0116 | 0.01045 | 7.9896 | 0.62484 | 0.13751 | 0.00577 | 0.0045 | 8.1751 | 0.61473 | 0.15685 | 0.00668 | 0.0049 | 7.5 | 0.93531 | 0.10796 | 0.00449 | 0.00341 | 7.8555 | 1.2347 | 0.10203 | 0.00411 | 0.00303 | 8 | 1.2197 | 0.11235 | 0.00444 | 0.00322 | 8.1275 | 1.5398 | 0.09914 | 0.0038 | 0.00286 | 8.2358 | 1.5268 | 0.10743 | 0.00403 | 0.003 | 8.3338 | 1.5158 | 0.11576 | 0.00424 | 0.00314 | 8.4219 | 1.92 | 0.09968 | 0.00353 | 0.00269 | 8.0032 | 2.4053 | 0.08234 | 0.00291 | 0.00232 | 8.0976 | 2.3883 | 0.08789 | 0.00304 | 0.00241 | 7.7304 | 2.4544 | 0.08639 | 0.00298 | 0.00237 | 7.5047 | 3.314 | 0.06983 | 0.00239 | 0.00201 | 7.4123 | 3.8584 | 0.06875 | 0.00241 | 0.00197 | 8.0423 | 4.1686 | 0.07035 | 0.00256 | 0.00189 | 7.765 | 4.2416 | 0.06962 | 0.00253 | 0.00188 | 7.8193 | 5.3834 | 0.06275 | 0.00229 | 0.00173 | 7.8641 | 5.9318 | 0.06399 | 0.00231 | 0.00174 | 8.1156 | 5.8467 | 0.07036 | 0.0025 | 0.00184 | 8.3407 | 6.441 | 0.06519 | 0.00232 | 0.00177 | 8.1327 | 6.5112 | 0.07028 | 0.00245 | 0.00185 | 8.1325 | 7.7221 | 0.05933 | 0.00208 | 0.00162 | 7.9627 | 7.7972 | 0.06365 | 0.00218 | 0.00169 | 7.8202 | 7.8613 | 0.06798 | 0.00228 | 0.00177 | 7.821 | 9.2514 | 0.05965 | 0.00202 | 0.00168 | 7.5083 | 9.4176 | 0.0593 | 0.002 | 0.00169 | 7.8518 | 9.8869 | 0.05969 | 0.00198 | 0.00164 | 7.701 | 10.6877 | 0.05691 | 0.0019 | 0.00164 | 8.0451 | 11.9086 | 0.05809 | 0.00204 | 0.00171 | 7.7673 | 13.7002 | 0.05415 | 0.00205 | 0.00198 | 7.8213 | 13.6702 | 0.06024 | 0.00225 | 0.00211 | 7.9453 | 14.2308 | 0.05606 | 0.002 | 0.00175 | 7.7008 | 14.3911 | 0.05595 | 0.002 | 0.00177 | 7.8212 | 15.2316 | 0.05357 | 0.00187 | 0.00164 | 7.8656 | 15.2017 | 0.05898 | 0.00203 | 0.00174 | 7.8657 | 16.7032 | 0.05435 | 0.00196 | 0.00176 | 8.3424 | 16.3725 | 0.05946 | 0.0021 | 0.00182 | 7.9349 | 18.4948 | 0.05982 | 0.00202 | 0.00182 | 7.6028 | 19.7661 | 0.05335 | 0.00187 | 0.00179 | 8.033 | 19.4154 | 0.05775 | 0.00198 | 0.00184 | 7.7002 | 20.4368 | 0.05262 | 0.00184 | 0.00174 | 7.7463 | 20.4068 | 0.05702 | 0.00195 | 0.00183 | 7.566 | 20.5172 | 0.0571 | 0.00196 | 0.00184 | 7.3111 | 23.7106 | 0.05096 | 0.00175 | 0.00174 | 7.2299 | 24.7518 | 0.05071 | 0.00178 | 0.00184 | 7.2987 | 24.7017 | 0.05457 | 0.00187 | 0.00192 | 7.5345 | 24.6021 | 0.05425 | 0.00188 | 0.00191 | 7.6164 | 26.3628 | 0.04997 | 0.00172 | 0.00174 | 7.4833 | 31.0889 | 0.05058 | 0.00185 | 0.00185 | 7.3459 | 31.1994 | 0.05071 | 0.00185 | 0.00187 | 7.88 | 36.8949 | 0.05561 | 0.00201 | 0.00204 | 8.0706 | 37.2353 | 0.05324 | 0.00186 | 0.00177 | 7.7577 | 37.4666 | 0.05355 | 0.00187 | 0.0018 | 8.0938 | 37.2154 | 0.05857 | 0.002 | 0.00187 | 8.5162 | 39.67 | 0.06445 | 0.00221 | 0.00225 | 8.3384 | 41.3347 | 0.06296 | 0.00218 | 0.00225 | 8.18 | 42.6499 | 0.06201 | 0.0021 | 0.00208 | 8.4884 | 46.1512 | 0.06227 | 0.00204 | 0.00197 | 8.2873 | 45.1853 | 0.06311 | 0.00211 | 0.00209 | 8.8423 | 47.7283 | 0.06766 | 0.00219 | 0.00216 | 8.0821 | 52.3614 | 0.06395 | 0.00205 | 0.00206 | 8.1232 | 53.0728 | 0.06409 | 0.00214 | 0.00224 | 8.174 | 55.2478 | 0.06447 | 0.00205 | 0.00208 | 8.1347 | 56.0099 | 0.06389 | 0.00202 | 0.00205 | 7.7574 | 61.227 | 0.06398 | 0.00204 | 0.00215 | 7.6581 | 69.4721 | 0.05981 | 0.00193 | 0.0021 | 7.5614 | 69.4833 | 0.06002 | 0.00194 | 0.00212
8.9286 | 0.023901 | 0.38491 | 0.02215 | 0.03569 | 8.9374 | 0.023893 | 0.77761 | 0.03446 | 0.05372 | 9.118 | 0.023563 | 1.21 | 0.05485 | 0.06981 | 9.118 | 0.095027 | 0.29968 | 0.01357 | 0.01642 | 8.7434 | 0.097831 | 0.37199 | 0.01571 | 0.01813 | 9.2645 | 0.21281 | 0.31931 | 0.01302 | 0.01176 | 8.9883 | 0.5746 | 0.166 | 0.00713 | 0.00529 | 9.0835 | 0.5703 | 0.18569 | 0.00792 | 0.00566 | 8.3333 | 0.86997 | 0.12689 | 0.00529 | 0.00389 | 8.5696 | 1.1656 | 0.11627 | 0.00462 | 0.00336 | 8.6667 | 1.1576 | 0.12672 | 0.00493 | 0.00354 | 8.7527 | 1.4698 | 0.11049 | 0.00416 | 0.0031 | 8.824 | 1.4628 | 0.11886 | 0.00437 | 0.00324 | 8.8894 | 1.4558 | 0.12726 | 0.00457 | 0.00338 | 8.9483 | 1.844 | 0.10876 | 0.00378 | 0.00287 | 8.5034 | 2.3193 | 0.08957 | 0.0031 | 0.00245 | 8.5739 | 2.3083 | 0.09517 | 0.00323 | 0.00254 | 8.1852 | 2.3733 | 0.09347 | 0.00316 | 0.0025 | 8.3385 | 3.1308 | 0.08044 | 0.00285 | 0.0022 | 8.3389 | 3.6361 | 0.08015 | 0.00293 | 0.00215 | 8.9359 | 3.9523 | 0.08088 | 0.00299 | 0.00206 | 8.6278 | 4.0234 | 0.07995 | 0.00295 | 0.00205 | 8.6013 | 5.1391 | 0.07087 | 0.00258 | 0.00185 | 8.579 | 5.6965 | 0.07134 | 0.00255 | 0.00185 | 8.7919 | 5.6315 | 0.0778 | 0.00273 | 0.00194 | 9.0358 | 6.2188 | 0.07194 | 0.00252 | 0.00186 | 8.7583 | 6.3059 | 0.07695 | 0.00264 | 0.00194 | 8.7581 | 7.4608 | 0.06496 | 0.00224 | 0.00169 | 8.5315 | 7.5529 | 0.06922 | 0.00233 | 0.00176 | 8.3415 | 7.6321 | 0.07349 | 0.00242 | 0.00183 | 8.3424 | 8.988 | 0.06434 | 0.00213 | 0.00174 | 8.0088 | 9.1543 | 0.0639 | 0.00212 | 0.00174 | 8.8332 | 9.3923 | 0.06856 | 0.00236 | 0.00174 | 8.6637 | 10.1769 | 0.0651 | 0.00224 | 0.00173 | 8.9389 | 11.4179 | 0.06542 | 0.0023 | 0.00179 | 8.6304 | 13.1793 | 0.06051 | 0.00225 | 0.00203 | 8.6034 | 13.1894 | 0.0666 | 0.00244 | 0.00216 | 8.7399 | 13.7199 | 0.06217 | 0.00219 | 0.00181 | 8.4709 | 13.8902 | 0.062 | 0.00218 | 0.00182 | 8.6033 | 14.7107 | 0.05928 | 0.00205 | 0.0017 | 8.5806 | 14.7308 | 0.06469 | 0.0022 | 0.00179 | 8.5807 | 16.2122 | 0.05954 | 0.0021 | 0.00181 | 9.0376 | 15.9117 | 0.06475 | 0.00224 | 0.00187 | 8.5452 | 18.0339 | 0.0645 | 0.00214 | 0.00186 | 8.2364 | 19.2551 | 0.05773 | 0.00198 | 0.00183 | 8.6509 | 18.9345 | 0.06221 | 0.00208 | 0.00188 | 8.3419 | 20.0457 | 0.05684 | 0.00195 | 0.00178 | 8.3422 | 20.0458 | 0.06125 | 0.00205 | 0.00186 | 8.148 | 20.1661 | 0.0613 | 0.00205 | 0.00188 | 7.8735 | 23.2393 | 0.0546 | 0.00183 | 0.00177 | 7.786 | 24.2804 | 0.05419 | 0.00185 | 0.00187 | 8.3413 | 23.8194 | 0.06162 | 0.00213 | 0.00197 | 8.6109 | 23.8697 | 0.0613 | 0.00214 | 0.00197 | 8.7045 | 25.4304 | 0.05657 | 0.00197 | 0.00179 | 8.4187 | 30.3261 | 0.05614 | 0.00201 | 0.00189 | 8.2641 | 30.4465 | 0.05625 | 0.00202 | 0.00191 | 8.668 | 36.2321 | 0.06028 | 0.00212 | 0.00207 | 8.8777 | 36.6325 | 0.05786 | 0.00198 | 0.0018 | 8.5334 | 36.8937 | 0.05815 | 0.00199 | 0.00183 | 8.8296 | 36.6729 | 0.06319 | 0.00211 | 0.0019 | 9.2259 | 39.2774 | 0.06877 | 0.0023 | 0.00228 | 9.0333 | 41.0318 | 0.06711 | 0.00226 | 0.00228 | 8.8092 | 42.2868 | 0.06603 | 0.00218 | 0.0021 | 9.0948 | 45.8783 | 0.06598 | 0.00212 | 0.00199 | 8.8792 | 44.8821 | 0.06691 | 0.00218 | 0.00211 | 9.395 | 47.4253 | 0.07125 | 0.00226 | 0.00219 | 8.5872 | 52.1378 | 0.06722 | 0.00211 | 0.00209 | 8.6309 | 52.8591 | 0.06732 | 0.0022 | 0.00226 | 8.6548 | 55.024 | 0.06757 | 0.0021 | 0.0021 | 8.6133 | 55.776 | 0.06695 | 0.00207 | 0.00207 | 8.6193 | 60.9487 | 0.06957 | 0.0022 | 0.00219 | 8.509 | 69.2734 | 0.06474 | 0.00206 | 0.00213 | 8.4016 | 69.3145 | 0.06494 | 0.00207 | 0.00215
9.9206 | 0.02223 | 0.45786 | 0.02606 | 0.04194 | 9.9305 | 0.022211 | 0.92472 | 0.0422 | 0.06304 | 9.9469 | 0.022192 | 1.39 | 0.0625 | 0.07964 | 9.9469 | 0.089454 | 0.34578 | 0.01547 | 0.01874 | 9.368 | 0.093268 | 0.41654 | 0.01727 | 0.02011 | 9.9772 | 0.2021 | 0.36043 | 0.01445 | 0.01313 | 9.987 | 0.53328 | 0.19684 | 0.00846 | 0.00615 | 9.9918 | 0.53308 | 0.21665 | 0.00914 | 0.00649 | 9.1667 | 0.81433 | 0.14717 | 0.00608 | 0.0044 | 9.2837 | 1.1056 | 0.13131 | 0.00514 | 0.00371 | 9.3333 | 1.1016 | 0.14184 | 0.00541 | 0.00388 | 9.3779 | 1.4077 | 0.12236 | 0.00452 | 0.00336 | 9.4123 | 1.4047 | 0.13078 | 0.00472 | 0.00349 | 9.445 | 1.4017 | 0.13922 | 0.00491 | 0.00362 | 9.4747 | 1.7749 | 0.1182 | 0.00404 | 0.00305 | 9.0036 | 2.2402 | 0.09706 | 0.0033 | 0.00259 | 9.5265 | 2.1641 | 0.11046 | 0.00392 | 0.00282 | 9.0946 | 2.2272 | 0.10833 | 0.00383 | 0.00276 | 9.3809 | 2.9336 | 0.09453 | 0.00351 | 0.00244 | 9.2654 | 3.442 | 0.09223 | 0.00342 | 0.00235 | 9.8295 | 3.7621 | 0.09195 | 0.0034 | 0.00224 | 9.4906 | 3.8322 | 0.09083 | 0.00335 | 0.00222 | 9.3832 | 4.9219 | 0.07936 | 0.00287 | 0.00197 | 9.2939 | 5.4843 | 0.07898 | 0.00278 | 0.00196 | 9.4682 | 5.4353 | 0.08552 | 0.00296 | 0.00205 | 9.7309 | 6.0145 | 0.07892 | 0.00272 | 0.00195 | 9.3839 | 6.1147 | 0.08382 | 0.00283 | 0.00203 | 9.3837 | 7.2205 | 0.07078 | 0.0024 | 0.00177 | 9.1002 | 7.3266 | 0.07496 | 0.00248 | 0.00183 | 9.3842 | 7.2206 | 0.085 | 0.00294 | 0.00197 | 9.3852 | 8.5134 | 0.0741 | 0.00256 | 0.00185 | 9.0099 | 8.6767 | 0.07348 | 0.00253 | 0.00185 | 9.8147 | 8.9567 | 0.07788 | 0.00272 | 0.00184 | 9.6263 | 9.7273 | 0.07369 | 0.00256 | 0.00182 | 9.8328 | 10.9772 | 0.07305 | 0.00255 | 0.00186 | 9.4934 | 12.6886 | 0.06712 | 0.00245 | 0.00209 | 9.3856 | 12.7487 | 0.07319 | 0.00262 | 0.00221 | 9.5344 | 13.2592 | 0.06851 | 0.00238 | 0.00187 | 9.241 | 13.4295 | 0.06825 | 0.00237 | 0.00188 | 9.3854 | 14.2399 | 0.06518 | 0.00222 | 0.00175 | 9.2957 | 14.2901 | 0.07058 | 0.00236 | 0.00184 | 9.2958 | 15.7514 | 0.06489 | 0.00224 | 0.00185 | 9.7328 | 15.491 | 0.07019 | 0.00237 | 0.00191 | 9.766 | 17.2023 | 0.0742 | 0.00255 | 0.00194 | 8.87 | 18.7741 | 0.06223 | 0.00209 | 0.00186 | 9.8868 | 18.0529 | 0.07145 | 0.00247 | 0.00195 | 8.9836 | 19.6647 | 0.06115 | 0.00205 | 0.00182 | 9.5339 | 19.3341 | 0.06993 | 0.0024 | 0.00193 | 9.312 | 19.4644 | 0.06992 | 0.0024 | 0.00195 | 8.9983 | 22.3372 | 0.0621 | 0.00213 | 0.00183 | 8.8983 | 23.3682 | 0.06136 | 0.00212 | 0.00193 | 9.384 | 22.9875 | 0.06892 | 0.00237 | 0.00203 | 9.6872 | 23.1478 | 0.06857 | 0.00238 | 0.00202 | 9.7925 | 24.5584 | 0.06341 | 0.0022 | 0.00184 | 9.3541 | 29.5638 | 0.06185 | 0.00218 | 0.00193 | 9.1823 | 29.7042 | 0.06194 | 0.00218 | 0.00195 | 9.456 | 35.5698 | 0.06504 | 0.00223 | 0.0021 | 9.6848 | 36.0302 | 0.06257 | 0.0021 | 0.00184 | 9.3092 | 36.3113 | 0.06282 | 0.0021 | 0.00186 | 9.5654 | 36.1207 | 0.06789 | 0.00222 | 0.00193 | 9.9356 | 38.8551 | 0.07315 | 0.00239 | 0.00231 | 9.7282 | 40.6792 | 0.07129 | 0.00234 | 0.00231 | 9.4384 | 41.9141 | 0.07009 | 0.00226 | 0.00213 | 9.7011 | 45.5957 | 0.06972 | 0.00219 | 0.00202 | 9.4712 | 44.5693 | 0.07073 | 0.00225 | 0.00214 | 9.9476 | 47.1327 | 0.07486 | 0.00232 | 0.00221 | 9.0924 | 51.9046 | 0.07051 | 0.00216 | 0.00211 | 9.1386 | 52.6458 | 0.07056 | 0.00225 | 0.00228 | 9.6164 | 54.5477 | 0.07381 | 0.00229 | 0.00214 | 9.5703 | 55.2695 | 0.0731 | 0.00225 | 0.00211 | 9.6967 | 60.5302 | 0.07661 | 0.00242 | 0.00224 | 9.5727 | 68.8345 | 0.07093 | 0.00224 | 0.00217 | 9.4518 | 68.8954 | 0.07112 | 0.00225 | 0.00218
10.9127 | 0.0208 | 0.53609 | 0.03003 | 0.04857 | 11.1718 | 0.02046 | 1.12 | 0.05311 | 0.07551 | 10.7759 | 0.020981 | 1.59 | 0.07019 | 0.08998 | 10.7759 | 0.084581 | 0.39464 | 0.01737 | 0.02118 | 9.9925 | 0.089175 | 0.4632 | 0.01884 | 0.02218 | 11.4025 | 0.18399 | 0.4489 | 0.01946 | 0.01605 | 10.9857 | 0.49856 | 0.22995 | 0.00978 | 0.00706 | 10.9002 | 0.50126 | 0.24968 | 0.01037 | 0.00736 | 10 | 0.7665 | 0.16878 | 0.00688 | 0.00494 | 9.9979 | 1.0525 | 0.14714 | 0.00565 | 0.00407 | 10 | 1.0525 | 0.1577 | 0.00591 | 0.00423 | 10.0031 | 1.3517 | 0.13474 | 0.00489 | 0.00362 | 10.0006 | 1.3517 | 0.14317 | 0.00507 | 0.00375 | 10.0006 | 1.3517 | 0.15163 | 0.00525 | 0.00387 | 10.5274 | 1.6519 | 0.13815 | 0.00498 | 0.00344 | 10.004 | 2.0981 | 0.11282 | 0.00402 | 0.00288 | 10.7173 | 2.009 | 0.13095 | 0.00492 | 0.00319 | 10.2315 | 2.0691 | 0.12823 | 0.0048 | 0.00312 | 10.4232 | 2.7655 | 0.10953 | 0.00414 | 0.0027 | 10.192 | 3.2718 | 0.10495 | 0.00389 | 0.00255 | 10.7231 | 3.594 | 0.10357 | 0.0038 | 0.00243 | 10.3534 | 3.6611 | 0.10224 | 0.00374 | 0.0024 | 10.1651 | 4.7257 | 0.08822 | 0.00315 | 0.0021 | 10.0089 | 5.2901 | 0.08691 | 0.00302 | 0.00207 | 10.1445 | 5.2551 | 0.09351 | 0.00318 | 0.00216 | 10.4259 | 5.8243 | 0.08614 | 0.00292 | 0.00205 | 10.0095 | 5.9365 | 0.09091 | 0.00301 | 0.00212 | 10.0093 | 7.0002 | 0.07679 | 0.00256 | 0.00184 | 10.2377 | 6.9242 | 0.08696 | 0.00303 | 0.00198 | 10.4269 | 6.8632 | 0.09714 | 0.00342 | 0.00211 | 10.428 | 8.098 | 0.0844 | 0.00296 | 0.00196 | 10.011 | 8.2582 | 0.08358 | 0.00292 | 0.00196 | 10.7962 | 8.5713 | 0.08763 | 0.00307 | 0.00195 | 10.5889 | 9.3248 | 0.08266 | 0.00288 | 0.00192 | 10.7267 | 10.5767 | 0.08099 | 0.0028 | 0.00195 | 10.3564 | 12.238 | 0.07397 | 0.00264 | 0.00215 | 10.1677 | 12.3382 | 0.08 | 0.0028 | 0.00227 | 10.3289 | 12.8386 | 0.07506 | 0.00256 | 0.00193 | 10.0111 | 12.9988 | 0.07472 | 0.00255 | 0.00194 | 10.1675 | 13.7993 | 0.07128 | 0.00239 | 0.00181 | 10.0107 | 13.8795 | 0.07664 | 0.00252 | 0.0019 | 10.0109 | 15.3207 | 0.07039 | 0.00238 | 0.0019 | 11.1232 | 14.7098 | 0.08151 | 0.00288 | 0.00201 | 10.9867 | 16.4412 | 0.08436 | 0.00294 | 0.00202 | 10.1371 | 17.8826 | 0.07155 | 0.00248 | 0.00194 | 11.1226 | 17.2616 | 0.08113 | 0.00284 | 0.00203 | 10.2669 | 18.9031 | 0.07001 | 0.00241 | 0.00189 | 10.7256 | 18.6327 | 0.07893 | 0.00273 | 0.002 | 10.476 | 18.783 | 0.07886 | 0.00273 | 0.00202 | 10.1231 | 21.4955 | 0.0699 | 0.00241 | 0.00189 | 10.0106 | 22.5065 | 0.06882 | 0.00238 | 0.00198 | 10.4267 | 22.196 | 0.07649 | 0.00261 | 0.00208 | 10.7636 | 22.4562 | 0.07607 | 0.00262 | 0.00208 | 10.8806 | 23.7368 | 0.07048 | 0.00243 | 0.00189 | 10.2895 | 28.8219 | 0.06771 | 0.00234 | 0.00197 | 10.1005 | 28.9723 | 0.06776 | 0.00234 | 0.00199 | 10.244 | 34.9078 | 0.06989 | 0.00234 | 0.00213 | 10.4918 | 35.4082 | 0.06735 | 0.00221 | 0.00187 | 10.0849 | 35.7192 | 0.06756 | 0.00221 | 0.0019 | 10.3012 | 35.5588 | 0.07266 | 0.00233 | 0.00196 | 10.6452 | 38.413 | 0.07757 | 0.00247 | 0.00234 | 10.423 | 40.3069 | 0.07551 | 0.00242 | 0.00233 | 10.0676 | 41.5418 | 0.07418 | 0.00234 | 0.00216 | 10.3074 | 45.2934 | 0.07348 | 0.00225 | 0.00204 | 10.0631 | 44.2668 | 0.07457 | 0.00232 | 0.00216 | 11.0529 | 46.5581 | 0.08216 | 0.00255 | 0.00225 | 10.1026 | 51.429 | 0.07712 | 0.00236 | 0.00215 | 10.154 | 52.1801 | 0.07708 | 0.00244 | 0.00232 | 10.8185 | 53.9312 | 0.08168 | 0.00255 | 0.00219 | 10.7666 | 54.6328 | 0.08088 | 0.00252 | 0.00216 | 10.7741 | 60.0432 | 0.08369 | 0.00263 | 0.00228 | 10.6363 | 68.2372 | 0.07716 | 0.00242 | 0.00221 | 10.502 | 68.318 | 0.07735 | 0.00242 | 0.00222
11.9048 | 0.019569 | 0.61949 | 0.03409 | 0.05559 | 12.4131 | 0.018999 | 1.34 | 0.06369 | 0.08885 | 11.6048 | 0.01992 | 1.8 | 0.07796 | 0.10081 | 11.6048 | 0.080278 | 0.44623 | 0.0193 | 0.02374 | 11.2416 | 0.082101 | 0.5627 | 0.02417 | 0.02655 | 12.8278 | 0.16918 | 0.5456 | 0.02414 | 0.01921 | 11.9844 | 0.46894 | 0.26525 | 0.01109 | 0.00803 | 11.8085 | 0.47384 | 0.28471 | 0.0116 | 0.00828 | 10.8333 | 0.72487 | 0.19169 | 0.00767 | 0.00551 | 10.712 | 1.0055 | 0.16374 | 0.00617 | 0.00445 | 10.6667 | 1.0085 | 0.17428 | 0.0064 | 0.0046 | 10.6283 | 1.3007 | 0.14762 | 0.00525 | 0.0039 | 10.5889 | 1.3037 | 0.15604 | 0.00543 | 0.00402 | 11.1117 | 1.2646 | 0.17776 | 0.00649 | 0.0044 | 11.8434 | 1.5228 | 0.16509 | 0.00633 | 0.00395 | 11.2545 | 1.946 | 0.13395 | 0.00506 | 0.00328 | 11.9082 | 1.8759 | 0.15295 | 0.00587 | 0.00359 | 11.3683 | 1.934 | 0.14959 | 0.00572 | 0.0035 | 11.4655 | 2.6194 | 0.1254 | 0.00474 | 0.00297 | 11.1185 | 3.1207 | 0.11832 | 0.00435 | 0.00277 | 11.6167 | 3.4429 | 0.11571 | 0.0042 | 0.00262 | 11.2162 | 3.5089 | 0.11415 | 0.00413 | 0.00259 | 10.9471 | 4.5485 | 0.09743 | 0.00343 | 0.00224 | 10.7238 | 5.1119 | 0.09512 | 0.00325 | 0.00218 | 10.8208 | 5.0889 | 0.10177 | 0.00341 | 0.00227 | 11.121 | 5.6481 | 0.09359 | 0.00312 | 0.00215 | 11.2607 | 5.6141 | 0.10572 | 0.0037 | 0.00231 | 11.2604 | 6.6088 | 0.08935 | 0.00314 | 0.00201 | 11.3753 | 6.5758 | 0.09962 | 0.00354 | 0.00213 | 11.4696 | 6.5488 | 0.10989 | 0.00389 | 0.00226 | 11.4708 | 7.7316 | 0.09519 | 0.00335 | 0.00209 | 11.0121 | 7.8878 | 0.09417 | 0.0033 | 0.00208 | 11.7776 | 8.2269 | 0.09781 | 0.0034 | 0.00206 | 11.5516 | 8.9634 | 0.09201 | 0.00318 | 0.00202 | 11.6206 | 10.2063 | 0.08921 | 0.00305 | 0.00203 | 11.2195 | 11.8274 | 0.08108 | 0.00284 | 0.00221 | 10.9498 | 11.9576 | 0.08704 | 0.00298 | 0.00233 | 11.1235 | 12.448 | 0.08182 | 0.00274 | 0.00199 | 10.7812 | 12.6083 | 0.0814 | 0.00273 | 0.002 | 10.9496 | 13.3887 | 0.07757 | 0.00256 | 0.00187 | 11.4408 | 13.1484 | 0.0893 | 0.00311 | 0.00201 | 11.441 | 14.5495 | 0.08183 | 0.0029 | 0.002 | 12.5136 | 14.0288 | 0.09341 | 0.00335 | 0.00211 | 12.2075 | 15.7702 | 0.09498 | 0.00332 | 0.0021 | 11.4042 | 17.0914 | 0.08133 | 0.00285 | 0.00202 | 12.3585 | 16.5506 | 0.09124 | 0.00319 | 0.00211 | 11.5503 | 18.1718 | 0.07924 | 0.00275 | 0.00197 | 11.9174 | 17.9616 | 0.08827 | 0.00305 | 0.00208 | 11.64 | 18.1218 | 0.08813 | 0.00303 | 0.00209 | 11.2478 | 20.7242 | 0.078 | 0.00268 | 0.00195 | 11.1229 | 21.705 | 0.07655 | 0.00263 | 0.00204 | 11.4693 | 21.4647 | 0.08431 | 0.00285 | 0.00214 | 11.8399 | 21.7949 | 0.08379 | 0.00284 | 0.00214 | 11.9686 | 22.9655 | 0.0778 | 0.00265 | 0.00194 | 11.2249 | 28.1104 | 0.07371 | 0.00249 | 0.00201 | 11.0188 | 28.2707 | 0.07373 | 0.00249 | 0.00203 | 11.032 | 34.2461 | 0.07483 | 0.00245 | 0.00216 | 11.2989 | 34.8064 | 0.07222 | 0.00232 | 0.0019 | 10.8607 | 35.1374 | 0.07238 | 0.00232 | 0.00193 | 11.037 | 34.9971 | 0.0775 | 0.00243 | 0.00199 | 11.3549 | 37.9513 | 0.08205 | 0.00256 | 0.00236 | 11.1179 | 39.9149 | 0.07977 | 0.0025 | 0.00236 | 10.6969 | 41.1696 | 0.07832 | 0.00242 | 0.00218 | 10.9137 | 44.9813 | 0.07726 | 0.00232 | 0.00206 | 10.655 | 43.9646 | 0.07845 | 0.00239 | 0.00219 | 12.4345 | 45.8635 | 0.0914 | 0.00287 | 0.00231 | 11.3655 | 50.8233 | 0.08548 | 0.00265 | 0.0022 | 11.4232 | 51.5543 | 0.08531 | 0.00271 | 0.00237 | 12.0206 | 53.3058 | 0.08965 | 0.0028 | 0.00224 | 11.9629 | 53.9774 | 0.08874 | 0.00276 | 0.00221 | 11.8515 | 59.5275 | 0.09084 | 0.00282 | 0.00232 | 11.6999 | 67.5411 | 0.08345 | 0.00258 | 0.00224 | 11.5521 | 67.6419 | 0.08363 | 0.00259 | 0.00225
12.8968 | 0.018488 | 0.70796 | 0.03824 | 0.06298 | 13.6544 | 0.017759 | 1.57 | 0.0742 | 0.10303 | 12.4337 | 0.01898 | 2.02 | 0.08582 | 0.11211 | 12.4337 | 0.076446 | 0.5005 | 0.02125 | 0.02641 | 12.4906 | 0.076197 | 0.67035 | 0.02925 | 0.03124 | 14.2531 | 0.15687 | 0.65032 | 0.02869 | 0.0226 | 12.9831 | 0.44342 | 0.30269 | 0.01241 | 0.00905 | 12.7169 | 0.44993 | 0.32168 | 0.01284 | 0.00925 | 11.6667 | 0.68835 | 0.21586 | 0.00847 | 0.00612 | 11.4261 | 0.96268 | 0.1811 | 0.00669 | 0.00485 | 11.3333 | 0.96799 | 0.19157 | 0.0069 | 0.00498 | 11.2535 | 1.2546 | 0.161 | 0.00562 | 0.00418 | 11.7654 | 1.2196 | 0.18314 | 0.00671 | 0.00458 | 12.5007 | 1.1736 | 0.21283 | 0.00824 | 0.0051 | 13.1593 | 1.4147 | 0.19419 | 0.00761 | 0.00451 | 12.505 | 1.8159 | 0.15667 | 0.00604 | 0.0037 | 13.099 | 1.7609 | 0.17645 | 0.00679 | 0.00401 | 12.5051 | 1.8159 | 0.17238 | 0.00661 | 0.0039 | 12.5078 | 2.4913 | 0.14213 | 0.00533 | 0.00326 | 12.0451 | 2.9846 | 0.13232 | 0.00481 | 0.00299 | 12.5103 | 3.3067 | 0.12837 | 0.00459 | 0.00282 | 12.079 | 3.3708 | 0.12657 | 0.00451 | 0.00278 | 11.729 | 4.3864 | 0.107 | 0.0037 | 0.00238 | 11.4387 | 4.9488 | 0.10361 | 0.00348 | 0.0023 | 12.1733 | 4.7936 | 0.11907 | 0.00422 | 0.0025 | 12.5111 | 5.3298 | 0.10916 | 0.00385 | 0.00236 | 12.5119 | 5.3299 | 0.12134 | 0.00433 | 0.00251 | 12.5116 | 6.2705 | 0.10263 | 0.00368 | 0.00218 | 12.5128 | 6.2705 | 0.11293 | 0.00403 | 0.0023 | 12.5123 | 6.2706 | 0.12322 | 0.00434 | 0.00241 | 12.5136 | 7.4062 | 0.10649 | 0.00373 | 0.00222 | 12.0132 | 7.5574 | 0.10523 | 0.00367 | 0.0022 | 12.7591 | 7.9176 | 0.10839 | 0.00373 | 0.00218 | 12.5142 | 8.637 | 0.10172 | 0.00348 | 0.00213 | 12.5145 | 9.8659 | 0.09773 | 0.00329 | 0.00212 | 12.0825 | 11.447 | 0.08842 | 0.00303 | 0.00228 | 12.5141 | 11.2668 | 0.10177 | 0.00366 | 0.00245 | 12.7125 | 11.7572 | 0.09594 | 0.00341 | 0.00212 | 12.3213 | 11.9174 | 0.09534 | 0.00338 | 0.00213 | 12.5139 | 12.6577 | 0.0907 | 0.00318 | 0.00199 | 12.8709 | 12.5076 | 0.10263 | 0.00365 | 0.00213 | 12.8711 | 13.8686 | 0.09387 | 0.00337 | 0.0021 | 13.904 | 13.428 | 0.10587 | 0.0038 | 0.00222 | 13.4282 | 15.1594 | 0.10604 | 0.00368 | 0.00219 | 12.6714 | 16.3804 | 0.09154 | 0.00321 | 0.0021 | 13.5943 | 15.9098 | 0.10178 | 0.00353 | 0.00219 | 12.8337 | 17.4708 | 0.08883 | 0.00308 | 0.00205 | 13.1091 | 17.3207 | 0.09796 | 0.00335 | 0.00215 | 12.8039 | 17.4809 | 0.09773 | 0.00334 | 0.00216 | 12.3726 | 20.0031 | 0.08639 | 0.00294 | 0.00201 | 12.2351 | 20.9638 | 0.08456 | 0.00287 | 0.0021 | 12.512 | 20.7936 | 0.0924 | 0.00308 | 0.00219 | 12.9163 | 21.1538 | 0.09175 | 0.00307 | 0.00219 | 13.0567 | 22.2543 | 0.08536 | 0.00287 | 0.002 | 12.1603 | 27.429 | 0.07986 | 0.00265 | 0.00205 | 11.937 | 27.5893 | 0.07985 | 0.00265 | 0.00206 | 11.82 | 33.6146 | 0.07987 | 0.00256 | 0.00218 | 12.106 | 34.2049 | 0.07717 | 0.00243 | 0.00193 | 11.6365 | 34.5458 | 0.07729 | 0.00243 | 0.00196 | 11.7728 | 34.4457 | 0.08242 | 0.00253 | 0.00202 | 12.0646 | 37.4896 | 0.08658 | 0.00264 | 0.00239 | 11.8128 | 39.5131 | 0.08407 | 0.00258 | 0.00239 | 11.3261 | 40.7977 | 0.08249 | 0.00249 | 0.00221 | 12.1264 | 44.3377 | 0.08492 | 0.00257 | 0.00211 | 11.8389 | 43.3707 | 0.08627 | 0.00264 | 0.00224 | 13.8161 | 45.2097 | 0.10079 | 0.00317 | 0.00237 | 12.6283 | 50.2087 | 0.09394 | 0.00292 | 0.00225 | 12.6925 | 50.9196 | 0.09365 | 0.00296 | 0.00242 | 13.2226 | 52.6714 | 0.09772 | 0.00303 | 0.00229 | 13.1592 | 53.3328 | 0.09671 | 0.00299 | 0.00226 | 12.9289 | 58.9926 | 0.09805 | 0.00301 | 0.00236 | 12.7636 | 66.776 | 0.08982 | 0.00274 | 0.00227 | 12.6023 | 66.8967 | 0.08999 | 0.00274 | 0.00229
13.8889 | 0.017538 | 0.80143 | 0.04249 | 0.07073 | 14.8957 | 0.016688 | 1.82 | 0.08475 | 0.11805 | 13.2626 | 0.018129 | 2.25 | 0.09379 | 0.12389 | 13.2626 | 0.073004 | 0.55742 | 0.02323 | 0.0292 | 13.7397 | 0.071184 | 0.78596 | 0.03422 | 0.03622 | 15.6784 | 0.14647 | 0.76289 | 0.03321 | 0.02622 | 13.9818 | 0.42101 | 0.34219 | 0.01374 | 0.01012 | 13.6252 | 0.42871 | 0.36056 | 0.01409 | 0.01026 | 12.5 | 0.65603 | 0.24127 | 0.00928 | 0.00675 | 12.1403 | 0.92435 | 0.1992 | 0.00722 | 0.00526 | 12 | 0.93156 | 0.20956 | 0.00741 | 0.00538 | 12.5039 | 1.1736 | 0.18916 | 0.00696 | 0.00478 | 13.2361 | 1.1316 | 0.21949 | 0.00854 | 0.00532 | 13.8897 | 1.0985 | 0.25045 | 0.00989 | 0.00585 | 14.4752 | 1.3246 | 0.22539 | 0.00886 | 0.00511 | 13.7555 | 1.7038 | 0.18095 | 0.007 | 0.00414 | 14.2898 | 1.6598 | 0.20144 | 0.00771 | 0.00446 | 13.6419 | 1.7138 | 0.1966 | 0.00749 | 0.00432 | 13.5501 | 2.3772 | 0.15968 | 0.00592 | 0.00355 | 12.9716 | 2.8625 | 0.14693 | 0.00527 | 0.00322 | 13.4039 | 3.1826 | 0.14154 | 0.00498 | 0.00303 | 12.9417 | 3.2457 | 0.13949 | 0.00489 | 0.00298 | 12.5109 | 4.2393 | 0.1169 | 0.00398 | 0.00252 | 12.8685 | 4.6575 | 0.12141 | 0.00433 | 0.00255 | 13.5259 | 4.5374 | 0.1374 | 0.00498 | 0.00275 | 13.9012 | 5.0486 | 0.12563 | 0.00453 | 0.00259 | 13.7631 | 5.0756 | 0.13777 | 0.00494 | 0.00272 | 13.7627 | 5.9762 | 0.11659 | 0.0042 | 0.00235 | 13.6503 | 6.0013 | 0.12686 | 0.00451 | 0.00247 | 13.5549 | 6.0223 | 0.13713 | 0.00479 | 0.00258 | 13.5564 | 7.115 | 0.11826 | 0.0041 | 0.00235 | 13.0143 | 7.2621 | 0.11677 | 0.00403 | 0.00233 | 13.7406 | 7.6383 | 0.11938 | 0.00406 | 0.00231 | 13.4768 | 8.3397 | 0.11179 | 0.00377 | 0.00224 | 14.3023 | 9.2662 | 0.11561 | 0.00417 | 0.0023 | 13.8086 | 10.7662 | 0.10382 | 0.00375 | 0.00242 | 14.0783 | 10.6661 | 0.11736 | 0.00429 | 0.00259 | 14.3016 | 11.1665 | 0.11086 | 0.00403 | 0.00226 | 13.8615 | 11.3267 | 0.11005 | 0.00399 | 0.00226 | 14.0781 | 12.017 | 0.10456 | 0.00375 | 0.00212 | 14.301 | 11.9369 | 0.11662 | 0.00417 | 0.00226 | 14.3012 | 13.2678 | 0.10647 | 0.00383 | 0.00221 | 15.2943 | 12.8774 | 0.11886 | 0.00423 | 0.00233 | 14.649 | 14.5987 | 0.11753 | 0.00403 | 0.00229 | 13.9385 | 15.7395 | 0.10219 | 0.00356 | 0.00218 | 14.8302 | 15.3191 | 0.11273 | 0.00387 | 0.00228 | 14.117 | 16.7999 | 0.09881 | 0.0034 | 0.00213 | 14.3009 | 16.7099 | 0.10801 | 0.00365 | 0.00223 | 13.9679 | 16.8801 | 0.10768 | 0.00363 | 0.00224 | 13.4974 | 19.3421 | 0.09508 | 0.0032 | 0.00208 | 13.3474 | 20.2828 | 0.09285 | 0.00311 | 0.00216 | 13.5547 | 20.1627 | 0.10075 | 0.0033 | 0.00225 | 13.9926 | 20.5529 | 0.09995 | 0.00329 | 0.00225 | 14.1447 | 21.5834 | 0.09316 | 0.00308 | 0.00205 | 13.0957 | 26.7778 | 0.08617 | 0.0028 | 0.00209 | 12.8552 | 26.9381 | 0.08612 | 0.0028 | 0.00211 | 12.608 | 32.9832 | 0.085 | 0.00266 | 0.00221 | 12.913 | 33.6135 | 0.08221 | 0.00253 | 0.00196 | 12.4122 | 33.9744 | 0.08228 | 0.00253 | 0.00199 | 12.5086 | 33.9043 | 0.08742 | 0.00263 | 0.00205 | 12.7743 | 37.0282 | 0.09117 | 0.00273 | 0.00242 | 12.5076 | 39.1015 | 0.08842 | 0.00266 | 0.00242 | 12.5846 | 40.0744 | 0.09094 | 0.00277 | 0.00226 | 13.6422 | 43.494 | 0.09465 | 0.00292 | 0.00217 | 13.3188 | 42.6568 | 0.09621 | 0.003 | 0.0023 | 15.1977 | 44.5565 | 0.11031 | 0.00345 | 0.00242 | 13.8911 | 49.6048 | 0.1025 | 0.00317 | 0.00231 | 13.9617 | 50.2557 | 0.1021 | 0.0032 | 0.00246 | 14.4247 | 52.0377 | 0.10588 | 0.00325 | 0.00233 | 14.3554 | 52.699 | 0.10477 | 0.0032 | 0.00231 | 14.0063 | 58.4384 | 0.10533 | 0.00318 | 0.0024 | 13.8272 | 65.9616 | 0.09625 | 0.00289 | 0.00231 | 13.6525 | 66.1023 | 0.09641 | 0.0029 | 0.00232
14.881 | 0.016697 | 0.89981 | 0.04685 | 0.07884 | 16.137 | 0.015757 | 2.08 | 0.09542 | 0.13387 | 14.9204 | 0.016668 | 2.73 | 0.12033 | 0.14884 | 14.9204 | 0.067091 | 0.67895 | 0.02982 | 0.03511 | 14.9888 | 0.066871 | 0.90937 | 0.03917 | 0.0415 | 17.1038 | 0.13746 | 0.88315 | 0.03774 | 0.03005 | 14.9805 | 0.40129 | 0.38372 | 0.01507 | 0.01124 | 14.5336 | 0.4098 | 0.40129 | 0.01535 | 0.01131 | 13.3333 | 0.62721 | 0.26789 | 0.0101 | 0.0074 | 12.8544 | 0.88953 | 0.21803 | 0.00775 | 0.00568 | 13.3333 | 0.86792 | 0.24755 | 0.00925 | 0.00621 | 14.0669 | 1.0895 | 0.22693 | 0.00886 | 0.00557 | 14.7067 | 1.0595 | 0.25849 | 0.01025 | 0.00611 | 15.2786 | 1.0345 | 0.29053 | 0.01148 | 0.00664 | 15.7911 | 1.2476 | 0.25862 | 0.0101 | 0.00574 | 15.006 | 1.6058 | 0.20678 | 0.00795 | 0.00462 | 15.4806 | 1.5717 | 0.22788 | 0.00862 | 0.00493 | 14.7788 | 1.6228 | 0.22222 | 0.00837 | 0.00477 | 14.5925 | 2.2761 | 0.17804 | 0.0065 | 0.00386 | 13.8982 | 2.7504 | 0.16216 | 0.00572 | 0.00347 | 14.2975 | 3.0685 | 0.15521 | 0.00537 | 0.00325 | 13.8045 | 3.1306 | 0.15289 | 0.00527 | 0.00319 | 14.0748 | 3.977 | 0.13772 | 0.00498 | 0.00282 | 14.2984 | 4.4043 | 0.14028 | 0.00511 | 0.00281 | 14.8785 | 4.3112 | 0.15672 | 0.00571 | 0.00301 | 15.2914 | 4.7984 | 0.143 | 0.00518 | 0.00282 | 15.0143 | 4.8464 | 0.155 | 0.00553 | 0.00294 | 15.0139 | 5.715 | 0.13121 | 0.0047 | 0.00254 | 14.7879 | 5.76 | 0.14139 | 0.00497 | 0.00264 | 14.5976 | 5.7981 | 0.15159 | 0.00522 | 0.00274 | 14.5991 | 6.8517 | 0.1305 | 0.00447 | 0.00249 | 14.0154 | 6.9959 | 0.12876 | 0.00439 | 0.00247 | 15.7035 | 7.1498 | 0.14252 | 0.00524 | 0.00256 | 15.4021 | 7.8202 | 0.13296 | 0.00484 | 0.00247 | 16.0901 | 8.7507 | 0.13459 | 0.00498 | 0.00249 | 15.5347 | 10.1756 | 0.12015 | 0.00443 | 0.00256 | 15.6426 | 10.1356 | 0.1338 | 0.0049 | 0.00273 | 15.8907 | 10.6559 | 0.12653 | 0.00462 | 0.00241 | 15.4017 | 10.8061 | 0.1255 | 0.00457 | 0.0024 | 15.6424 | 11.4564 | 0.11912 | 0.0043 | 0.00226 | 15.7311 | 11.4264 | 0.13126 | 0.00467 | 0.00239 | 15.7314 | 12.7172 | 0.11963 | 0.00427 | 0.00232 | 16.6847 | 12.3868 | 0.13239 | 0.00466 | 0.00244 | 15.8697 | 14.0981 | 0.12944 | 0.00438 | 0.00238 | 15.2057 | 15.1588 | 0.11325 | 0.0039 | 0.00227 | 16.066 | 14.7884 | 0.12408 | 0.0042 | 0.00237 | 15.4004 | 16.1692 | 0.10918 | 0.00371 | 0.00221 | 15.4926 | 16.1292 | 0.11842 | 0.00395 | 0.00231 | 15.1319 | 16.2994 | 0.11799 | 0.00392 | 0.00232 | 14.6222 | 18.7313 | 0.10406 | 0.00345 | 0.00215 | 14.4597 | 19.6519 | 0.10141 | 0.00335 | 0.00222 | 14.5973 | 19.5719 | 0.10936 | 0.00353 | 0.00231 | 15.069 | 19.9721 | 0.10839 | 0.00351 | 0.00231 | 15.2328 | 20.9625 | 0.1012 | 0.00329 | 0.00211 | 14.0311 | 26.1468 | 0.09263 | 0.00295 | 0.00213 | 13.7735 | 26.3171 | 0.09254 | 0.00295 | 0.00215 | 13.396 | 32.382 | 0.09023 | 0.00277 | 0.00224 | 13.7201 | 33.0323 | 0.08734 | 0.00264 | 0.00199 | 13.188 | 33.4132 | 0.08735 | 0.00264 | 0.00202 | 13.2444 | 33.3732 | 0.0925 | 0.00274 | 0.00208 | 14.1937 | 36.0857 | 0.10052 | 0.00304 | 0.00247 | 13.8974 | 38.2488 | 0.09726 | 0.00295 | 0.00247 | 14.1576 | 39.1811 | 0.10172 | 0.00318 | 0.00233 | 15.1579 | 42.6411 | 0.10457 | 0.00325 | 0.00223 | 14.7987 | 41.9435 | 0.10631 | 0.00333 | 0.00236 | 16.5793 | 43.9239 | 0.11996 | 0.00372 | 0.00248 | 15.154 | 49.0016 | 0.11117 | 0.0034 | 0.00235 | 15.231 | 49.5824 | 0.11066 | 0.00343 | 0.00251 | 15.6267 | 51.4045 | 0.11414 | 0.00346 | 0.00238 | 15.5517 | 52.0657 | 0.11292 | 0.00341 | 0.00235 | 15.0837 | 57.8648 | 0.11267 | 0.00336 | 0.00244 | 14.8908 | 65.1278 | 0.10277 | 0.00304 | 0.00234 | 14.7027 | 65.2784 | 0.10292 | 0.00304 | 0.00235
15.873 | 0.015937 | 1 | 0.05132 | 0.0873 | 17.3784 | 0.014937 | 2.35 | 0.10623 | 0.15049 | 16.5782 | 0.015448 | 3.26 | 0.14569 | 0.17559 | 16.5782 | 0.062178 | 0.81065 | 0.03613 | 0.04145 | 16.2378 | 0.063119 | 1.04 | 0.04413 | 0.04706 | 18.5291 | 0.12966 | 1.01 | 0.0423 | 0.03409 | 15.9792 | 0.38368 | 0.42723 | 0.01642 | 0.01241 | 15.4419 | 0.39289 | 0.44383 | 0.01662 | 0.01241 | 14.1667 | 0.60129 | 0.2957 | 0.01092 | 0.00808 | 14.2827 | 0.82859 | 0.25782 | 0.00968 | 0.00657 | 15 | 0.80158 | 0.29875 | 0.01186 | 0.00731 | 15.6299 | 1.0195 | 0.26745 | 0.01064 | 0.00642 | 16.1774 | 0.99746 | 0.30004 | 0.0119 | 0.00695 | 16.6676 | 0.97885 | 0.33298 | 0.01304 | 0.00747 | 17.1071 | 1.1816 | 0.2938 | 0.01132 | 0.0064 | 16.2565 | 1.5187 | 0.23413 | 0.00889 | 0.00511 | 16.6714 | 1.4927 | 0.25578 | 0.00953 | 0.00543 | 15.9156 | 1.5417 | 0.24923 | 0.00925 | 0.00524 | 15.6348 | 2.1841 | 0.1972 | 0.00708 | 0.00419 | 14.8247 | 2.6483 | 0.17798 | 0.00617 | 0.00372 | 16.0846 | 2.8674 | 0.18401 | 0.00679 | 0.0037 | 15.5301 | 2.9264 | 0.18112 | 0.00666 | 0.00362 | 15.6387 | 3.7519 | 0.15984 | 0.00592 | 0.00314 | 15.7282 | 4.1821 | 0.16019 | 0.00587 | 0.00308 | 16.2311 | 4.111 | 0.17702 | 0.00642 | 0.00328 | 16.6815 | 4.5742 | 0.16124 | 0.00581 | 0.00306 | 16.2655 | 4.6393 | 0.17302 | 0.00612 | 0.00317 | 16.265 | 5.4818 | 0.14647 | 0.00519 | 0.00273 | 15.9254 | 5.5429 | 0.15652 | 0.00543 | 0.00283 | 16.683 | 5.4088 | 0.18211 | 0.00681 | 0.0031 | 16.6847 | 6.3943 | 0.15632 | 0.0058 | 0.00278 | 16.0176 | 6.5314 | 0.15405 | 0.00569 | 0.00275 | 17.6665 | 6.7364 | 0.16715 | 0.00632 | 0.00284 | 17.3274 | 7.3758 | 0.15547 | 0.00582 | 0.00271 | 17.8779 | 8.2993 | 0.15465 | 0.00575 | 0.0027 | 17.2607 | 9.6551 | 0.1374 | 0.00507 | 0.00272 | 17.2069 | 9.6711 | 0.15106 | 0.00549 | 0.00288 | 17.4797 | 10.1954 | 0.14293 | 0.00518 | 0.00256 | 16.9418 | 10.3456 | 0.14167 | 0.00512 | 0.00255 | 17.2066 | 10.9559 | 0.13437 | 0.00483 | 0.0024 | 17.1612 | 10.9759 | 0.14652 | 0.00516 | 0.00253 | 17.1615 | 12.2267 | 0.13333 | 0.00471 | 0.00244 | 18.0751 | 11.9364 | 0.14645 | 0.00508 | 0.00256 | 17.0905 | 13.6276 | 0.14178 | 0.00473 | 0.00248 | 16.4728 | 14.6282 | 0.12473 | 0.00423 | 0.00236 | 17.3019 | 14.2979 | 0.13583 | 0.00453 | 0.00246 | 16.6838 | 15.5686 | 0.11995 | 0.00403 | 0.0023 | 16.6843 | 15.5686 | 0.12921 | 0.00424 | 0.0024 | 16.2959 | 15.7488 | 0.12866 | 0.00421 | 0.0024 | 15.747 | 18.1606 | 0.11333 | 0.0037 | 0.00221 | 15.572 | 19.0612 | 0.11024 | 0.00358 | 0.00228 | 15.64 | 19.0212 | 0.11822 | 0.00376 | 0.00237 | 16.1454 | 19.4314 | 0.11706 | 0.00373 | 0.00238 | 16.3208 | 20.3818 | 0.10947 | 0.0035 | 0.00217 | 14.9666 | 25.5458 | 0.09924 | 0.0031 | 0.00218 | 14.6917 | 25.7261 | 0.09911 | 0.0031 | 0.00219 | 14.184 | 31.791 | 0.09556 | 0.00287 | 0.00227 | 14.5271 | 32.4612 | 0.09256 | 0.00275 | 0.00203 | 13.9638 | 32.852 | 0.09251 | 0.00274 | 0.00205 | 14.7159 | 32.3311 | 0.10291 | 0.00312 | 0.00215 | 15.9679 | 34.9332 | 0.11255 | 0.00349 | 0.00254 | 15.6346 | 37.176 | 0.10859 | 0.00336 | 0.00253 | 15.7307 | 38.2984 | 0.11275 | 0.00355 | 0.00239 | 16.6737 | 41.7886 | 0.11469 | 0.00356 | 0.00228 | 16.2785 | 41.2409 | 0.11658 | 0.00364 | 0.00242 | 17.961 | 43.2916 | 0.12976 | 0.00398 | 0.00253 | 16.4168 | 48.3888 | 0.11994 | 0.00363 | 0.0024 | 16.5002 | 48.8995 | 0.11934 | 0.00365 | 0.00256 | 16.8288 | 50.7717 | 0.1225 | 0.00366 | 0.00242 | 16.748 | 51.4429 | 0.12118 | 0.00361 | 0.0024 | 16.1611 | 57.2916 | 0.1201 | 0.00352 | 0.00248 | 15.9545 | 64.2844 | 0.10938 | 0.00319 | 0.00237 | 15.7529 | 64.445 | 0.1095 | 0.00319 | 0.00238
16.8651 | 0.015257 | 1.11 | 0.05589 | 0.09611 | 18.6197 | 0.014207 | 2.64 | 0.11722 | 0.16788 | 18.2361 | 0.014417 | 3.83 | 0.17064 | 0.2041 | 18.2361 | 0.058016 | 0.95229 | 0.04233 | 0.04822 | 17.4869 | 0.059817 | 1.18 | 0.04913 | 0.05291 | 19.9544 | 0.12286 | 1.15 | 0.04691 | 0.03834 | 16.9779 | 0.36777 | 0.47268 | 0.01779 | 0.01363 | 16.3503 | 0.37758 | 0.48816 | 0.0179 | 0.01354 | 15 | 0.57798 | 0.32466 | 0.01176 | 0.00879 | 16.068 | 0.76506 | 0.31146 | 0.01242 | 0.00777 | 16.6667 | 0.74625 | 0.35397 | 0.01432 | 0.0085 | 17.1929 | 0.95974 | 0.31063 | 0.01236 | 0.00731 | 17.6481 | 0.94393 | 0.34405 | 0.01352 | 0.00783 | 18.0566 | 0.93022 | 0.37774 | 0.01458 | 0.00833 | 18.423 | 1.1245 | 0.33085 | 0.01255 | 0.0071 | 17.507 | 1.4417 | 0.263 | 0.00984 | 0.00564 | 17.8622 | 1.4217 | 0.2851 | 0.01045 | 0.00595 | 17.0524 | 1.4687 | 0.27762 | 0.01014 | 0.00573 | 16.6771 | 2.101 | 0.21714 | 0.00766 | 0.00452 | 16.6778 | 2.4692 | 0.2114 | 0.00783 | 0.00424 | 17.8718 | 2.6943 | 0.21475 | 0.00811 | 0.00417 | 17.2557 | 2.7513 | 0.21124 | 0.00795 | 0.00408 | 17.2026 | 3.5547 | 0.18324 | 0.00682 | 0.00348 | 17.1581 | 3.9849 | 0.18112 | 0.0066 | 0.00337 | 17.5837 | 3.9309 | 0.19828 | 0.00712 | 0.00357 | 18.0716 | 4.3721 | 0.18034 | 0.00643 | 0.00331 | 17.5166 | 4.4501 | 0.19183 | 0.0067 | 0.0034 | 17.5162 | 5.2716 | 0.16237 | 0.00568 | 0.00294 | 18.2004 | 5.1645 | 0.18847 | 0.00711 | 0.00321 | 18.7684 | 5.0795 | 0.21473 | 0.00826 | 0.00348 | 18.7703 | 6.007 | 0.18391 | 0.00702 | 0.0031 | 18.0198 | 6.1391 | 0.18104 | 0.00689 | 0.00305 | 19.6294 | 6.3771 | 0.19323 | 0.00735 | 0.00312 | 19.2526 | 6.9884 | 0.17928 | 0.00675 | 0.00297 | 19.6657 | 7.8999 | 0.17576 | 0.0065 | 0.00291 | 18.9868 | 9.1977 | 0.15554 | 0.0057 | 0.00289 | 18.7711 | 9.2528 | 0.16913 | 0.00607 | 0.00304 | 19.0688 | 9.777 | 0.16006 | 0.00574 | 0.00272 | 18.482 | 9.9252 | 0.15854 | 0.00567 | 0.00271 | 18.7708 | 10.5054 | 0.1503 | 0.00534 | 0.00255 | 18.5913 | 10.5555 | 0.1624 | 0.00564 | 0.00267 | 18.5916 | 11.7762 | 0.14757 | 0.00513 | 0.00257 | 19.4655 | 11.526 | 0.16102 | 0.0055 | 0.00269 | 18.3112 | 13.1971 | 0.15452 | 0.00507 | 0.00258 | 17.7399 | 14.1377 | 0.13662 | 0.00457 | 0.00246 | 18.5377 | 13.8474 | 0.14798 | 0.00486 | 0.00255 | 17.9671 | 15.018 | 0.13113 | 0.00434 | 0.00239 | 17.8761 | 15.0481 | 0.14038 | 0.00454 | 0.00248 | 17.4599 | 15.2283 | 0.13969 | 0.0045 | 0.00249 | 16.8718 | 17.63 | 0.12288 | 0.00395 | 0.00229 | 16.6843 | 18.5105 | 0.11934 | 0.00381 | 0.00235 | 16.6827 | 18.5106 | 0.12732 | 0.00398 | 0.00244 | 17.2217 | 18.9108 | 0.12598 | 0.00394 | 0.00244 | 17.4089 | 19.8312 | 0.11797 | 0.00371 | 0.00223 | 15.902 | 24.975 | 0.10601 | 0.00325 | 0.00222 | 15.6099 | 25.1453 | 0.10583 | 0.00325 | 0.00223 | 15.7599 | 30.6691 | 0.10651 | 0.00327 | 0.00234 | 16.1413 | 31.3594 | 0.10328 | 0.00315 | 0.00209 | 15.5153 | 31.7801 | 0.10309 | 0.00313 | 0.00211 | 16.5554 | 31.0891 | 0.11639 | 0.00366 | 0.00222 | 17.7421 | 33.8112 | 0.12499 | 0.00392 | 0.00261 | 17.3717 | 36.1237 | 0.12025 | 0.00376 | 0.0026 | 17.3038 | 37.4461 | 0.12404 | 0.0039 | 0.00246 | 18.1895 | 40.9265 | 0.12502 | 0.00386 | 0.00234 | 17.7584 | 40.5386 | 0.12703 | 0.00394 | 0.00248 | 19.3426 | 42.6596 | 0.1397 | 0.00423 | 0.00258 | 17.6796 | 47.7864 | 0.12883 | 0.00385 | 0.00245 | 17.7695 | 48.1971 | 0.12814 | 0.00386 | 0.0026 | 18.0308 | 50.1393 | 0.13097 | 0.00386 | 0.00247 | 17.9443 | 50.8204 | 0.12954 | 0.00381 | 0.00245 | 17.2386 | 56.6988 | 0.12759 | 0.00368 | 0.00252 | 17.0181 | 63.4315 | 0.11607 | 0.00333 | 0.0024 | 16.8031 | 63.602 | 0.11618 | 0.00333 | 0.00241
17.8571 | 0.014646 | 1.22 | 0.06057 | 0.10526 | 19.861 | 0.013556 | 2.95 | 0.12839 | 0.18604 | 19.8939 | 0.013536 | 4.44 | 0.19552 | 0.23431 | 19.8939 | 0.054444 | 1.1 | 0.04851 | 0.0554 | 19.985 | 0.054264 | 1.48 | 0.06635 | 0.06543 | 21.3797 | 0.11675 | 1.29 | 0.05157 | 0.0428 | 17.9766 | 0.35337 | 0.52003 | 0.01916 | 0.01489 | 18.167 | 0.35077 | 0.58201 | 0.02255 | 0.01594 | 16.6667 | 0.53735 | 0.38595 | 0.01477 | 0.01028 | 17.8533 | 0.71202 | 0.36932 | 0.015 | 0.00904 | 18.3333 | 0.69912 | 0.4131 | 0.01671 | 0.00976 | 18.7559 | 0.9078 | 0.35639 | 0.01405 | 0.00824 | 19.1188 | 0.8966 | 0.39048 | 0.01512 | 0.00875 | 19.4455 | 0.8868 | 0.42476 | 0.01612 | 0.00924 | 19.7389 | 1.0745 | 0.36969 | 0.01378 | 0.00782 | 18.7575 | 1.3736 | 0.29335 | 0.0108 | 0.00619 | 19.0531 | 1.3586 | 0.31584 | 0.01138 | 0.00649 | 18.1893 | 1.4037 | 0.30737 | 0.01103 | 0.00625 | 18.7617 | 1.9549 | 0.25931 | 0.00978 | 0.00522 | 18.5309 | 2.3151 | 0.24713 | 0.00937 | 0.00479 | 19.659 | 2.5432 | 0.2474 | 0.00938 | 0.00467 | 18.9812 | 2.5982 | 0.24319 | 0.0092 | 0.00457 | 18.7664 | 3.3806 | 0.20789 | 0.00769 | 0.00383 | 18.5879 | 3.8088 | 0.20305 | 0.00733 | 0.00367 | 18.9363 | 3.7678 | 0.22048 | 0.00782 | 0.00386 | 19.4617 | 4.1879 | 0.20032 | 0.00706 | 0.00357 | 20.019 | 4.1199 | 0.23175 | 0.00881 | 0.0039 | 20.0185 | 4.9043 | 0.19599 | 0.00745 | 0.00336 | 20.4755 | 4.8433 | 0.22265 | 0.00863 | 0.00362 | 20.8538 | 4.7943 | 0.24937 | 0.00964 | 0.00387 | 20.8559 | 5.6717 | 0.21319 | 0.00818 | 0.00343 | 20.022 | 5.8008 | 0.20968 | 0.00802 | 0.00337 | 21.5923 | 6.0589 | 0.22073 | 0.00834 | 0.00342 | 21.1779 | 6.6452 | 0.20436 | 0.00765 | 0.00324 | 21.4535 | 7.5417 | 0.19791 | 0.00724 | 0.00314 | 20.7129 | 8.7913 | 0.17455 | 0.00633 | 0.00307 | 20.3354 | 8.8764 | 0.18799 | 0.00665 | 0.0032 | 20.6579 | 9.3987 | 0.17789 | 0.00629 | 0.00289 | 20.0222 | 9.5468 | 0.1761 | 0.00621 | 0.00287 | 20.3351 | 10.1051 | 0.16689 | 0.00585 | 0.00271 | 20.0215 | 10.1752 | 0.17889 | 0.00612 | 0.00282 | 20.0217 | 11.3658 | 0.16234 | 0.00556 | 0.0027 | 20.8559 | 11.1356 | 0.17611 | 0.00591 | 0.00282 | 19.532 | 12.7967 | 0.16767 | 0.00542 | 0.00269 | 19.0071 | 13.6873 | 0.14891 | 0.0049 | 0.00255 | 19.7736 | 13.427 | 0.16051 | 0.00518 | 0.00265 | 19.2505 | 14.4876 | 0.14272 | 0.00465 | 0.00248 | 19.0678 | 14.5677 | 0.15192 | 0.00483 | 0.00257 | 18.6239 | 14.7378 | 0.1511 | 0.0048 | 0.00257 | 17.9965 | 17.1394 | 0.13271 | 0.00419 | 0.00236 | 17.7966 | 18 | 0.12871 | 0.00405 | 0.00241 | 17.7253 | 18.03 | 0.13668 | 0.0042 | 0.0025 | 18.2981 | 18.4102 | 0.13514 | 0.00416 | 0.0025 | 18.497 | 19.3106 | 0.12671 | 0.00392 | 0.00229 | 16.8374 | 24.4243 | 0.11293 | 0.00341 | 0.00226 | 16.5282 | 24.6045 | 0.1127 | 0.00339 | 0.00227 | 17.7299 | 29.3573 | 0.12075 | 0.00385 | 0.00241 | 18.1589 | 30.0675 | 0.1172 | 0.00372 | 0.00218 | 17.4547 | 30.5082 | 0.11681 | 0.0037 | 0.0022 | 18.3949 | 29.9174 | 0.13041 | 0.00417 | 0.0023 | 19.5163 | 32.7195 | 0.13783 | 0.00433 | 0.00268 | 19.1089 | 35.0918 | 0.13226 | 0.00413 | 0.00267 | 18.8768 | 36.6042 | 0.13558 | 0.00423 | 0.00252 | 19.7053 | 40.0647 | 0.13558 | 0.00414 | 0.0024 | 19.2383 | 39.8367 | 0.13766 | 0.00422 | 0.00254 | 20.7242 | 42.0179 | 0.1498 | 0.00447 | 0.00264 | 18.9425 | 47.1743 | 0.13783 | 0.00406 | 0.0025 | 19.0387 | 47.4849 | 0.13707 | 0.00407 | 0.00265 | 19.2329 | 49.5072 | 0.13955 | 0.00405 | 0.00252 | 19.1406 | 50.1982 | 0.138 | 0.004 | 0.00249 | 19.3934 | 55.5041 | 0.14283 | 0.00428 | 0.0026 | 19.1454 | 61.7465 | 0.12973 | 0.00386 | 0.00247 | 18.9035 | 61.937 | 0.1298 | 0.00385 | 0.00248
19.8413 | 0.013566 | 1.46 | 0.07409 | 0.12457 | 22.3436 | 0.012436 | 3.6 | 0.16462 | 0.2246 | 21.5517 | 0.012766 | 5.09 | 0.22054 | 0.26619 | 21.5517 | 0.051342 | 1.26 | 0.05473 | 0.06298 | 22.4831 | 0.049762 | 1.81 | 0.08254 | 0.07901 | 22.805 | 0.11135 | 1.44 | 0.05629 | 0.04745 | 19.974 | 0.32825 | 0.6203 | 0.02413 | 0.01754 | 20.4378 | 0.32305 | 0.70884 | 0.02912 | 0.01914 | 18.75 | 0.49533 | 0.46872 | 0.01905 | 0.01228 | 19.6386 | 0.6668 | 0.4313 | 0.01751 | 0.0104 | 20 | 0.65849 | 0.47604 | 0.01906 | 0.01109 | 20.3188 | 0.86158 | 0.40468 | 0.01572 | 0.00922 | 20.5894 | 0.85407 | 0.43929 | 0.01672 | 0.00971 | 20.8345 | 0.84747 | 0.47404 | 0.01766 | 0.01018 | 21.0548 | 1.0305 | 0.41027 | 0.015 | 0.00858 | 20.008 | 1.3126 | 0.32516 | 0.01176 | 0.00676 | 21.4347 | 1.2506 | 0.3814 | 0.01479 | 0.00764 | 20.4629 | 1.2916 | 0.37083 | 0.01432 | 0.00734 | 20.8464 | 1.8288 | 0.3045 | 0.01175 | 0.00596 | 20.384 | 2.183 | 0.28514 | 0.01086 | 0.00538 | 21.4462 | 2.4111 | 0.2819 | 0.01062 | 0.00519 | 20.7068 | 2.4641 | 0.27697 | 0.01041 | 0.00507 | 20.3303 | 3.2255 | 0.23377 | 0.00856 | 0.0042 | 20.0177 | 3.6487 | 0.22598 | 0.00804 | 0.00398 | 21.6415 | 3.4846 | 0.26766 | 0.01033 | 0.00448 | 22.242 | 3.8717 | 0.24277 | 0.00931 | 0.00413 | 22.5214 | 3.8427 | 0.27472 | 0.01074 | 0.00443 | 22.5208 | 4.5901 | 0.23202 | 0.00907 | 0.00381 | 22.7505 | 4.5631 | 0.25901 | 0.01008 | 0.00406 | 22.9391 | 4.5421 | 0.286 | 0.01098 | 0.00429 | 22.9415 | 5.3765 | 0.24415 | 0.00931 | 0.00377 | 22.0242 | 5.5026 | 0.23994 | 0.00912 | 0.0037 | 23.5553 | 5.7727 | 0.24963 | 0.00932 | 0.00374 | 23.1031 | 6.3359 | 0.2307 | 0.00854 | 0.00352 | 23.2413 | 7.2194 | 0.22107 | 0.00797 | 0.00337 | 22.4389 | 8.425 | 0.19441 | 0.00694 | 0.00325 | 21.8996 | 8.5352 | 0.20763 | 0.00723 | 0.00338 | 22.2469 | 9.0504 | 0.19642 | 0.00683 | 0.00306 | 21.5623 | 9.1975 | 0.19435 | 0.00674 | 0.00304 | 21.8993 | 9.7247 | 0.18414 | 0.00636 | 0.00287 | 21.4516 | 9.8289 | 0.19597 | 0.0066 | 0.00297 | 21.4519 | 10.9855 | 0.17764 | 0.00598 | 0.00283 | 22.2463 | 10.7853 | 0.19171 | 0.00632 | 0.00295 | 20.7527 | 12.4264 | 0.18122 | 0.00576 | 0.0028 | 20.2742 | 13.2669 | 0.1616 | 0.00523 | 0.00266 | 21.0094 | 13.0367 | 0.17343 | 0.00551 | 0.00275 | 20.5339 | 14.0072 | 0.15472 | 0.00496 | 0.00257 | 20.2596 | 14.1073 | 0.16385 | 0.00513 | 0.00266 | 19.7879 | 14.2874 | 0.16288 | 0.00509 | 0.00266 | 19.1213 | 16.6689 | 0.14283 | 0.00444 | 0.00243 | 18.9088 | 17.5195 | 0.13834 | 0.00428 | 0.00248 | 18.768 | 17.5796 | 0.14628 | 0.00442 | 0.00257 | 19.3744 | 17.9397 | 0.14455 | 0.00437 | 0.00257 | 19.585 | 18.8201 | 0.13567 | 0.00413 | 0.00236 | 18.7082 | 23.393 | 0.12724 | 0.00397 | 0.00235 | 18.3646 | 23.5733 | 0.1269 | 0.00396 | 0.00236 | 19.6999 | 28.1457 | 0.13562 | 0.0044 | 0.0025 | 20.1766 | 28.8459 | 0.13171 | 0.00426 | 0.00226 | 19.3941 | 29.3066 | 0.13111 | 0.00422 | 0.00228 | 20.2344 | 28.816 | 0.14496 | 0.00466 | 0.00239 | 21.2905 | 31.6781 | 0.15111 | 0.00473 | 0.00275 | 20.8461 | 34.0902 | 0.14461 | 0.00449 | 0.00274 | 20.4499 | 35.7726 | 0.14739 | 0.00456 | 0.00259 | 21.2211 | 39.2232 | 0.14636 | 0.00442 | 0.00246 | 20.7182 | 39.125 | 0.14849 | 0.0045 | 0.0026 | 22.1058 | 41.3764 | 0.16004 | 0.0047 | 0.00269 | 20.2053 | 46.5524 | 0.14695 | 0.00426 | 0.00255 | 20.308 | 46.763 | 0.14614 | 0.00427 | 0.0027 | 21.637 | 48.2336 | 0.15704 | 0.00476 | 0.00261 | 21.5332 | 48.9745 | 0.15523 | 0.00469 | 0.00258 | 21.5482 | 54.2902 | 0.15839 | 0.00482 | 0.00268 | 21.2726 | 60.1324 | 0.14375 | 0.00434 | 0.00253 | 21.0039 | 60.3329 | 0.14378 | 0.00434 | 0.00254
22.3214 | 0.012445 | 1.79 | 0.09304 | 0.15054 | 24.8262 | 0.011505 | 4.31 | 0.19949 | 0.26608 | 23.2095 | 0.012096 | 5.77 | 0.2458 | 0.29971 | 23.2095 | 0.048611 | 1.43 | 0.06102 | 0.07095 | 24.9813 | 0.04605 | 2.16 | 0.09838 | 0.09363 | 24.2303 | 0.10645 | 1.6 | 0.06107 | 0.05231 | 22.4708 | 0.30214 | 0.75585 | 0.03116 | 0.02109 | 22.7087 | 0.29994 | 0.84602 | 0.03532 | 0.02258 | 20.8333 | 0.46071 | 0.5581 | 0.02307 | 0.01441 | 21.424 | 0.62788 | 0.4973 | 0.01998 | 0.01183 | 21.6667 | 0.62297 | 0.54272 | 0.0214 | 0.01249 | 21.8818 | 0.81995 | 0.45549 | 0.01738 | 0.01024 | 22.0601 | 0.81545 | 0.49047 | 0.01832 | 0.0107 | 22.2235 | 0.81135 | 0.52555 | 0.0192 | 0.01116 | 23.6867 | 0.95552 | 0.49637 | 0.01946 | 0.01017 | 22.509 | 1.2085 | 0.39301 | 0.01529 | 0.00797 | 23.8163 | 1.1625 | 0.45229 | 0.01797 | 0.00887 | 22.7366 | 1.1995 | 0.43946 | 0.01741 | 0.00851 | 22.931 | 1.7198 | 0.35267 | 0.01366 | 0.00675 | 22.237 | 2.0679 | 0.32536 | 0.01232 | 0.00599 | 23.2334 | 2.294 | 0.31824 | 0.01185 | 0.00574 | 22.4324 | 2.344 | 0.31253 | 0.01161 | 0.0056 | 21.8942 | 3.0864 | 0.26085 | 0.00941 | 0.00458 | 22.8774 | 3.3715 | 0.27472 | 0.01065 | 0.00463 | 24.3467 | 3.2464 | 0.31848 | 0.01264 | 0.00513 | 25.0222 | 3.6105 | 0.28849 | 0.01139 | 0.00471 | 25.0238 | 3.6106 | 0.32061 | 0.0126 | 0.00499 | 25.0231 | 4.3149 | 0.27043 | 0.01061 | 0.00428 | 25.0256 | 4.3149 | 0.29753 | 0.0115 | 0.00451 | 25.0245 | 4.3149 | 0.32462 | 0.0123 | 0.00473 | 25.0271 | 5.1133 | 0.27675 | 0.01042 | 0.00414 | 24.0264 | 5.2364 | 0.27179 | 0.0102 | 0.00405 | 25.5182 | 5.5125 | 0.27994 | 0.01028 | 0.00407 | 25.0284 | 6.0537 | 0.2583 | 0.00941 | 0.00382 | 25.0291 | 6.9262 | 0.24525 | 0.0087 | 0.00362 | 24.165 | 8.0948 | 0.2151 | 0.00755 | 0.00345 | 23.4639 | 8.2259 | 0.22803 | 0.0078 | 0.00356 | 23.836 | 8.7251 | 0.21566 | 0.00737 | 0.00324 | 23.1025 | 8.8722 | 0.21327 | 0.00727 | 0.00322 | 23.4635 | 9.3775 | 0.20204 | 0.00686 | 0.00304 | 22.8817 | 9.5036 | 0.21366 | 0.00707 | 0.00313 | 22.882 | 10.6252 | 0.19347 | 0.0064 | 0.00297 | 23.6367 | 10.445 | 0.20782 | 0.00674 | 0.00309 | 21.9735 | 12.0761 | 0.19517 | 0.0061 | 0.00291 | 21.5413 | 12.8765 | 0.17467 | 0.00556 | 0.00276 | 22.2453 | 12.6663 | 0.18673 | 0.00583 | 0.00286 | 21.8172 | 13.5568 | 0.16712 | 0.00527 | 0.00267 | 21.4513 | 13.6769 | 0.17615 | 0.00543 | 0.00276 | 20.9519 | 13.8571 | 0.17503 | 0.00538 | 0.00275 | 20.2461 | 16.2285 | 0.15322 | 0.00469 | 0.00251 | 20.0211 | 17.069 | 0.14822 | 0.00451 | 0.00255 | 20.8533 | 16.7387 | 0.16621 | 0.00526 | 0.00271 | 21.5271 | 17.0689 | 0.16408 | 0.00519 | 0.00271 | 21.7611 | 17.9192 | 0.1543 | 0.00491 | 0.00249 | 21.0467 | 22.2218 | 0.14598 | 0.00479 | 0.00247 | 20.6602 | 22.402 | 0.1455 | 0.00476 | 0.00248 | 21.6699 | 27.0345 | 0.15111 | 0.00493 | 0.00258 | 22.1942 | 27.7147 | 0.14683 | 0.00478 | 0.00235 | 21.3335 | 28.1852 | 0.14598 | 0.00473 | 0.00237 | 22.0739 | 27.7748 | 0.16007 | 0.00514 | 0.00247 | 23.0647 | 30.6669 | 0.16482 | 0.00512 | 0.00283 | 22.5832 | 33.1189 | 0.15733 | 0.00485 | 0.00281 | 22.023 | 34.9512 | 0.15948 | 0.00488 | 0.00266 | 22.7369 | 38.3818 | 0.15737 | 0.00469 | 0.00251 | 22.198 | 38.4036 | 0.15951 | 0.00477 | 0.00266 | 24.869 | 40.0338 | 0.18105 | 0.00557 | 0.0028 | 22.7309 | 45.3092 | 0.16555 | 0.00502 | 0.00265 | 22.8465 | 45.2898 | 0.16471 | 0.00503 | 0.00279 | 24.0411 | 46.9606 | 0.17499 | 0.0054 | 0.0027 | 23.9257 | 47.7414 | 0.17291 | 0.00533 | 0.00268 | 23.703 | 53.067 | 0.17432 | 0.00533 | 0.00276 | 23.3999 | 58.609 | 0.15815 | 0.0048 | 0.0026 | 23.1043 | 58.8095 | 0.15813 | 0.0048 | 0.00261
24.8016 | 0.011515 | 2.14 | 0.11175 | 0.17848 | 27.3088 | 0.010725 | 5.08 | 0.23396 | 0.31037 | 26.5252 | 0.010965 | 7.25 | 0.33157 | 0.37151 | 26.5252 | 0.044048 | 1.8 | 0.08238 | 0.08806 | 27.4794 | 0.042908 | 2.55 | 0.11416 | 0.10925 | 25.6556 | 0.10204 | 1.76 | 0.06592 | 0.05735 | 24.9675 | 0.28042 | 0.90251 | 0.0378 | 0.0249 | 24.9796 | 0.28032 | 0.99326 | 0.04134 | 0.02623 | 22.9167 | 0.43129 | 0.65389 | 0.02697 | 0.01668 | 23.2093 | 0.59376 | 0.56725 | 0.02244 | 0.01334 | 23.3333 | 0.59156 | 0.61308 | 0.02374 | 0.01396 | 23.4448 | 0.78163 | 0.50884 | 0.01906 | 0.0113 | 23.5308 | 0.77963 | 0.54403 | 0.01993 | 0.01174 | 25.0014 | 0.74622 | 0.63536 | 0.02488 | 0.01322 | 26.3186 | 0.89258 | 0.58889 | 0.0236 | 0.01186 | 25.01 | 1.1245 | 0.46633 | 0.01859 | 0.00928 | 26.198 | 1.0905 | 0.52821 | 0.02105 | 0.01019 | 25.0102 | 1.1245 | 0.51304 | 0.02039 | 0.00976 | 25.0156 | 1.6237 | 0.40381 | 0.01553 | 0.00757 | 24.0901 | 1.9678 | 0.36772 | 0.01376 | 0.00664 | 25.0206 | 2.1899 | 0.35637 | 0.01308 | 0.00631 | 24.1579 | 2.238 | 0.34983 | 0.01281 | 0.00615 | 25.0219 | 2.8472 | 0.31851 | 0.01252 | 0.00538 | 25.7371 | 3.1383 | 0.32728 | 0.01305 | 0.00532 | 27.0519 | 3.0433 | 0.37286 | 0.01485 | 0.00583 | 27.8025 | 3.3964 | 0.33731 | 0.01337 | 0.00534 | 27.5261 | 3.4154 | 0.36929 | 0.0144 | 0.00558 | 27.5255 | 4.0687 | 0.31123 | 0.01212 | 0.00478 | 27.3006 | 4.0908 | 0.33822 | 0.0129 | 0.00498 | 27.1099 | 4.1088 | 0.36522 | 0.01361 | 0.00518 | 27.1127 | 4.8731 | 0.31099 | 0.01153 | 0.00452 | 26.0286 | 4.9952 | 0.30521 | 0.01128 | 0.00442 | 27.4812 | 5.2723 | 0.31165 | 0.01125 | 0.00441 | 26.9537 | 5.7946 | 0.28716 | 0.01029 | 0.00412 | 26.8168 | 6.658 | 0.27042 | 0.00942 | 0.00388 | 25.8911 | 7.7956 | 0.23662 | 0.00816 | 0.00365 | 25.0282 | 7.9417 | 0.24918 | 0.00837 | 0.00375 | 25.4251 | 8.4189 | 0.2356 | 0.00791 | 0.00343 | 24.6427 | 8.568 | 0.23288 | 0.0078 | 0.0034 | 25.0278 | 9.0542 | 0.22059 | 0.00736 | 0.00321 | 24.3118 | 9.1994 | 0.23194 | 0.00755 | 0.00329 | 24.3121 | 10.2849 | 0.20982 | 0.00682 | 0.00311 | 25.0271 | 10.1248 | 0.22444 | 0.00715 | 0.00323 | 24.415 | 11.4455 | 0.22426 | 0.00738 | 0.00315 | 22.8085 | 12.5062 | 0.18814 | 0.00589 | 0.00287 | 24.717 | 11.9958 | 0.21447 | 0.00705 | 0.00308 | 23.1006 | 13.1364 | 0.17993 | 0.00559 | 0.00278 | 23.8348 | 12.9163 | 0.20187 | 0.00656 | 0.00296 | 23.2799 | 13.0864 | 0.20043 | 0.00649 | 0.00295 | 22.4957 | 15.4177 | 0.17483 | 0.00561 | 0.00267 | 22.2457 | 16.2282 | 0.16877 | 0.00538 | 0.0027 | 23.46 | 15.8079 | 0.19248 | 0.00646 | 0.00289 | 24.218 | 16.098 | 0.18987 | 0.00636 | 0.00289 | 24.4813 | 16.9083 | 0.17885 | 0.00603 | 0.00267 | 23.3852 | 21.1607 | 0.16569 | 0.00556 | 0.0026 | 22.9558 | 21.3509 | 0.16504 | 0.00552 | 0.0026 | 23.6399 | 26.0034 | 0.16723 | 0.00544 | 0.00267 | 24.2119 | 26.6536 | 0.16255 | 0.00528 | 0.00245 | 23.273 | 27.1341 | 0.16143 | 0.00522 | 0.00246 | 23.9134 | 26.8038 | 0.17573 | 0.00561 | 0.00256 | 24.8389 | 29.7058 | 0.17898 | 0.00551 | 0.0029 | 24.3204 | 32.1977 | 0.17042 | 0.0052 | 0.00288 | 23.596 | 34.1499 | 0.17185 | 0.00519 | 0.00273 | 24.2527 | 37.5606 | 0.16863 | 0.00496 | 0.00257 | 23.6779 | 37.6623 | 0.17075 | 0.00504 | 0.00272 | 27.6322 | 38.6517 | 0.20278 | 0.00638 | 0.00292 | 25.2566 | 44.0566 | 0.18469 | 0.00571 | 0.00275 | 25.385 | 43.7771 | 0.18391 | 0.00572 | 0.00289 | 26.4452 | 45.6881 | 0.19345 | 0.00601 | 0.0028 | 26.3183 | 46.5189 | 0.19105 | 0.00592 | 0.00277 | 25.8578 | 51.8343 | 0.19062 | 0.00581 | 0.00284 | 25.5271 | 57.1962 | 0.17291 | 0.00525 | 0.00266 | 25.2047 | 57.4066 | 0.17284 | 0.00524 | 0.00267
27.2817 | 0.010734 | 2.52 | 0.13056 | 0.20835 | 29.7915 | 0.010064 | 5.89 | 0.26849 | 0.3574 | 29.8408 | 0.010044 | 8.87 | 0.41254 | 0.44946 | 29.8408 | 0.040367 | 2.21 | 0.10254 | 0.10664 | 29.9775 | 0.040237 | 2.96 | 0.13001 | 0.12583 | 28.5063 | 0.09435 | 2.11 | 0.08339 | 0.06801 | 27.4643 | 0.26231 | 1.06 | 0.04425 | 0.02894 | 27.2504 | 0.26372 | 1.15 | 0.04729 | 0.0301 | 25 | 0.40608 | 0.75591 | 0.03082 | 0.01908 | 24.9946 | 0.56364 | 0.64108 | 0.0249 | 0.01492 | 25 | 0.56354 | 0.68705 | 0.0261 | 0.01549 | 25.0078 | 0.74611 | 0.56477 | 0.02075 | 0.01241 | 26.4721 | 0.7147 | 0.6585 | 0.02587 | 0.01394 | 27.7793 | 0.68789 | 0.75462 | 0.03024 | 0.01544 | 28.9504 | 0.83735 | 0.68772 | 0.02758 | 0.01366 | 27.511 | 1.0564 | 0.54474 | 0.02177 | 0.01066 | 28.5796 | 1.0314 | 0.60878 | 0.02406 | 0.01157 | 27.2839 | 1.0615 | 0.59124 | 0.02331 | 0.01108 | 27.1003 | 1.5366 | 0.45791 | 0.01739 | 0.00844 | 25.9432 | 1.8798 | 0.41215 | 0.01519 | 0.00731 | 28.5949 | 2.0168 | 0.43771 | 0.01751 | 0.00751 | 27.6091 | 2.0599 | 0.42942 | 0.01714 | 0.00731 | 28.1496 | 2.6491 | 0.38076 | 0.01537 | 0.00623 | 28.5968 | 2.9402 | 0.38355 | 0.01534 | 0.00606 | 29.7571 | 2.8682 | 0.43072 | 0.01701 | 0.00656 | 30.5827 | 3.2143 | 0.38904 | 0.01529 | 0.00599 | 30.0285 | 3.2543 | 0.42057 | 0.01618 | 0.0062 | 30.0278 | 3.8466 | 0.35444 | 0.01361 | 0.00531 | 29.5757 | 3.8847 | 0.3811 | 0.01429 | 0.00548 | 29.1953 | 3.9187 | 0.40782 | 0.01492 | 0.00565 | 29.1983 | 4.654 | 0.34689 | 0.01263 | 0.00492 | 28.0308 | 4.7751 | 0.34022 | 0.01235 | 0.0048 | 29.4441 | 5.0482 | 0.34478 | 0.01222 | 0.00477 | 28.8789 | 5.5524 | 0.3173 | 0.01116 | 0.00444 | 28.6046 | 6.4108 | 0.29658 | 0.01015 | 0.00414 | 27.6172 | 7.5204 | 0.25895 | 0.00877 | 0.00386 | 26.5924 | 7.6805 | 0.27107 | 0.00895 | 0.00395 | 27.0141 | 8.1307 | 0.25626 | 0.00845 | 0.00362 | 26.1828 | 8.2798 | 0.25317 | 0.00833 | 0.00358 | 26.592 | 8.751 | 0.23979 | 0.00786 | 0.00339 | 25.7419 | 8.9131 | 0.25082 | 0.00802 | 0.00346 | 25.7422 | 9.9707 | 0.22669 | 0.00724 | 0.00326 | 27.8079 | 9.5434 | 0.25922 | 0.00871 | 0.00353 | 27.4668 | 10.735 | 0.26284 | 0.0092 | 0.00346 | 25.3428 | 11.8356 | 0.21624 | 0.00713 | 0.0031 | 27.8066 | 11.2552 | 0.25126 | 0.00879 | 0.00337 | 25.6674 | 12.4159 | 0.20671 | 0.00677 | 0.00299 | 26.8141 | 12.1257 | 0.23602 | 0.00817 | 0.00322 | 26.1899 | 12.2758 | 0.23415 | 0.00808 | 0.00321 | 25.3076 | 14.507 | 0.20342 | 0.00694 | 0.00289 | 25.0264 | 15.3074 | 0.19589 | 0.00663 | 0.0029 | 26.0666 | 14.9772 | 0.22025 | 0.00758 | 0.00309 | 26.9089 | 15.2473 | 0.21715 | 0.00746 | 0.00309 | 27.2014 | 16.0075 | 0.20484 | 0.00708 | 0.00285 | 25.7238 | 20.1999 | 0.18637 | 0.00629 | 0.00273 | 25.2514 | 20.39 | 0.18553 | 0.00625 | 0.00273 | 25.6099 | 25.0525 | 0.18398 | 0.00594 | 0.00277 | 26.2296 | 25.6727 | 0.17889 | 0.00577 | 0.00254 | 25.2124 | 26.1532 | 0.17747 | 0.0057 | 0.00255 | 25.7529 | 25.8929 | 0.19195 | 0.00607 | 0.00266 | 26.6131 | 28.7949 | 0.19359 | 0.00589 | 0.00298 | 26.0576 | 31.3166 | 0.18387 | 0.00554 | 0.00295 | 25.1691 | 33.3488 | 0.18451 | 0.0055 | 0.0028 | 27.2843 | 35.9586 | 0.19189 | 0.00597 | 0.0027 | 26.6376 | 36.1601 | 0.19391 | 0.00602 | 0.00284 | 30.3955 | 37.1999 | 0.22532 | 0.00714 | 0.00303 | 27.7823 | 42.7845 | 0.20437 | 0.00636 | 0.00285 | 27.9235 | 42.255 | 0.20379 | 0.00639 | 0.00299 | 28.8493 | 44.4161 | 0.21242 | 0.00659 | 0.00289 | 28.7109 | 45.3068 | 0.20967 | 0.00649 | 0.00286 | 28.0127 | 50.602 | 0.20731 | 0.00628 | 0.00292 | 27.6544 | 55.9237 | 0.18803 | 0.00567 | 0.00273 | 27.3051 | 56.1241 | 0.1879 | 0.00566 | 0.00274
29.7619 | 0.010064 | 2.92 | 0.14963 | 0.24007 | 32.2741 | 0.009482 | 6.76 | 0.30332 | 0.4071 | 33.1565 | 0.0092941 | 10.63 | 0.49196 | 0.53336 | 33.1565 | 0.037335 | 2.64 | 0.12232 | 0.12666 | 32.4756 | 0.037916 | 3.39 | 0.14602 | 0.14337 | 32.0696 | 0.086436 | 2.58 | 0.10823 | 0.08238 | 29.9611 | 0.24691 | 1.23 | 0.05061 | 0.03322 | 29.5213 | 0.24941 | 1.32 | 0.05321 | 0.03417 | 27.0833 | 0.38416 | 0.86402 | 0.03464 | 0.0216 | 26.78 | 0.53693 | 0.71871 | 0.02738 | 0.01657 | 26.6667 | 0.53853 | 0.76457 | 0.02847 | 0.01708 | 28.1338 | 0.68078 | 0.68465 | 0.027 | 0.01477 | 29.4135 | 0.65567 | 0.78331 | 0.03152 | 0.01631 | 30.5573 | 0.63566 | 0.88383 | 0.03554 | 0.01782 | 31.5823 | 0.78612 | 0.79304 | 0.0315 | 0.01555 | 30.012 | 1.0024 | 0.62779 | 0.02486 | 0.01212 | 30.9612 | 0.9791 | 0.6938 | 0.02702 | 0.01302 | 29.5575 | 1.0114 | 0.67371 | 0.02618 | 0.01247 | 29.1849 | 1.4586 | 0.51498 | 0.01925 | 0.00935 | 29.6494 | 1.7377 | 0.50673 | 0.02035 | 0.00872 | 32.1693 | 1.8668 | 0.5258 | 0.02159 | 0.0088 | 31.0602 | 1.9128 | 0.51552 | 0.02112 | 0.00855 | 31.2774 | 2.479 | 0.44747 | 0.01811 | 0.00714 | 31.4564 | 2.7631 | 0.44353 | 0.01759 | 0.00684 | 32.4623 | 2.7041 | 0.4921 | 0.01916 | 0.00733 | 33.363 | 3.0332 | 0.44379 | 0.01719 | 0.00668 | 32.5309 | 3.0842 | 0.47452 | 0.01794 | 0.00684 | 32.5301 | 3.6445 | 0.40009 | 0.01511 | 0.00585 | 31.8508 | 3.6965 | 0.42621 | 0.0157 | 0.006 | 31.2806 | 3.7426 | 0.45247 | 0.01625 | 0.00615 | 31.2839 | 4.4489 | 0.38445 | 0.01374 | 0.00533 | 30.033 | 4.571 | 0.37681 | 0.01342 | 0.00519 | 31.407 | 4.8391 | 0.37937 | 0.01319 | 0.00513 | 30.8042 | 5.3253 | 0.34874 | 0.01205 | 0.00477 | 30.3924 | 6.1797 | 0.32374 | 0.01087 | 0.00441 | 29.3432 | 7.2692 | 0.28207 | 0.00939 | 0.00408 | 28.1567 | 7.4393 | 0.29368 | 0.00952 | 0.00415 | 28.6032 | 7.8545 | 0.27765 | 0.009 | 0.00382 | 27.723 | 8.0056 | 0.27417 | 0.00886 | 0.00378 | 28.1562 | 8.4668 | 0.25965 | 0.00837 | 0.00358 | 28.6021 | 8.3888 | 0.29036 | 0.00981 | 0.00381 | 28.6025 | 9.3873 | 0.26204 | 0.00883 | 0.00357 | 31.2839 | 8.8879 | 0.30563 | 0.01094 | 0.00393 | 30.5187 | 10.0945 | 0.3039 | 0.01091 | 0.00379 | 28.5106 | 11.0951 | 0.25354 | 0.00889 | 0.0034 | 30.8962 | 10.5847 | 0.29043 | 0.01041 | 0.00369 | 28.8758 | 11.6853 | 0.2422 | 0.00845 | 0.00328 | 29.7935 | 11.5152 | 0.27219 | 0.00966 | 0.0035 | 29.0999 | 11.6453 | 0.2699 | 0.00955 | 0.00348 | 28.1196 | 13.6864 | 0.23375 | 0.00818 | 0.00311 | 27.8071 | 14.4767 | 0.22461 | 0.00779 | 0.00311 | 28.6733 | 14.2266 | 0.24952 | 0.00865 | 0.00329 | 29.5998 | 14.5067 | 0.2459 | 0.00851 | 0.0033 | 29.9216 | 15.1969 | 0.23224 | 0.00809 | 0.00305 | 28.0623 | 19.3391 | 0.20799 | 0.00701 | 0.00287 | 27.5469 | 19.5193 | 0.20695 | 0.00696 | 0.00287 | 27.5799 | 24.1717 | 0.20135 | 0.00644 | 0.00286 | 28.2472 | 24.7619 | 0.19584 | 0.00626 | 0.00265 | 27.1518 | 25.2423 | 0.1941 | 0.00617 | 0.00265 | 27.5924 | 25.0522 | 0.20873 | 0.00652 | 0.00275 | 28.3873 | 27.9241 | 0.20866 | 0.00627 | 0.00306 | 27.7948 | 30.4757 | 0.19771 | 0.00589 | 0.00302 | 28.3152 | 31.797 | 0.21076 | 0.00665 | 0.00294 | 30.3159 | 34.407 | 0.21619 | 0.0069 | 0.00282 | 29.5974 | 34.6083 | 0.21808 | 0.00693 | 0.00297 | 33.1587 | 35.7285 | 0.24877 | 0.00788 | 0.00315 | 30.3079 | 41.4927 | 0.22466 | 0.00699 | 0.00295 | 30.462 | 40.7731 | 0.22438 | 0.00703 | 0.00309 | 31.2535 | 43.0743 | 0.23197 | 0.00715 | 0.00299 | 31.1035 | 44.035 | 0.2288 | 0.00704 | 0.00296 | 30.1675 | 49.36 | 0.22441 | 0.00674 | 0.003 | 29.7817 | 54.7716 | 0.20347 | 0.00608 | 0.0028 | 29.4055 | 54.962 | 0.20329 | 0.00607 | 0.00281
32.2421 | 0.0094887 | 3.36 | 0.16907 | 0.27362 | 34.7567 | 0.0089758 | 7.68 | 0.3386 | 0.45941 | 36.4721 | 0.0086607 | 12.53 | 0.57118 | 0.623 | 36.4721 | 0.034784 | 3.12 | 0.14205 | 0.14807 | 34.9738 | 0.035885 | 3.85 | 0.16222 | 0.16183 | 35.6328 | 0.079913 | 3.09 | 0.13177 | 0.09785 | 32.4578 | 0.2325 | 1.41 | 0.05697 | 0.03774 | 31.7922 | 0.2362 | 1.49 | 0.05915 | 0.03844 | 29.1667 | 0.36475 | 0.9781 | 0.03847 | 0.02424 | 28.5653 | 0.51301 | 0.80008 | 0.02987 | 0.01829 | 30 | 0.49571 | 0.92993 | 0.03713 | 0.02046 | 31.2598 | 0.62506 | 0.81563 | 0.03296 | 0.01731 | 32.3548 | 0.60925 | 0.9185 | 0.03708 | 0.01886 | 33.3352 | 0.59584 | 1.02 | 0.04081 | 0.02036 | 34.2141 | 0.7406 | 0.90502 | 0.03543 | 0.01754 | 32.513 | 0.94418 | 0.71564 | 0.02792 | 0.01364 | 33.3429 | 0.92658 | 0.78351 | 0.02998 | 0.01454 | 31.8312 | 0.9591 | 0.76048 | 0.02904 | 0.01391 | 33.3542 | 1.3225 | 0.63804 | 0.0261 | 0.01129 | 33.3556 | 1.6036 | 0.60913 | 0.02509 | 0.01022 | 35.7436 | 1.7337 | 0.62082 | 0.02553 | 0.01016 | 34.5113 | 1.7777 | 0.60821 | 0.02496 | 0.00986 | 34.4051 | 2.3259 | 0.51866 | 0.02079 | 0.00809 | 34.3161 | 2.603 | 0.50727 | 0.01983 | 0.00765 | 35.1675 | 2.559 | 0.55708 | 0.02131 | 0.00814 | 36.1432 | 2.8731 | 0.5017 | 0.0191 | 0.00739 | 35.0333 | 2.9342 | 0.53134 | 0.01971 | 0.00751 | 35.0324 | 3.4664 | 0.44819 | 0.01662 | 0.00643 | 34.1258 | 3.5285 | 0.47354 | 0.01711 | 0.00654 | 33.366 | 3.5825 | 0.49915 | 0.01758 | 0.00666 | 33.3695 | 4.2608 | 0.42372 | 0.01485 | 0.00576 | 32.0352 | 4.3789 | 0.41502 | 0.0145 | 0.0056 | 33.37 | 4.6479 | 0.41541 | 0.01418 | 0.00552 | 32.7294 | 5.1172 | 0.38148 | 0.01294 | 0.00511 | 32.1802 | 5.9536 | 0.35193 | 0.01161 | 0.00469 | 31.0693 | 7.019 | 0.306 | 0.01 | 0.00431 | 31.2852 | 6.988 | 0.3411 | 0.01169 | 0.00458 | 31.7813 | 7.3502 | 0.32266 | 0.01106 | 0.00424 | 30.8034 | 7.4963 | 0.3183 | 0.01087 | 0.00418 | 31.2847 | 7.9395 | 0.30136 | 0.01027 | 0.00396 | 32.1773 | 7.7984 | 0.34321 | 0.01237 | 0.00428 | 32.1778 | 8.7328 | 0.30925 | 0.0111 | 0.00398 | 34.7599 | 8.3166 | 0.35535 | 0.01304 | 0.00436 | 33.5706 | 9.5192 | 0.3475 | 0.01256 | 0.00414 | 31.6785 | 10.4246 | 0.29329 | 0.01055 | 0.00372 | 33.9859 | 9.9764 | 0.33203 | 0.01199 | 0.00402 | 32.0842 | 11.0248 | 0.27986 | 0.01002 | 0.00358 | 32.7728 | 10.8848 | 0.31038 | 0.01109 | 0.0038 | 32.0099 | 11.0349 | 0.3076 | 0.01096 | 0.00377 | 30.9315 | 12.9458 | 0.26585 | 0.00937 | 0.00335 | 30.5878 | 13.7162 | 0.25494 | 0.00892 | 0.00333 | 31.28 | 13.5361 | 0.28032 | 0.00971 | 0.00351 | 32.2907 | 13.7962 | 0.27612 | 0.00955 | 0.00351 | 32.6417 | 14.4564 | 0.26108 | 0.00908 | 0.00326 | 30.4008 | 18.5385 | 0.23057 | 0.00771 | 0.00301 | 29.8425 | 18.7287 | 0.22931 | 0.00765 | 0.00301 | 29.5499 | 23.361 | 0.21934 | 0.00693 | 0.00297 | 30.2649 | 23.9212 | 0.2134 | 0.00675 | 0.00275 | 29.0912 | 24.4016 | 0.21132 | 0.00665 | 0.00275 | 29.4319 | 24.2615 | 0.22607 | 0.00698 | 0.00285 | 31.9357 | 26.2927 | 0.24022 | 0.00771 | 0.00323 | 31.2691 | 28.8542 | 0.22654 | 0.00718 | 0.00318 | 31.4614 | 30.2555 | 0.23832 | 0.00772 | 0.00309 | 33.3475 | 32.8056 | 0.24164 | 0.00779 | 0.00295 | 32.5571 | 33.0568 | 0.24335 | 0.00781 | 0.0031 | 35.9219 | 34.3672 | 0.27316 | 0.00861 | 0.00328 | 32.8336 | 40.0912 | 0.24562 | 0.0076 | 0.00306 | 33.0005 | 39.5316 | 0.24567 | 0.00766 | 0.00319 | 33.6576 | 41.7428 | 0.25213 | 0.00771 | 0.00309 | 33.496 | 42.7534 | 0.2485 | 0.00758 | 0.00306 | 34.4771 | 46.7867 | 0.25999 | 0.00842 | 0.00317 | 34.0362 | 51.8081 | 0.23557 | 0.0076 | 0.00294 | 33.6062 | 52.0984 | 0.23524 | 0.00758 | 0.00294
34.7222 | 0.0089815 | 3.81 | 0.18892 | 0.30893 | 39.7219 | 0.0081303 | 9.67 | 0.45561 | 0.57162 | 39.7878 | 0.0081205 | 14.56 | 0.65089 | 0.71821 | 39.7878 | 0.032603 | 3.62 | 0.16191 | 0.17083 | 37.4719 | 0.034084 | 4.34 | 0.17865 | 0.18119 | 39.1961 | 0.07444 | 3.65 | 0.15478 | 0.1144 | 34.9546 | 0.21989 | 1.59 | 0.06337 | 0.04248 | 34.063 | 0.22429 | 1.68 | 0.06514 | 0.04291 | 31.25 | 0.34685 | 1.1 | 0.04232 | 0.027 | 32.136 | 0.47079 | 0.9739 | 0.039 | 0.02194 | 33.3333 | 0.45809 | 1.11 | 0.04526 | 0.02409 | 34.3857 | 0.58224 | 0.95725 | 0.0388 | 0.02005 | 35.2962 | 0.57103 | 1.06 | 0.04259 | 0.02157 | 36.1131 | 0.56143 | 1.17 | 0.04607 | 0.02305 | 36.846 | 0.70068 | 1.02 | 0.03938 | 0.01964 | 35.014 | 0.89346 | 0.80867 | 0.031 | 0.01525 | 38.1061 | 0.83894 | 0.97738 | 0.04087 | 0.0178 | 36.3785 | 0.86845 | 0.94777 | 0.03953 | 0.017 | 37.5235 | 1.2125 | 0.773 | 0.03249 | 0.01339 | 37.0617 | 1.4876 | 0.7198 | 0.02969 | 0.01183 | 39.318 | 1.6156 | 0.72296 | 0.02944 | 0.01162 | 37.9625 | 1.6587 | 0.70777 | 0.02876 | 0.01126 | 37.5328 | 2.1949 | 0.59431 | 0.02346 | 0.0091 | 37.1758 | 2.463 | 0.57478 | 0.02207 | 0.00851 | 37.8726 | 2.432 | 0.6256 | 0.02348 | 0.00899 | 38.9235 | 2.733 | 0.5627 | 0.02102 | 0.00814 | 37.5357 | 2.8011 | 0.59096 | 0.02149 | 0.00821 | 37.5347 | 3.3063 | 0.49868 | 0.01814 | 0.00703 | 36.4009 | 3.3764 | 0.52307 | 0.01853 | 0.0071 | 35.4514 | 3.4384 | 0.54786 | 0.01893 | 0.00719 | 35.4551 | 4.0897 | 0.46467 | 0.01598 | 0.0062 | 34.0374 | 4.2038 | 0.45486 | 0.0156 | 0.00603 | 35.3329 | 4.4739 | 0.4529 | 0.01517 | 0.00591 | 34.6547 | 4.926 | 0.41553 | 0.01383 | 0.00546 | 35.7558 | 5.5553 | 0.41138 | 0.01438 | 0.00529 | 34.5214 | 6.5578 | 0.35639 | 0.01232 | 0.00478 | 35.1958 | 6.4757 | 0.40464 | 0.01479 | 0.00515 | 35.754 | 6.8149 | 0.38306 | 0.01402 | 0.0048 | 34.6538 | 6.954 | 0.37751 | 0.01377 | 0.00472 | 35.1953 | 7.3631 | 0.35726 | 0.013 | 0.00448 | 35.7526 | 7.2891 | 0.3999 | 0.01478 | 0.00478 | 35.7531 | 8.1695 | 0.35986 | 0.01324 | 0.00442 | 38.2359 | 7.8243 | 0.40833 | 0.01507 | 0.00482 | 36.6224 | 9.0129 | 0.39365 | 0.01418 | 0.00451 | 34.8463 | 9.8213 | 0.33555 | 0.01215 | 0.00406 | 37.0755 | 9.445 | 0.37607 | 0.01354 | 0.00437 | 35.2926 | 10.3944 | 0.31979 | 0.01153 | 0.0039 | 35.7522 | 10.3144 | 0.35073 | 0.0125 | 0.00411 | 34.9199 | 10.4645 | 0.34738 | 0.01235 | 0.00408 | 33.7435 | 12.2954 | 0.29973 | 0.01055 | 0.00361 | 33.3686 | 13.0257 | 0.28691 | 0.01002 | 0.00356 | 33.8866 | 12.9057 | 0.31265 | 0.01075 | 0.00374 | 34.9816 | 13.1558 | 0.30786 | 0.01057 | 0.00374 | 35.3618 | 13.786 | 0.29136 | 0.01006 | 0.00348 | 32.7393 | 17.778 | 0.25411 | 0.00842 | 0.00317 | 32.1381 | 17.9681 | 0.25261 | 0.00835 | 0.00316 | 31.5199 | 22.5604 | 0.23796 | 0.00743 | 0.00307 | 32.2825 | 23.0906 | 0.23159 | 0.00723 | 0.00286 | 31.0306 | 23.601 | 0.22913 | 0.00712 | 0.00285 | 33.1109 | 22.7704 | 0.26244 | 0.00869 | 0.00306 | 35.4841 | 24.8315 | 0.27368 | 0.00907 | 0.00341 | 34.7435 | 27.2929 | 0.25701 | 0.00839 | 0.00334 | 34.6075 | 28.8042 | 0.26727 | 0.00875 | 0.00325 | 36.3791 | 31.3544 | 0.26829 | 0.00866 | 0.00309 | 35.5168 | 31.6356 | 0.26979 | 0.00867 | 0.00324 | 38.6851 | 33.1261 | 0.2985 | 0.00934 | 0.0034 | 35.3592 | 38.7898 | 0.2673 | 0.00821 | 0.00316 | 35.5389 | 38.3702 | 0.26762 | 0.00827 | 0.0033 | 38.4658 | 39.3202 | 0.29433 | 0.00976 | 0.0033 | 38.2812 | 40.4208 | 0.28963 | 0.00957 | 0.00326 | 38.7868 | 44.484 | 0.29747 | 0.00996 | 0.00335 | 38.2907 | 49.1453 | 0.26945 | 0.009 | 0.00308 | 37.807 | 49.4356 | 0.26893 | 0.00896 | 0.00309
37.2024 | 0.0085343 | 4.29 | 0.20921 | 0.34598 | 44.6872 | 0.007451 | 11.85 | 0.5667 | 0.69358 | 43.1034 | 0.0076522 | 16.72 | 0.73146 | 0.81882 | 43.1034 | 0.030722 | 4.16 | 0.18197 | 0.19489 | 39.97 | 0.032493 | 4.85 | 0.19532 | 0.20144 | 42.7594 | 0.069768 | 4.24 | 0.17762 | 0.13199 | 37.4513 | 0.20879 | 1.79 | 0.06983 | 0.04747 | 36.3339 | 0.21359 | 1.87 | 0.0712 | 0.04759 | 33.3333 | 0.33044 | 1.22 | 0.04621 | 0.02989 | 35.7066 | 0.43497 | 1.16 | 0.04759 | 0.02586 | 36.6667 | 0.42647 | 1.3 | 0.05319 | 0.02797 | 37.5117 | 0.54572 | 1.11 | 0.04457 | 0.02296 | 38.2375 | 0.53802 | 1.22 | 0.04808 | 0.02445 | 38.891 | 0.53121 | 1.33 | 0.05135 | 0.02588 | 42.1097 | 0.63415 | 1.28 | 0.05385 | 0.02414 | 40.016 | 0.80882 | 1.01 | 0.04232 | 0.01869 | 42.8694 | 0.7683 | 1.19 | 0.05101 | 0.02134 | 40.9258 | 0.79542 | 1.15 | 0.04932 | 0.02036 | 41.6927 | 1.1214 | 0.91957 | 0.0387 | 0.01566 | 40.7679 | 1.3895 | 0.8387 | 0.03424 | 0.01354 | 42.8924 | 1.5156 | 0.83217 | 0.03336 | 0.01316 | 41.4136 | 1.5556 | 0.8142 | 0.03257 | 0.01275 | 40.6606 | 2.0758 | 0.67439 | 0.02613 | 0.01015 | 40.0355 | 2.3399 | 0.64598 | 0.02433 | 0.00941 | 40.5778 | 2.3179 | 0.69759 | 0.02566 | 0.00987 | 41.7037 | 2.608 | 0.62673 | 0.02295 | 0.00893 | 40.038 | 2.681 | 0.65334 | 0.02329 | 0.00894 | 40.037 | 3.1633 | 0.55153 | 0.01967 | 0.00765 | 38.6759 | 3.2393 | 0.57475 | 0.01997 | 0.00769 | 37.5368 | 3.3063 | 0.59856 | 0.02028 | 0.00774 | 37.5407 | 3.9346 | 0.50728 | 0.01712 | 0.00666 | 36.0396 | 4.0447 | 0.49631 | 0.0167 | 0.00647 | 39.2588 | 4.1667 | 0.5321 | 0.01892 | 0.00674 | 38.5052 | 4.5909 | 0.48744 | 0.01723 | 0.00621 | 40.2253 | 5.1361 | 0.4914 | 0.01836 | 0.00608 | 38.8366 | 6.0715 | 0.42413 | 0.01566 | 0.00542 | 39.1065 | 6.0435 | 0.47296 | 0.01771 | 0.00577 | 39.7267 | 6.3626 | 0.44797 | 0.0168 | 0.0054 | 38.5042 | 6.4947 | 0.44111 | 0.01649 | 0.0053 | 39.1059 | 6.8768 | 0.41733 | 0.01557 | 0.00503 | 39.3279 | 6.8508 | 0.46039 | 0.01711 | 0.00531 | 39.3284 | 7.6842 | 0.41381 | 0.01532 | 0.00489 | 41.7119 | 7.396 | 0.46452 | 0.01707 | 0.0053 | 39.6743 | 8.5646 | 0.4423 | 0.01579 | 0.0049 | 38.0141 | 9.2959 | 0.38028 | 0.01373 | 0.00442 | 40.1651 | 8.9748 | 0.42249 | 0.01507 | 0.00474 | 38.501 | 9.8451 | 0.36205 | 0.01301 | 0.00424 | 38.7315 | 9.8081 | 0.39323 | 0.01389 | 0.00445 | 37.8298 | 9.9542 | 0.38926 | 0.01372 | 0.0044 | 36.5555 | 11.705 | 0.33536 | 0.01171 | 0.00388 | 36.1493 | 12.4153 | 0.32052 | 0.01111 | 0.00381 | 36.4933 | 12.3453 | 0.3465 | 0.01179 | 0.00398 | 37.6725 | 12.5754 | 0.34109 | 0.01158 | 0.00398 | 38.082 | 13.1856 | 0.32307 | 0.01103 | 0.00371 | 35.0779 | 17.0775 | 0.27864 | 0.00912 | 0.00333 | 34.4337 | 17.2676 | 0.27688 | 0.00904 | 0.00332 | 35.4599 | 21.1194 | 0.27712 | 0.00928 | 0.00329 | 36.3179 | 21.6195 | 0.26985 | 0.00905 | 0.00309 | 34.9094 | 22.1099 | 0.26656 | 0.00889 | 0.00307 | 36.7899 | 21.4695 | 0.30111 | 0.01028 | 0.00328 | 39.0326 | 23.5506 | 0.30903 | 0.01037 | 0.0036 | 38.2178 | 25.9119 | 0.28915 | 0.00955 | 0.00351 | 37.7537 | 27.5032 | 0.29765 | 0.00976 | 0.00341 | 39.4107 | 30.0535 | 0.29614 | 0.00953 | 0.00323 | 38.4766 | 30.3445 | 0.29738 | 0.00952 | 0.00339 | 44.2116 | 30.9243 | 0.35192 | 0.01203 | 0.00367 | 40.4106 | 36.4576 | 0.31276 | 0.01044 | 0.00339 | 40.6159 | 36.238 | 0.31347 | 0.01052 | 0.00352 | 43.274 | 37.2083 | 0.33904 | 0.01165 | 0.00351 | 43.0663 | 38.3588 | 0.33306 | 0.01138 | 0.00347 | 43.0964 | 42.4319 | 0.33683 | 0.01142 | 0.00353 | 42.5452 | 46.7831 | 0.30511 | 0.01032 | 0.00324 | 42.0078 | 47.0634 | 0.30438 | 0.01028 | 0.00324
39.6825 | 0.0081361 | 4.8 | 0.22996 | 0.38472 | 49.6524 | 0.0068927 | 14.22 | 0.67603 | 0.82489 | 46.4191 | 0.007244 | 19 | 0.81308 | 0.92469 | 46.4191 | 0.029081 | 4.73 | 0.2023 | 0.22022 | 42.4681 | 0.031062 | 5.39 | 0.21223 | 0.22255 | 46.3227 | 0.065736 | 4.87 | 0.20046 | 0.15059 | 39.9481 | 0.19888 | 2 | 0.07637 | 0.05268 | 40.8756 | 0.19548 | 2.29 | 0.09337 | 0.05754 | 37.5 | 0.30252 | 1.49 | 0.06049 | 0.03602 | 39.2773 | 0.40496 | 1.37 | 0.05596 | 0.03006 | 40 | 0.39946 | 1.51 | 0.06105 | 0.0321 | 40.6377 | 0.5141 | 1.27 | 0.05032 | 0.02604 | 41.1789 | 0.5091 | 1.38 | 0.05359 | 0.02747 | 44.4469 | 0.48089 | 1.66 | 0.0706 | 0.03197 | 47.3734 | 0.58072 | 1.56 | 0.06732 | 0.02903 | 45.018 | 0.74079 | 1.23 | 0.05286 | 0.02244 | 47.6327 | 0.71027 | 1.42 | 0.06086 | 0.02516 | 45.4731 | 0.73529 | 1.38 | 0.05883 | 0.02397 | 45.862 | 1.0454 | 1.08 | 0.04486 | 0.01808 | 44.4741 | 1.3055 | 0.96563 | 0.03879 | 0.01534 | 46.4667 | 1.4285 | 0.94832 | 0.03731 | 0.01479 | 44.8647 | 1.4666 | 0.92738 | 0.03641 | 0.01431 | 43.7883 | 1.9697 | 0.75892 | 0.02882 | 0.01126 | 42.8951 | 2.2309 | 0.72079 | 0.02661 | 0.01035 | 43.283 | 2.2169 | 0.77299 | 0.02786 | 0.01079 | 44.484 | 2.4949 | 0.69375 | 0.02489 | 0.00974 | 42.5404 | 2.572 | 0.71843 | 0.0251 | 0.00969 | 42.5393 | 3.0342 | 0.6067 | 0.02121 | 0.0083 | 40.951 | 3.1152 | 0.62856 | 0.02142 | 0.00829 | 41.7075 | 3.0762 | 0.70578 | 0.02541 | 0.0089 | 41.7119 | 3.6625 | 0.59736 | 0.02141 | 0.00763 | 40.044 | 3.7655 | 0.58393 | 0.02087 | 0.0074 | 44.1661 | 3.8465 | 0.63886 | 0.02429 | 0.00785 | 43.3184 | 4.2397 | 0.58433 | 0.02208 | 0.0072 | 44.6947 | 4.7859 | 0.57761 | 0.0221 | 0.00693 | 43.1518 | 5.6623 | 0.49704 | 0.0188 | 0.00611 | 43.0171 | 5.6733 | 0.54596 | 0.02055 | 0.00643 | 43.6993 | 5.9754 | 0.51729 | 0.0195 | 0.00604 | 42.3546 | 6.1005 | 0.50902 | 0.01912 | 0.00592 | 43.0165 | 6.4596 | 0.48147 | 0.01806 | 0.00562 | 42.9031 | 6.4706 | 0.52459 | 0.01941 | 0.00587 | 42.9037 | 7.261 | 0.47104 | 0.01736 | 0.00539 | 45.1878 | 7.0188 | 0.52385 | 0.01906 | 0.0058 | 42.7262 | 8.1654 | 0.49341 | 0.0174 | 0.00531 | 41.182 | 8.8327 | 0.42745 | 0.01529 | 0.0048 | 43.2547 | 8.5565 | 0.47126 | 0.0166 | 0.00513 | 41.7094 | 9.3588 | 0.40658 | 0.01448 | 0.0046 | 41.7109 | 9.3578 | 0.43785 | 0.01528 | 0.00479 | 40.7398 | 9.4999 | 0.43321 | 0.01509 | 0.00474 | 39.3674 | 11.1847 | 0.37272 | 0.01287 | 0.00416 | 38.93 | 11.865 | 0.35573 | 0.01219 | 0.00407 | 39.1 | 11.835 | 0.38187 | 0.01282 | 0.00423 | 40.3634 | 12.0551 | 0.37581 | 0.0126 | 0.00423 | 40.8021 | 12.6353 | 0.35619 | 0.012 | 0.00395 | 37.4164 | 16.4371 | 0.30415 | 0.00982 | 0.00349 | 36.7293 | 16.6172 | 0.30211 | 0.00973 | 0.00348 | 39.3999 | 19.8786 | 0.31885 | 0.01102 | 0.00353 | 40.3532 | 20.3487 | 0.3106 | 0.01075 | 0.00333 | 38.7883 | 20.819 | 0.3064 | 0.01054 | 0.00331 | 40.4689 | 20.3187 | 0.34205 | 0.01181 | 0.00352 | 42.581 | 22.4198 | 0.34623 | 0.01164 | 0.00381 | 41.6921 | 24.681 | 0.32295 | 0.0107 | 0.0037 | 40.8998 | 26.3223 | 0.32942 | 0.01076 | 0.00358 | 42.4422 | 28.8626 | 0.32517 | 0.01039 | 0.00338 | 41.4363 | 29.1736 | 0.32611 | 0.01036 | 0.00354 | 49.738 | 29.0429 | 0.40899 | 0.0145 | 0.00396 | 45.4619 | 34.4259 | 0.36103 | 0.01249 | 0.00362 | 45.6929 | 34.3462 | 0.36194 | 0.01258 | 0.00375 | 48.0822 | 35.3366 | 0.38619 | 0.01343 | 0.00374 | 47.8515 | 36.5171 | 0.37874 | 0.0131 | 0.00369 | 47.406 | 40.5901 | 0.37803 | 0.01284 | 0.00372 | 46.7997 | 44.6712 | 0.34252 | 0.01161 | 0.0034 | 46.2086 | 44.9515 | 0.34155 | 0.01156 | 0.0034
44.6429 | 0.0074558 | 5.89 | 0.29301 | 0.46717 | 54.6177 | 0.0064245 | 16.78 | 0.78536 | 0.96519 | 49.7347 | 0.0068838 | 21.41 | 0.89588 | 1.04 | 49.7347 | 0.027631 | 5.33 | 0.22293 | 0.24678 | 44.9663 | 0.029772 | 5.95 | 0.22939 | 0.2445 | 49.886 | 0.062215 | 5.54 | 0.22342 | 0.17017 | 44.9416 | 0.18207 | 2.45 | 0.10024 | 0.06377 | 45.4174 | 0.18067 | 2.75 | 0.11423 | 0.06828 | 41.6667 | 0.27951 | 1.79 | 0.07393 | 0.04263 | 42.848 | 0.37935 | 1.58 | 0.06425 | 0.03452 | 43.3333 | 0.37615 | 1.73 | 0.0689 | 0.03646 | 43.7637 | 0.48649 | 1.44 | 0.05609 | 0.02929 | 47.0616 | 0.46088 | 1.73 | 0.07369 | 0.03398 | 50.0028 | 0.44057 | 2.04 | 0.08844 | 0.0386 | 52.6371 | 0.5369 | 1.87 | 0.0804 | 0.03431 | 50.02 | 0.68486 | 1.47 | 0.06309 | 0.02647 | 52.3959 | 0.66165 | 1.67 | 0.07062 | 0.02923 | 50.0205 | 0.68486 | 1.62 | 0.06824 | 0.02784 | 50.0313 | 0.97988 | 1.25 | 0.05101 | 0.02066 | 48.1803 | 1.2325 | 1.1 | 0.04336 | 0.01725 | 50.0411 | 1.3525 | 1.07 | 0.04129 | 0.0165 | 48.3158 | 1.3885 | 1.05 | 0.04028 | 0.01596 | 46.9161 | 1.8747 | 0.84787 | 0.03153 | 0.01241 | 45.7548 | 2.1298 | 0.79921 | 0.0289 | 0.01132 | 45.9882 | 2.1218 | 0.85181 | 0.03009 | 0.01174 | 47.2642 | 2.3939 | 0.76369 | 0.02685 | 0.01058 | 45.0428 | 2.4739 | 0.78619 | 0.02693 | 0.01047 | 45.0417 | 2.9171 | 0.66415 | 0.02277 | 0.00897 | 45.5011 | 2.8971 | 0.74238 | 0.02689 | 0.00956 | 46.9209 | 2.8361 | 0.85048 | 0.03273 | 0.01044 | 46.9258 | 3.3783 | 0.71888 | 0.02755 | 0.00893 | 45.0496 | 3.4744 | 0.7021 | 0.02682 | 0.00864 | 49.0735 | 3.5794 | 0.75405 | 0.02932 | 0.00903 | 48.1315 | 3.9465 | 0.68884 | 0.02665 | 0.00826 | 49.1642 | 4.4868 | 0.66986 | 0.02572 | 0.00783 | 47.467 | 5.3131 | 0.57497 | 0.02184 | 0.00685 | 46.9278 | 5.3531 | 0.62351 | 0.02334 | 0.00712 | 47.672 | 5.6402 | 0.59091 | 0.02215 | 0.00672 | 46.205 | 5.7583 | 0.58114 | 0.02172 | 0.00657 | 46.9271 | 6.0974 | 0.54958 | 0.02051 | 0.00624 | 46.4784 | 6.1364 | 0.59242 | 0.02169 | 0.00647 | 46.479 | 6.8898 | 0.53147 | 0.01939 | 0.00591 | 48.6638 | 6.6837 | 0.58625 | 0.02104 | 0.00633 | 45.778 | 7.8082 | 0.54693 | 0.019 | 0.00574 | 44.3498 | 8.4194 | 0.47702 | 0.01685 | 0.0052 | 46.3444 | 8.1823 | 0.52234 | 0.01814 | 0.00554 | 44.9179 | 8.9246 | 0.45334 | 0.01595 | 0.00498 | 44.6902 | 8.9536 | 0.48454 | 0.01668 | 0.00515 | 43.6498 | 9.0907 | 0.4792 | 0.01645 | 0.00509 | 42.1794 | 10.7044 | 0.41179 | 0.01403 | 0.00445 | 41.7107 | 11.3647 | 0.39254 | 0.01328 | 0.00434 | 41.7066 | 11.3647 | 0.41872 | 0.01386 | 0.00449 | 43.0543 | 11.5748 | 0.41199 | 0.01362 | 0.00449 | 43.5223 | 12.145 | 0.39069 | 0.01297 | 0.0042 | 42.0934 | 15.3164 | 0.35803 | 0.01245 | 0.00385 | 41.3204 | 15.4865 | 0.35539 | 0.01233 | 0.00382 | 43.3398 | 18.7879 | 0.3631 | 0.01269 | 0.00379 | 44.3885 | 19.238 | 0.35381 | 0.01238 | 0.0036 | 42.6671 | 19.6983 | 0.34862 | 0.01213 | 0.00356 | 44.1478 | 19.298 | 0.38522 | 0.01332 | 0.00377 | 46.1294 | 21.3991 | 0.38526 | 0.0129 | 0.00402 | 45.1665 | 23.5802 | 0.35838 | 0.01183 | 0.00389 | 44.0459 | 25.2615 | 0.36257 | 0.01175 | 0.00376 | 48.5054 | 26.7912 | 0.38667 | 0.01357 | 0.0037 | 47.3558 | 27.1221 | 0.3869 | 0.01349 | 0.00386 | 55.2645 | 27.4118 | 0.4696 | 0.01687 | 0.00427 | 50.5132 | 32.6445 | 0.41204 | 0.01444 | 0.00387 | 50.7699 | 32.6547 | 0.41299 | 0.01452 | 0.004 | 52.8905 | 33.6753 | 0.43576 | 0.01517 | 0.00398 | 52.6366 | 34.8857 | 0.42665 | 0.01476 | 0.00392 | 51.7157 | 38.9286 | 0.42104 | 0.01422 | 0.00392 | 51.0543 | 42.7697 | 0.38163 | 0.01287 | 0.00357 | 50.4094 | 43.0499 | 0.38043 | 0.01281 | 0.00357
49.6032 | 0.0068975 | 7.06 | 0.35456 | 0.55599 | 59.5829 | 0.0060273 | 19.51 | 0.89553 | 1.11 | 53.0504 | 0.0065647 | 23.95 | 0.97993 | 1.15 | 53.0504 | 0.02634 | 5.96 | 0.24387 | 0.27456 | 49.9625 | 0.027541 | 7.14 | 0.28984 | 0.29089 | 53.4493 | 0.059123 | 6.24 | 0.24656 | 0.19071 | 49.9351 | 0.16827 | 2.94 | 0.12268 | 0.07572 | 49.9591 | 0.16817 | 3.24 | 0.13454 | 0.07976 | 45.8333 | 0.2602 | 2.1 | 0.08702 | 0.04971 | 46.4186 | 0.35734 | 1.82 | 0.07253 | 0.03924 | 46.6667 | 0.35584 | 1.96 | 0.07679 | 0.04105 | 50.0156 | 0.44047 | 1.81 | 0.07713 | 0.03627 | 52.9443 | 0.42216 | 2.12 | 0.09231 | 0.04106 | 55.5586 | 0.40736 | 2.44 | 0.10572 | 0.04575 | 57.9008 | 0.50019 | 2.2 | 0.09333 | 0.03995 | 55.022 | 0.63804 | 1.73 | 0.07322 | 0.03078 | 57.1592 | 0.62023 | 1.94 | 0.08037 | 0.03357 | 54.5678 | 0.64194 | 1.88 | 0.07766 | 0.03195 | 54.2005 | 0.92355 | 1.43 | 0.05718 | 0.02338 | 51.8864 | 1.1684 | 1.24 | 0.04796 | 0.01925 | 53.6155 | 1.2855 | 1.2 | 0.04531 | 0.0183 | 51.767 | 1.3195 | 1.17 | 0.04419 | 0.01768 | 50.0438 | 1.7907 | 0.94115 | 0.03428 | 0.01362 | 48.6145 | 2.0378 | 0.88126 | 0.03123 | 0.01234 | 48.6934 | 2.0348 | 0.93406 | 0.03234 | 0.01273 | 50.0445 | 2.2958 | 0.8366 | 0.02884 | 0.01146 | 50.0475 | 2.2958 | 0.92965 | 0.03384 | 0.01211 | 50.0463 | 2.713 | 0.78569 | 0.02864 | 0.01038 | 51.1887 | 2.671 | 0.89604 | 0.03469 | 0.01126 | 52.1344 | 2.637 | 1.01 | 0.0396 | 0.0121 | 52.1398 | 3.1422 | 0.85006 | 0.0333 | 0.01032 | 50.0551 | 3.2322 | 0.82966 | 0.03241 | 0.00996 | 53.9808 | 3.3533 | 0.87742 | 0.0342 | 0.01029 | 52.9447 | 3.6974 | 0.80074 | 0.03107 | 0.00939 | 53.6337 | 4.2296 | 0.76797 | 0.02929 | 0.00879 | 51.7822 | 5.0109 | 0.65781 | 0.02484 | 0.00763 | 50.8384 | 5.073 | 0.70553 | 0.02611 | 0.00786 | 51.6447 | 5.3461 | 0.66875 | 0.02478 | 0.00743 | 50.0554 | 5.4591 | 0.65737 | 0.0243 | 0.00726 | 50.8376 | 5.7802 | 0.62157 | 0.02295 | 0.00689 | 50.0536 | 5.8413 | 0.66382 | 0.02397 | 0.00708 | 50.0543 | 6.5606 | 0.59504 | 0.02141 | 0.00646 | 52.1398 | 6.3855 | 0.65167 | 0.02302 | 0.00689 | 48.8299 | 7.486 | 0.60284 | 0.02061 | 0.00618 | 47.5177 | 8.0502 | 0.52893 | 0.01841 | 0.00562 | 49.434 | 7.8441 | 0.57569 | 0.01967 | 0.00596 | 48.1263 | 8.5364 | 0.50231 | 0.01741 | 0.00537 | 47.6696 | 8.5894 | 0.53328 | 0.01807 | 0.00553 | 46.5598 | 8.7205 | 0.52721 | 0.01783 | 0.00546 | 44.9913 | 10.2742 | 0.45253 | 0.01519 | 0.00476 | 44.4914 | 10.9144 | 0.43091 | 0.01437 | 0.00462 | 46.92 | 10.5543 | 0.49677 | 0.01776 | 0.00505 | 48.4361 | 10.7543 | 0.48862 | 0.01745 | 0.00505 | 48.9625 | 11.2745 | 0.46376 | 0.01662 | 0.00473 | 46.7705 | 14.3558 | 0.41569 | 0.01491 | 0.00422 | 45.9116 | 14.5259 | 0.4124 | 0.01476 | 0.0042 | 47.2798 | 17.8273 | 0.40981 | 0.01432 | 0.00407 | 48.4238 | 18.2574 | 0.39943 | 0.01398 | 0.00387 | 46.5459 | 18.6977 | 0.39317 | 0.01369 | 0.00382 | 47.8268 | 18.3975 | 0.43059 | 0.0148 | 0.00403 | 49.6778 | 20.4886 | 0.4261 | 0.01415 | 0.00425 | 48.6408 | 22.5896 | 0.39542 | 0.01295 | 0.00409 | 50.3382 | 23.4102 | 0.4329 | 0.01542 | 0.00414 | 54.5686 | 25.0401 | 0.4527 | 0.01649 | 0.00404 | 53.2752 | 25.3809 | 0.45208 | 0.01635 | 0.0042 | 60.7909 | 25.9808 | 0.53367 | 0.01916 | 0.00459 | 55.5645 | 31.0633 | 0.46573 | 0.01633 | 0.00413 | 55.8469 | 31.1535 | 0.4666 | 0.01639 | 0.00426 | 57.6987 | 32.1942 | 0.48768 | 0.01686 | 0.00423 | 57.4218 | 33.4145 | 0.47673 | 0.01639 | 0.00416 | 56.0253 | 37.4174 | 0.46584 | 0.01558 | 0.00413 | 55.3088 | 41.0583 | 0.42243 | 0.01411 | 0.00375 | 54.6101 | 41.3285 | 0.42096 | 0.01404 | 0.00374
54.5635 | 0.0064293 | 8.33 | 0.416 | 0.65094 | 64.5482 | 0.0056842 | 22.41 | 1.01 | 1.27 | 56.366 | 0.0062775 | 26.6 | 1.07 | 1.27 | 56.366 | 0.025189 | 6.62 | 0.26512 | 0.30351 | 56.2078 | 0.02524 | 8.76 | 0.3756 | 0.35336 | 57.0125 | 0.056372 | 6.98 | 0.26991 | 0.21218 | 54.9286 | 0.15666 | 3.47 | 0.14451 | 0.08852 | 54.5009 | 0.15756 | 3.76 | 0.15462 | 0.09197 | 50 | 0.2438 | 2.44 | 0.09997 | 0.05723 | 49.9893 | 0.33803 | 2.06 | 0.08085 | 0.04421 | 53.3333 | 0.32202 | 2.47 | 0.10554 | 0.05092 | 56.2676 | 0.40355 | 2.22 | 0.09661 | 0.04386 | 58.827 | 0.39045 | 2.54 | 0.11035 | 0.04869 | 61.1145 | 0.37964 | 2.87 | 0.12281 | 0.0534 | 63.1645 | 0.46897 | 2.55 | 0.10625 | 0.04594 | 60.024 | 0.59822 | 2.01 | 0.08334 | 0.03537 | 61.9225 | 0.58462 | 2.22 | 0.09016 | 0.03815 | 59.1151 | 0.60503 | 2.15 | 0.08711 | 0.0363 | 58.3698 | 0.87433 | 1.62 | 0.0634 | 0.02625 | 55.5926 | 1.1114 | 1.39 | 0.0526 | 0.02135 | 57.1898 | 1.2265 | 1.34 | 0.04937 | 0.02018 | 55.2181 | 1.2585 | 1.31 | 0.04815 | 0.01949 | 53.1715 | 1.7146 | 1.04 | 0.03705 | 0.01487 | 51.4742 | 1.9547 | 0.96692 | 0.03358 | 0.0134 | 54.1038 | 1.8847 | 1.11 | 0.04084 | 0.01483 | 55.605 | 2.1268 | 0.99131 | 0.03633 | 0.0133 | 56.3035 | 2.1078 | 1.12 | 0.04373 | 0.01432 | 56.3021 | 2.4949 | 0.95 | 0.03701 | 0.01227 | 56.8764 | 2.4759 | 1.06 | 0.04202 | 0.01308 | 57.3478 | 2.4619 | 1.17 | 0.04628 | 0.01386 | 57.3538 | 2.9421 | 0.99064 | 0.03888 | 0.01179 | 55.0606 | 3.0261 | 0.96632 | 0.03783 | 0.01138 | 58.8882 | 3.1592 | 1.01 | 0.03901 | 0.01162 | 57.7578 | 3.4833 | 0.91983 | 0.03542 | 0.01058 | 58.1032 | 4.0055 | 0.87182 | 0.03283 | 0.00979 | 56.0974 | 4.7478 | 0.74545 | 0.02782 | 0.00845 | 54.7491 | 4.8258 | 0.79191 | 0.02888 | 0.00863 | 55.6174 | 5.0869 | 0.75071 | 0.02741 | 0.00817 | 53.9059 | 5.195 | 0.73763 | 0.02686 | 0.00798 | 54.7482 | 5.5011 | 0.69737 | 0.02537 | 0.00757 | 53.6289 | 5.5772 | 0.7387 | 0.02625 | 0.00773 | 53.6297 | 6.2674 | 0.6617 | 0.02343 | 0.00703 | 55.6158 | 6.1174 | 0.72006 | 0.02501 | 0.00747 | 54.9337 | 6.9277 | 0.72157 | 0.02665 | 0.00713 | 50.6855 | 7.7171 | 0.58316 | 0.01997 | 0.00606 | 55.6132 | 7.2588 | 0.689 | 0.02543 | 0.00686 | 51.3347 | 8.1852 | 0.55344 | 0.01889 | 0.00578 | 53.6282 | 7.9551 | 0.63671 | 0.0233 | 0.00633 | 52.3798 | 8.0781 | 0.62907 | 0.02297 | 0.00624 | 50.6153 | 9.5318 | 0.53891 | 0.01953 | 0.0054 | 50.0528 | 10.134 | 0.51221 | 0.01844 | 0.00522 | 52.1333 | 9.8699 | 0.58053 | 0.02138 | 0.00565 | 53.8178 | 10.0539 | 0.57086 | 0.02101 | 0.00565 | 54.4028 | 10.5441 | 0.54214 | 0.02002 | 0.0053 | 51.4475 | 13.5353 | 0.47703 | 0.01728 | 0.00463 | 50.5027 | 13.6854 | 0.47303 | 0.0171 | 0.00459 | 51.2198 | 16.9768 | 0.45895 | 0.01594 | 0.00435 | 52.4591 | 17.3869 | 0.4474 | 0.01556 | 0.00416 | 50.4247 | 17.8171 | 0.44 | 0.01522 | 0.0041 | 51.5058 | 17.587 | 0.47812 | 0.01627 | 0.0043 | 56.7746 | 18.9076 | 0.51298 | 0.01877 | 0.00473 | 55.5895 | 20.8785 | 0.47415 | 0.0171 | 0.00452 | 56.6305 | 21.8492 | 0.50851 | 0.01879 | 0.00456 | 60.6318 | 23.5392 | 0.52313 | 0.01928 | 0.00441 | 59.1947 | 23.8899 | 0.52152 | 0.0191 | 0.00456 | 66.3174 | 24.73 | 0.60113 | 0.02142 | 0.00493 | 60.6159 | 29.6623 | 0.52206 | 0.01818 | 0.0044 | 60.9239 | 29.8026 | 0.52272 | 0.01823 | 0.00453 | 62.5069 | 30.8632 | 0.54192 | 0.01854 | 0.00449 | 62.2069 | 32.0836 | 0.52895 | 0.01799 | 0.00441 | 60.3349 | 36.0463 | 0.51239 | 0.01692 | 0.00434 | 59.5633 | 39.5072 | 0.46489 | 0.01535 | 0.00393 | 58.8109 | 39.7674 | 0.46314 | 0.01526 | 0.00392
59.5238 | 0.0060312 | 9.69 | 0.47798 | 0.75179 | 69.5134 | 0.005385 | 25.48 | 1.12 | 1.44 | 59.6817 | 0.0060194 | 29.37 | 1.15 | 1.4 | 59.6817 | 0.024149 | 7.31 | 0.28669 | 0.33361 | 62.4532 | 0.023359 | 10.51 | 0.45698 | 0.42059 | 64.1391 | 0.05169 | 8.56 | 0.35437 | 0.25782 | 59.9221 | 0.14686 | 4.03 | 0.1661 | 0.10212 | 59.0426 | 0.14846 | 4.32 | 0.17467 | 0.10488 | 54.1667 | 0.22969 | 2.8 | 0.1129 | 0.06518 | 57.1306 | 0.30591 | 2.59 | 0.11113 | 0.05489 | 60 | 0.29501 | 3.02 | 0.1322 | 0.06166 | 62.5195 | 0.37334 | 2.66 | 0.11549 | 0.05204 | 64.7097 | 0.36393 | 3 | 0.12817 | 0.05685 | 66.6704 | 0.35603 | 3.34 | 0.13985 | 0.06152 | 68.4283 | 0.44206 | 2.93 | 0.11922 | 0.05228 | 65.026 | 0.56381 | 2.3 | 0.09349 | 0.04021 | 66.6857 | 0.5535 | 2.52 | 0.10002 | 0.04298 | 63.6624 | 0.57271 | 2.44 | 0.09663 | 0.04087 | 62.5391 | 0.83101 | 1.82 | 0.06968 | 0.02925 | 59.2988 | 1.0614 | 1.55 | 0.05728 | 0.02353 | 60.7642 | 1.1724 | 1.48 | 0.05348 | 0.02213 | 58.6692 | 1.2034 | 1.45 | 0.05215 | 0.02136 | 56.2993 | 1.6466 | 1.14 | 0.03985 | 0.01617 | 57.1935 | 1.8097 | 1.15 | 0.04246 | 0.01562 | 60.8667 | 1.7296 | 1.35 | 0.053 | 0.01764 | 62.5556 | 1.9527 | 1.2 | 0.04706 | 0.01578 | 62.5594 | 1.9527 | 1.33 | 0.05307 | 0.01668 | 62.5579 | 2.3108 | 1.13 | 0.04489 | 0.01429 | 62.564 | 2.3108 | 1.24 | 0.04916 | 0.01503 | 62.5613 | 2.3109 | 1.35 | 0.05288 | 0.01573 | 62.5678 | 2.763 | 1.14 | 0.04439 | 0.01335 | 60.0661 | 2.8451 | 1.11 | 0.04317 | 0.01287 | 63.7955 | 2.9851 | 1.15 | 0.04378 | 0.01302 | 62.571 | 3.2982 | 1.05 | 0.03973 | 0.01183 | 62.5726 | 3.8084 | 0.98126 | 0.03637 | 0.01084 | 60.4125 | 4.5157 | 0.83776 | 0.03079 | 0.00931 | 58.6597 | 4.6067 | 0.88256 | 0.03165 | 0.00944 | 59.59 | 4.8568 | 0.83669 | 0.03004 | 0.00895 | 57.7563 | 4.9599 | 0.82183 | 0.02944 | 0.00873 | 58.6588 | 5.252 | 0.7769 | 0.0278 | 0.00828 | 57.2041 | 5.341 | 0.81701 | 0.02854 | 0.0084 | 57.205 | 6.0033 | 0.73137 | 0.02546 | 0.00763 | 62.5678 | 5.6551 | 0.86542 | 0.03245 | 0.00869 | 61.0374 | 6.4605 | 0.84937 | 0.03226 | 0.00813 | 57.0212 | 7.1397 | 0.69835 | 0.02583 | 0.00698 | 61.7925 | 6.7706 | 0.81095 | 0.03079 | 0.00783 | 57.7515 | 7.5779 | 0.662 | 0.02439 | 0.00665 | 59.5869 | 7.4238 | 0.74796 | 0.02817 | 0.00719 | 58.1998 | 7.5399 | 0.73862 | 0.02776 | 0.00707 | 56.2392 | 8.9034 | 0.63172 | 0.02358 | 0.0061 | 55.6143 | 9.4676 | 0.59951 | 0.02223 | 0.00586 | 57.3466 | 9.2816 | 0.66986 | 0.02487 | 0.00628 | 59.1996 | 9.4536 | 0.65857 | 0.02443 | 0.00628 | 59.8431 | 9.9227 | 0.62571 | 0.02328 | 0.00591 | 56.1246 | 12.8049 | 0.54197 | 0.01959 | 0.00506 | 55.0939 | 12.965 | 0.53722 | 0.01938 | 0.00501 | 55.1598 | 16.2263 | 0.51046 | 0.01755 | 0.00466 | 56.4944 | 16.6164 | 0.49769 | 0.01712 | 0.00447 | 54.3036 | 17.0267 | 0.48909 | 0.01675 | 0.0044 | 58.8638 | 16.1962 | 0.57944 | 0.02171 | 0.0049 | 63.8715 | 17.5968 | 0.60672 | 0.02301 | 0.00526 | 62.5382 | 19.4577 | 0.55899 | 0.02092 | 0.00499 | 62.9228 | 20.5184 | 0.58927 | 0.02201 | 0.005 | 66.695 | 22.2484 | 0.59786 | 0.02201 | 0.00479 | 65.1142 | 22.5891 | 0.59513 | 0.02177 | 0.00495 | 71.8438 | 23.6093 | 0.6719 | 0.02366 | 0.00529 | 65.6672 | 28.4015 | 0.58097 | 0.02001 | 0.00469 | 66.0009 | 28.5817 | 0.58131 | 0.02004 | 0.00482 | 67.3151 | 29.6623 | 0.59842 | 0.0202 | 0.00477 | 66.9921 | 30.8827 | 0.58328 | 0.01957 | 0.00467 | 64.6446 | 34.7953 | 0.56067 | 0.01826 | 0.00456 | 63.8178 | 38.0961 | 0.50896 | 0.01658 | 0.00412 | 63.0117 | 38.3463 | 0.50692 | 0.01648 | 0.00411
64.4841 | 0.005688 | 11.13 | 0.54084 | 0.85834 | 74.4786 | 0.0051229 | 28.72 | 1.23 | 1.61 | 66.313 | 0.0055732 | 35.25 | 1.45 | 1.66 | 66.313 | 0.022358 | 8.78 | 0.36152 | 0.39717 | 68.6985 | 0.021788 | 12.4 | 0.53656 | 0.49237 | 71.2657 | 0.047858 | 10.28 | 0.43353 | 0.30691 | 64.9156 | 0.13845 | 4.63 | 0.18764 | 0.1165 | 63.5843 | 0.14055 | 4.91 | 0.19477 | 0.11848 | 58.3333 | 0.21738 | 3.19 | 0.12588 | 0.07356 | 64.2719 | 0.2803 | 3.18 | 0.1392 | 0.06651 | 66.6667 | 0.2729 | 3.62 | 0.15804 | 0.07323 | 68.7715 | 0.34803 | 3.13 | 0.13413 | 0.06079 | 70.5924 | 0.34142 | 3.48 | 0.14594 | 0.06552 | 72.2262 | 0.33572 | 3.83 | 0.15693 | 0.0701 | 73.692 | 0.41865 | 3.32 | 0.13227 | 0.05894 | 70.028 | 0.53389 | 2.61 | 0.10371 | 0.04532 | 71.449 | 0.52609 | 2.84 | 0.10995 | 0.04803 | 68.2097 | 0.5444 | 2.75 | 0.10623 | 0.04567 | 66.7084 | 0.79259 | 2.03 | 0.07601 | 0.0324 | 63.005 | 1.0164 | 1.71 | 0.062 | 0.0258 | 64.3386 | 1.1244 | 1.63 | 0.05763 | 0.02416 | 62.1204 | 1.1544 | 1.59 | 0.05619 | 0.02332 | 62.5547 | 1.5275 | 1.36 | 0.05037 | 0.0189 | 64.3427 | 1.6606 | 1.4 | 0.05514 | 0.01862 | 67.6297 | 1.6016 | 1.6 | 0.06444 | 0.02066 | 69.5062 | 1.8096 | 1.43 | 0.05717 | 0.01844 | 68.8154 | 1.8226 | 1.56 | 0.06215 | 0.0192 | 68.8137 | 2.1578 | 1.32 | 0.05256 | 0.01646 | 68.2516 | 2.1708 | 1.43 | 0.05621 | 0.01709 | 67.7747 | 2.1818 | 1.54 | 0.05946 | 0.01769 | 67.7818 | 2.6079 | 1.3 | 0.04988 | 0.015 | 65.0716 | 2.686 | 1.27 | 0.04849 | 0.01444 | 68.7029 | 2.831 | 1.29 | 0.04856 | 0.01449 | 67.3841 | 3.1291 | 1.18 | 0.04405 | 0.01315 | 67.0421 | 3.6333 | 1.1 | 0.03991 | 0.01194 | 64.7277 | 4.3096 | 0.93465 | 0.03376 | 0.01021 | 62.5704 | 4.4096 | 0.97739 | 0.03444 | 0.01028 | 63.5627 | 4.6507 | 0.92663 | 0.03268 | 0.00976 | 61.6067 | 4.7488 | 0.90989 | 0.03202 | 0.00951 | 62.5694 | 5.0289 | 0.86007 | 0.03024 | 0.00902 | 64.3547 | 4.9338 | 0.98356 | 0.03709 | 0.00983 | 64.3556 | 5.5491 | 0.8795 | 0.03305 | 0.00889 | 69.5198 | 5.2699 | 1.02 | 0.03937 | 0.01 | 67.1411 | 6.0643 | 0.98596 | 0.03766 | 0.00921 | 63.3569 | 6.6585 | 0.82234 | 0.03128 | 0.00797 | 67.9717 | 6.3554 | 0.94129 | 0.03594 | 0.00885 | 64.1684 | 7.0696 | 0.77881 | 0.02952 | 0.00758 | 65.5456 | 6.9716 | 0.8668 | 0.03285 | 0.0081 | 64.0197 | 7.0806 | 0.85563 | 0.03237 | 0.00796 | 61.8631 | 8.3672 | 0.73077 | 0.02747 | 0.00684 | 61.1757 | 8.9003 | 0.69265 | 0.02588 | 0.00654 | 62.56 | 8.7723 | 0.76461 | 0.02829 | 0.00696 | 64.5814 | 8.9353 | 0.75158 | 0.02779 | 0.00695 | 65.2834 | 9.3805 | 0.71433 | 0.02648 | 0.00655 | 60.8016 | 12.1746 | 0.61042 | 0.02188 | 0.00551 | 59.685 | 12.3147 | 0.60488 | 0.02164 | 0.00546 | 63.0398 | 14.9256 | 0.62036 | 0.02348 | 0.00531 | 64.5651 | 15.2857 | 0.60498 | 0.02291 | 0.00512 | 62.0612 | 15.6759 | 0.59377 | 0.02239 | 0.00502 | 66.2218 | 15.0456 | 0.68897 | 0.0267 | 0.00553 | 70.9683 | 16.4962 | 0.70709 | 0.02706 | 0.00582 | 69.4869 | 18.247 | 0.64976 | 0.02457 | 0.00549 | 69.215 | 19.3777 | 0.67502 | 0.02515 | 0.00547 | 72.7581 | 21.1178 | 0.67676 | 0.0247 | 0.0052 | 71.0337 | 21.4584 | 0.67279 | 0.0244 | 0.00536 | 77.3703 | 22.6187 | 0.74589 | 0.02589 | 0.00567 | 70.7185 | 27.2707 | 0.64241 | 0.02183 | 0.00499 | 71.0779 | 27.4709 | 0.64233 | 0.02183 | 0.00511 | 72.1234 | 28.5716 | 0.65715 | 0.02186 | 0.00505 | 71.7772 | 29.7819 | 0.63965 | 0.02115 | 0.00494 | 68.9542 | 33.6544 | 0.61063 | 0.01959 | 0.00479 | 68.0724 | 36.7952 | 0.55463 | 0.0178 | 0.00432 | 67.2125 | 37.0554 | 0.55227 | 0.0177 | 0.00431
69.4444 | 0.0053889 | 12.66 | 0.60476 | 0.97039 | 79.4439 | 0.0048898 | 32.11 | 1.35 | 1.79 | 74.6021 | 0.005117 | 43.22 | 1.88 | 2.02 | 74.6021 | 0.020517 | 10.77 | 0.46744 | 0.48264 | 74.9438 | 0.020457 | 14.42 | 0.61551 | 0.56852 | 78.3922 | 0.044656 | 12.12 | 0.51035 | 0.3593 | 69.9091 | 0.13105 | 5.26 | 0.20923 | 0.13164 | 72.6678 | 0.12735 | 6.19 | 0.26763 | 0.14764 | 66.6667 | 0.19687 | 4.01 | 0.17298 | 0.09153 | 71.4133 | 0.25939 | 3.81 | 0.16639 | 0.07902 | 73.3333 | 0.25439 | 4.27 | 0.18356 | 0.0856 | 75.0234 | 0.32662 | 3.64 | 0.15272 | 0.07007 | 76.4751 | 0.32202 | 4 | 0.16376 | 0.07468 | 77.7821 | 0.31811 | 4.36 | 0.17412 | 0.07913 | 78.9557 | 0.39804 | 3.74 | 0.14541 | 0.06593 | 75.03 | 0.50768 | 2.94 | 0.11402 | 0.05066 | 76.2123 | 0.50188 | 3.17 | 0.11998 | 0.05332 | 72.757 | 0.51919 | 3.07 | 0.11592 | 0.05068 | 70.8776 | 0.75817 | 2.25 | 0.08241 | 0.03567 | 66.7111 | 0.97514 | 1.89 | 0.06677 | 0.02816 | 71.4873 | 1.0414 | 1.94 | 0.07322 | 0.02846 | 69.0226 | 1.0684 | 1.9 | 0.07138 | 0.02744 | 70.3741 | 1.4045 | 1.65 | 0.06536 | 0.02257 | 71.4919 | 1.5385 | 1.66 | 0.06706 | 0.02184 | 74.3927 | 1.4945 | 1.88 | 0.07556 | 0.02389 | 76.4569 | 1.6896 | 1.67 | 0.06698 | 0.02128 | 75.0713 | 1.7116 | 1.8 | 0.07111 | 0.02187 | 75.0694 | 2.0267 | 1.52 | 0.06013 | 0.01875 | 73.9393 | 2.0487 | 1.63 | 0.06323 | 0.01926 | 72.9881 | 2.0677 | 1.75 | 0.06605 | 0.01976 | 72.9957 | 2.4729 | 1.47 | 0.05537 | 0.01673 | 70.0771 | 2.5469 | 1.43 | 0.05382 | 0.01609 | 73.6102 | 2.695 | 1.45 | 0.05337 | 0.01603 | 72.1973 | 2.9791 | 1.32 | 0.04838 | 0.01452 | 71.5116 | 3.4743 | 1.22 | 0.04346 | 0.01308 | 69.0429 | 4.1255 | 1.04 | 0.03674 | 0.01115 | 70.3917 | 4.0725 | 1.18 | 0.04483 | 0.01206 | 71.508 | 4.2956 | 1.12 | 0.04252 | 0.01147 | 69.3075 | 4.3866 | 1.1 | 0.04165 | 0.01116 | 70.3906 | 4.6457 | 1.04 | 0.03934 | 0.01059 | 71.5052 | 4.5967 | 1.16 | 0.04503 | 0.01135 | 71.5062 | 5.1719 | 1.04 | 0.0401 | 0.01024 | 76.4717 | 4.9448 | 1.19 | 0.04602 | 0.01139 | 73.2449 | 5.7231 | 1.13 | 0.04295 | 0.01034 | 69.6926 | 6.2503 | 0.95486 | 0.03653 | 0.00902 | 74.151 | 5.9982 | 1.08 | 0.04099 | 0.00993 | 70.5852 | 6.6384 | 0.90361 | 0.03445 | 0.00857 | 71.5043 | 6.5814 | 0.99302 | 0.03744 | 0.00906 | 69.8397 | 6.6844 | 0.97989 | 0.03688 | 0.0089 | 67.487 | 7.9039 | 0.83589 | 0.03128 | 0.00762 | 66.7371 | 8.4111 | 0.79146 | 0.02946 | 0.00727 | 67.7733 | 8.3271 | 0.86464 | 0.03167 | 0.00767 | 69.9632 | 8.4821 | 0.84978 | 0.03111 | 0.00766 | 70.7237 | 8.9062 | 0.80786 | 0.02964 | 0.00723 | 65.4787 | 11.6143 | 0.68232 | 0.02416 | 0.00599 | 64.2762 | 11.7544 | 0.67593 | 0.02389 | 0.00592 | 70.9198 | 13.8551 | 0.73925 | 0.02891 | 0.00602 | 72.6357 | 14.1951 | 0.72105 | 0.02822 | 0.00583 | 69.8189 | 14.5553 | 0.70699 | 0.02756 | 0.0057 | 73.5797 | 14.0851 | 0.80644 | 0.03148 | 0.00622 | 78.0651 | 15.5457 | 0.81388 | 0.03102 | 0.00643 | 76.4356 | 17.2064 | 0.74628 | 0.02813 | 0.00603 | 75.5073 | 18.3771 | 0.76562 | 0.02825 | 0.00596 | 78.8213 | 20.1173 | 0.75973 | 0.02736 | 0.00563 | 76.9531 | 20.4579 | 0.7544 | 0.02702 | 0.00579 | 82.8967 | 21.7182 | 0.82303 | 0.02812 | 0.00606 | 75.7698 | 26.2501 | 0.70631 | 0.02364 | 0.0053 | 76.1549 | 26.4703 | 0.70573 | 0.02361 | 0.00542 | 76.9316 | 27.581 | 0.71806 | 0.02351 | 0.00534 | 76.5624 | 28.7813 | 0.69805 | 0.02272 | 0.00522 | 73.2639 | 32.5937 | 0.66225 | 0.02092 | 0.00503 | 72.3269 | 35.6144 | 0.60186 | 0.01902 | 0.00453 | 71.4133 | 35.8546 | 0.59918 | 0.01891 | 0.00451
79.3651 | 0.0048927 | 15.95 | 0.8045 | 1.21 | 84.4091 | 0.0046817 | 35.66 | 1.47 | 1.98 | 82.8912 | 0.0047428 | 51.86 | 2.28 | 2.4 | 82.8912 | 0.019017 | 12.92 | 0.568 | 0.57447 | 81.1891 | 0.019307 | 16.56 | 0.69443 | 0.64885 | 85.5188 | 0.041945 | 14.09 | 0.58613 | 0.41482 | 79.8961 | 0.11884 | 6.63 | 0.28732 | 0.16408 | 81.7513 | 0.11684 | 7.59 | 0.33505 | 0.17931 | 75 | 0.18057 | 4.92 | 0.2166 | 0.11107 | 78.5546 | 0.24189 | 4.49 | 0.19323 | 0.09239 | 80 | 0.23869 | 4.97 | 0.209 | 0.09873 | 81.2754 | 0.30811 | 4.18 | 0.17135 | 0.07988 | 82.3578 | 0.30521 | 4.54 | 0.18168 | 0.08431 | 83.338 | 0.30261 | 4.91 | 0.19142 | 0.08859 | 84.2194 | 0.37983 | 4.18 | 0.15867 | 0.07323 | 80.032 | 0.48437 | 3.28 | 0.12441 | 0.05625 | 80.9755 | 0.48027 | 3.52 | 0.1301 | 0.05883 | 77.3044 | 0.49668 | 3.4 | 0.1257 | 0.05591 | 75.0469 | 0.72716 | 2.48 | 0.08887 | 0.03908 | 74.1235 | 0.90451 | 2.25 | 0.08466 | 0.03314 | 80.4232 | 0.95623 | 2.37 | 0.09539 | 0.03423 | 77.6505 | 0.98074 | 2.32 | 0.09298 | 0.03299 | 78.1934 | 1.3034 | 1.96 | 0.07941 | 0.02651 | 78.6411 | 1.4365 | 1.95 | 0.07864 | 0.02528 | 81.1557 | 1.4035 | 2.17 | 0.08652 | 0.02732 | 83.4075 | 1.5875 | 1.93 | 0.07666 | 0.02429 | 81.3273 | 1.6165 | 2.06 | 0.08003 | 0.02469 | 81.3252 | 1.9137 | 1.74 | 0.06766 | 0.02116 | 79.6269 | 1.9427 | 1.85 | 0.07026 | 0.02154 | 78.2016 | 1.9677 | 1.96 | 0.07267 | 0.02193 | 78.2097 | 2.3538 | 1.65 | 0.06089 | 0.01854 | 75.0826 | 2.4239 | 1.6 | 0.05918 | 0.01782 | 78.5176 | 2.5729 | 1.61 | 0.0582 | 0.01764 | 77.0105 | 2.845 | 1.47 | 0.05275 | 0.01596 | 80.4505 | 3.1961 | 1.47 | 0.05676 | 0.0155 | 77.6733 | 3.8093 | 1.25 | 0.04787 | 0.01314 | 78.213 | 3.7903 | 1.4 | 0.05448 | 0.01397 | 79.4534 | 4.0024 | 1.32 | 0.05167 | 0.01329 | 77.0084 | 4.0875 | 1.3 | 0.0506 | 0.01293 | 78.2118 | 4.3285 | 1.23 | 0.04779 | 0.01227 | 78.6557 | 4.3115 | 1.36 | 0.05268 | 0.01296 | 78.6568 | 4.8527 | 1.21 | 0.04688 | 0.01167 | 83.4237 | 4.6656 | 1.37 | 0.05254 | 0.01286 | 79.3486 | 5.4269 | 1.28 | 0.04819 | 0.01153 | 76.0283 | 5.8991 | 1.1 | 0.04166 | 0.01014 | 80.3302 | 5.687 | 1.23 | 0.04599 | 0.01107 | 77.0021 | 6.2672 | 1.04 | 0.03928 | 0.00961 | 77.463 | 6.2422 | 1.13 | 0.04198 | 0.01007 | 75.6597 | 6.3403 | 1.11 | 0.04135 | 0.00989 | 73.1109 | 7.4997 | 0.94693 | 0.03505 | 0.00844 | 72.2985 | 7.9829 | 0.89579 | 0.03299 | 0.00803 | 72.9866 | 7.9339 | 0.96982 | 0.03504 | 0.00841 | 75.345 | 8.0829 | 0.95303 | 0.03441 | 0.0084 | 76.1639 | 8.488 | 0.90618 | 0.03278 | 0.00794 | 74.8328 | 10.6538 | 0.83604 | 0.03255 | 0.007 | 73.4585 | 10.7839 | 0.82783 | 0.03218 | 0.00692 | 78.7997 | 12.9646 | 0.86682 | 0.03412 | 0.00678 | 80.7063 | 13.2847 | 0.8456 | 0.0333 | 0.00659 | 77.5765 | 13.6149 | 0.82846 | 0.03251 | 0.00642 | 80.9377 | 13.2547 | 0.9316 | 0.03615 | 0.00695 | 85.1619 | 14.7253 | 0.92689 | 0.03493 | 0.00707 | 83.3843 | 16.3059 | 0.84836 | 0.03165 | 0.0066 | 81.7996 | 17.5066 | 0.86095 | 0.03133 | 0.00648 | 84.8845 | 19.2368 | 0.84665 | 0.03002 | 0.00608 | 82.8726 | 19.5674 | 0.83986 | 0.02962 | 0.00623 | 88.4232 | 20.9077 | 0.90325 | 0.03034 | 0.00646 | 80.8211 | 25.3195 | 0.77264 | 0.02545 | 0.00562 | 81.2319 | 25.5497 | 0.77147 | 0.0254 | 0.00573 | 81.7398 | 26.6704 | 0.7811 | 0.02516 | 0.00564 | 81.3475 | 27.8607 | 0.75843 | 0.02428 | 0.00551 | 77.5735 | 31.623 | 0.71551 | 0.02225 | 0.00527 | 76.5814 | 34.5137 | 0.65062 | 0.02025 | 0.00474 | 75.614 | 34.7639 | 0.64761 | 0.02012 | 0.00473
89.2857 | 0.0044975 | 19.55 | 0.99621 | 1.47 | 89.3744 | 0.0044946 | 39.37 | 1.59 | 2.17 | 91.1804 | 0.0044306 | 61.15 | 2.67 | 2.81 | 91.1804 | 0.017766 | 15.24 | 0.66629 | 0.67232 | 87.4344 | 0.018307 | 18.83 | 0.77365 | 0.73321 | 92.6454 | 0.039614 | 16.19 | 0.66152 | 0.47336 | 89.8832 | 0.10914 | 8.13 | 0.35952 | 0.19928 | 90.8348 | 0.10834 | 9.1 | 0.40022 | 0.21333 | 83.3333 | 0.16726 | 5.9 | 0.25879 | 0.13208 | 85.6959 | 0.22708 | 5.22 | 0.21998 | 0.10657 | 86.6667 | 0.22528 | 5.7 | 0.2345 | 0.1126 | 87.5274 | 0.2921 | 4.75 | 0.19007 | 0.09019 | 88.2405 | 0.2904 | 5.11 | 0.19971 | 0.09439 | 88.8938 | 0.2888 | 5.49 | 0.20886 | 0.09846 | 89.4831 | 0.36353 | 4.64 | 0.17205 | 0.08083 | 85.034 | 0.46356 | 3.65 | 0.1349 | 0.06207 | 85.7388 | 0.46076 | 3.88 | 0.14031 | 0.06455 | 81.8517 | 0.47647 | 3.76 | 0.13557 | 0.06134 | 83.3854 | 0.67374 | 2.97 | 0.11305 | 0.04627 | 83.3889 | 0.83198 | 2.74 | 0.11006 | 0.03981 | 89.3591 | 0.8865 | 2.84 | 0.11617 | 0.04043 | 86.2783 | 0.90901 | 2.77 | 0.11325 | 0.03895 | 86.0128 | 1.2194 | 2.3 | 0.09302 | 0.03069 | 85.7903 | 1.3495 | 2.26 | 0.09006 | 0.02892 | 87.9186 | 1.3255 | 2.49 | 0.09743 | 0.03093 | 90.3581 | 1.4995 | 2.21 | 0.08629 | 0.02747 | 87.5832 | 1.5325 | 2.33 | 0.08895 | 0.02766 | 87.581 | 1.8146 | 1.97 | 0.07519 | 0.0237 | 85.3145 | 1.8496 | 2.07 | 0.07731 | 0.02393 | 83.415 | 1.8797 | 2.18 | 0.07932 | 0.02419 | 83.4237 | 2.2488 | 1.83 | 0.06644 | 0.02043 | 80.0881 | 2.3148 | 1.78 | 0.06456 | 0.01962 | 88.3323 | 2.3668 | 1.96 | 0.07627 | 0.02104 | 86.6368 | 2.6169 | 1.78 | 0.06907 | 0.019 | 89.3895 | 2.967 | 1.75 | 0.06916 | 0.01809 | 86.3036 | 3.5372 | 1.48 | 0.05823 | 0.01527 | 86.0343 | 3.5452 | 1.63 | 0.0638 | 0.016 | 87.3987 | 3.7473 | 1.54 | 0.06047 | 0.01523 | 84.7092 | 3.8303 | 1.52 | 0.05922 | 0.01481 | 86.0329 | 4.0544 | 1.43 | 0.05593 | 0.01405 | 85.8062 | 4.0614 | 1.56 | 0.06017 | 0.01467 | 85.8074 | 4.5796 | 1.39 | 0.05352 | 0.01318 | 90.3757 | 4.4225 | 1.56 | 0.05898 | 0.0144 | 85.4523 | 5.1668 | 1.45 | 0.05339 | 0.01277 | 82.364 | 5.594 | 1.24 | 0.04674 | 0.0113 | 86.5095 | 5.4149 | 1.38 | 0.05095 | 0.01226 | 83.4189 | 5.9441 | 1.18 | 0.04405 | 0.0107 | 83.4217 | 5.9441 | 1.27 | 0.0465 | 0.01113 | 81.4797 | 6.0371 | 1.25 | 0.04579 | 0.01092 | 78.7348 | 7.1445 | 1.06 | 0.03879 | 0.0093 | 77.86 | 7.6057 | 1.01 | 0.0365 | 0.00883 | 83.4133 | 7.2705 | 1.19 | 0.04742 | 0.01 | 86.1085 | 7.4096 | 1.17 | 0.04656 | 0.00998 | 87.0445 | 7.7827 | 1.12 | 0.04435 | 0.00944 | 84.1869 | 9.8804 | 1 | 0.04024 | 0.0081 | 82.6408 | 9.9995 | 0.99249 | 0.03977 | 0.00799 | 86.6797 | 12.2042 | 1 | 0.0392 | 0.0076 | 88.777 | 12.5043 | 0.97832 | 0.03827 | 0.00739 | 85.3342 | 12.8145 | 0.95789 | 0.03734 | 0.00719 | 88.2957 | 12.5443 | 1.06 | 0.04076 | 0.00772 | 92.2588 | 14.0049 | 1.05 | 0.0388 | 0.00774 | 90.333 | 15.5155 | 0.95585 | 0.03514 | 0.0072 | 88.0919 | 16.7262 | 0.96088 | 0.03439 | 0.00703 | 90.9477 | 18.4464 | 0.93744 | 0.03267 | 0.00655 | 88.7921 | 18.7669 | 0.92907 | 0.03222 | 0.0067 | 93.9496 | 20.1773 | 0.98649 | 0.03256 | 0.00688 | 85.8725 | 24.469 | 0.84134 | 0.02726 | 0.00595 | 86.3089 | 24.7092 | 0.83951 | 0.02717 | 0.00606 | 86.548 | 25.8299 | 0.84624 | 0.02681 | 0.00595 | 86.1326 | 27.0101 | 0.82075 | 0.02585 | 0.0058 | 86.1928 | 29.8819 | 0.82678 | 0.02727 | 0.00578 | 85.0905 | 32.5725 | 0.75262 | 0.02488 | 0.00519 | 84.0156 | 32.8026 | 0.74889 | 0.02472 | 0.00517
99.2063 | 0.0041744 | 23.46 | 1.19 | 1.75 | 99.3049 | 0.0041715 | 47.22 | 1.99 | 2.58 | 99.4695 | 0.0041665 | 71.06 | 3.06 | 3.24 | 99.4695 | 0.016706 | 17.71 | 0.7637 | 0.77591 | 93.6797 | 0.017426 | 21.22 | 0.85336 | 0.82145 | 99.7719 | 0.037593 | 18.4 | 0.73689 | 0.53477 | 99.8702 | 0.10124 | 9.76 | 0.42926 | 0.23706 | 99.9182 | 0.10124 | 10.74 | 0.46442 | 0.2496 | 91.6667 | 0.15616 | 6.96 | 0.3004 | 0.15449 | 92.8372 | 0.21437 | 6 | 0.24677 | 0.12154 | 93.3333 | 0.21357 | 6.48 | 0.26011 | 0.12716 | 93.7793 | 0.278 | 5.34 | 0.2089 | 0.10098 | 94.1232 | 0.2773 | 5.72 | 0.21788 | 0.10491 | 94.4497 | 0.2766 | 6.09 | 0.22644 | 0.10874 | 94.7468 | 0.34892 | 5.12 | 0.18554 | 0.08872 | 90.036 | 0.44485 | 4.02 | 0.14548 | 0.06811 | 95.2653 | 0.42715 | 4.65 | 0.17847 | 0.07661 | 90.9463 | 0.44165 | 4.5 | 0.17249 | 0.07279 | 93.8086 | 0.61911 | 3.63 | 0.14736 | 0.05592 | 92.6544 | 0.77245 | 3.28 | 0.13383 | 0.04695 | 98.295 | 0.82828 | 3.34 | 0.13631 | 0.04704 | 94.9061 | 0.84919 | 3.25 | 0.13289 | 0.04531 | 93.8321 | 1.1474 | 2.66 | 0.1064 | 0.03512 | 92.9395 | 1.2744 | 2.58 | 0.10141 | 0.03277 | 94.6816 | 1.2574 | 2.82 | 0.10832 | 0.03472 | 97.3087 | 1.4225 | 2.5 | 0.09591 | 0.0308 | 93.8391 | 1.4595 | 2.62 | 0.09789 | 0.03076 | 93.8368 | 1.7286 | 2.21 | 0.08274 | 0.02636 | 91.0022 | 1.7666 | 2.31 | 0.08439 | 0.02642 | 93.8419 | 1.7286 | 2.65 | 0.10416 | 0.02898 | 93.8517 | 2.0687 | 2.23 | 0.08717 | 0.02443 | 90.0991 | 2.1287 | 2.17 | 0.08469 | 0.02345 | 98.147 | 2.1977 | 2.33 | 0.09308 | 0.02468 | 96.2631 | 2.4298 | 2.12 | 0.08426 | 0.02226 | 98.3284 | 2.7759 | 2.05 | 0.08113 | 0.02085 | 94.934 | 3.3101 | 1.73 | 0.06824 | 0.01753 | 93.8556 | 3.3361 | 1.88 | 0.07296 | 0.01815 | 95.344 | 3.5282 | 1.78 | 0.06913 | 0.01728 | 92.4101 | 3.6052 | 1.75 | 0.06768 | 0.01679 | 93.8541 | 3.8163 | 1.65 | 0.06393 | 0.01593 | 92.9567 | 3.8413 | 1.78 | 0.06761 | 0.01646 | 92.9581 | 4.3375 | 1.58 | 0.06009 | 0.01477 | 97.3277 | 4.2024 | 1.75 | 0.06539 | 0.01602 | 97.6598 | 4.7266 | 1.79 | 0.07256 | 0.01542 | 88.6997 | 5.3269 | 1.4 | 0.05179 | 0.01253 | 98.868 | 4.9557 | 1.71 | 0.06923 | 0.01479 | 89.8357 | 5.6599 | 1.32 | 0.0488 | 0.01185 | 95.3391 | 5.4428 | 1.57 | 0.06312 | 0.01338 | 93.1196 | 5.5279 | 1.55 | 0.06215 | 0.01312 | 89.9827 | 6.5463 | 1.31 | 0.05258 | 0.01113 | 88.9828 | 6.9704 | 1.24 | 0.04944 | 0.01053 | 93.8399 | 6.7343 | 1.44 | 0.05876 | 0.01171 | 96.8721 | 6.8643 | 1.41 | 0.05768 | 0.01168 | 97.9251 | 7.2124 | 1.34 | 0.05493 | 0.01106 | 93.541 | 9.2341 | 1.18 | 0.0476 | 0.00927 | 91.8231 | 9.3442 | 1.17 | 0.04704 | 0.00914 | 94.5597 | 11.5439 | 1.15 | 0.04421 | 0.00845 | 96.8476 | 11.824 | 1.12 | 0.04316 | 0.00824 | 93.0918 | 12.1241 | 1.1 | 0.04212 | 0.00801 | 95.6536 | 11.924 | 1.2 | 0.04534 | 0.00852 | 99.3556 | 13.3746 | 1.17 | 0.04267 | 0.00845 | 97.2817 | 14.8252 | 1.07 | 0.03862 | 0.00782 | 94.3841 | 16.0358 | 1.07 | 0.03746 | 0.0076 | 97.0109 | 17.736 | 1.03 | 0.03532 | 0.00704 | 94.7115 | 18.0565 | 1.02 | 0.03481 | 0.00719 | 99.4761 | 19.507 | 1.07 | 0.03479 | 0.00732 | 90.9238 | 23.6886 | 0.91237 | 0.02907 | 0.00629 | 91.3859 | 23.9387 | 0.90981 | 0.02895 | 0.0064 | 96.1645 | 24.349 | 0.98261 | 0.03305 | 0.0066 | 95.7029 | 25.5092 | 0.95104 | 0.03177 | 0.00642 | 96.9669 | 28.0207 | 0.97452 | 0.03438 | 0.00646 | 95.7268 | 30.5012 | 0.88826 | 0.03144 | 0.00578 | 94.5176 | 30.7214 | 0.88358 | 0.03123 | 0.00575
109.127 | 0.0039053 | 27.64 | 1.38 | 2.05 | 111.718 | 0.0038423 | 57.84 | 2.56 | 3.14 | 107.7586 | 0.0039404 | 81.56 | 3.45 | 3.69 | 107.7586 | 0.015795 | 20.33 | 0.86096 | 0.88495 | 99.9251 | 0.016656 | 23.72 | 0.93367 | 0.91342 | 114.0251 | 0.034242 | 23.16 | 1.01 | 0.66579 | 109.8572 | 0.094643 | 11.5 | 0.49789 | 0.27729 | 109.0017 | 0.095163 | 12.48 | 0.52826 | 0.28799 | 100 | 0.14675 | 8.09 | 0.3418 | 0.17824 | 99.9786 | 0.20327 | 6.81 | 0.27367 | 0.13727 | 100 | 0.20327 | 7.3 | 0.28588 | 0.14241 | 100.0313 | 0.26549 | 5.97 | 0.22787 | 0.11224 | 100.0059 | 0.26559 | 6.35 | 0.23619 | 0.11586 | 100.0056 | 0.26559 | 6.72 | 0.24417 | 0.11941 | 105.2742 | 0.32381 | 6.14 | 0.23586 | 0.10535 | 100.04 | 0.41254 | 4.82 | 0.18498 | 0.08085 | 107.1735 | 0.39293 | 5.7 | 0.23253 | 0.0928 | 102.3146 | 0.40604 | 5.51 | 0.22482 | 0.08817 | 104.2318 | 0.57449 | 4.34 | 0.17946 | 0.06629 | 101.9198 | 0.72283 | 3.85 | 0.15682 | 0.05456 | 107.2309 | 0.77906 | 3.87 | 0.15611 | 0.05404 | 103.534 | 0.79847 | 3.77 | 0.15221 | 0.05205 | 101.6514 | 1.0854 | 3.05 | 0.11968 | 0.03978 | 100.0886 | 1.2094 | 2.93 | 0.11274 | 0.0368 | 101.4446 | 1.1974 | 3.17 | 0.11924 | 0.03869 | 104.2593 | 1.3554 | 2.81 | 0.10554 | 0.03428 | 100.0951 | 1.3945 | 2.92 | 0.10686 | 0.03399 | 100.0926 | 1.6516 | 2.46 | 0.09032 | 0.02913 | 102.3774 | 1.6255 | 2.82 | 0.11081 | 0.0317 | 104.2688 | 1.6055 | 3.17 | 0.12723 | 0.03412 | 104.2796 | 1.9216 | 2.66 | 0.10642 | 0.02872 | 100.1101 | 1.9767 | 2.58 | 0.1034 | 0.02755 | 107.9617 | 2.0567 | 2.74 | 0.10928 | 0.02856 | 105.8894 | 2.2738 | 2.48 | 0.0989 | 0.02573 | 107.2674 | 2.6139 | 2.37 | 0.09287 | 0.02377 | 103.5643 | 3.117 | 2 | 0.07806 | 0.01992 | 101.6769 | 3.1561 | 2.14 | 0.08205 | 0.02041 | 103.2894 | 3.3381 | 2.03 | 0.0777 | 0.01944 | 100.1109 | 3.4111 | 1.99 | 0.07607 | 0.01887 | 101.6753 | 3.6112 | 1.88 | 0.07185 | 0.0179 | 100.1073 | 3.6502 | 2 | 0.07503 | 0.01834 | 100.1087 | 4.1224 | 1.79 | 0.06664 | 0.01644 | 111.2316 | 3.8363 | 2.18 | 0.08908 | 0.01945 | 109.8673 | 4.3624 | 2.17 | 0.09014 | 0.01826 | 101.371 | 4.8726 | 1.74 | 0.07039 | 0.01513 | 111.2265 | 4.5755 | 2.07 | 0.08599 | 0.01752 | 102.6694 | 5.1857 | 1.64 | 0.06626 | 0.01429 | 107.2565 | 5.0367 | 1.89 | 0.07832 | 0.01581 | 104.7596 | 5.1167 | 1.87 | 0.07712 | 0.01548 | 101.2305 | 6.063 | 1.59 | 0.0652 | 0.0131 | 100.1057 | 6.4572 | 1.5 | 0.06127 | 0.01236 | 104.2666 | 6.2901 | 1.7 | 0.06961 | 0.01352 | 107.6357 | 6.4131 | 1.67 | 0.06832 | 0.01349 | 108.8056 | 6.7392 | 1.59 | 0.06504 | 0.01278 | 102.8951 | 8.6869 | 1.37 | 0.05478 | 0.01051 | 101.0055 | 8.7909 | 1.36 | 0.05413 | 0.01036 | 102.4396 | 10.9737 | 1.3 | 0.04919 | 0.00935 | 104.9182 | 11.2437 | 1.27 | 0.04803 | 0.00913 | 100.8495 | 11.5238 | 1.24 | 0.04686 | 0.00886 | 103.0116 | 11.3738 | 1.35 | 0.04991 | 0.00937 | 106.4524 | 12.8143 | 1.3 | 0.04653 | 0.00918 | 104.2304 | 14.2049 | 1.19 | 0.04209 | 0.00848 | 100.6764 | 15.4155 | 1.17 | 0.04052 | 0.00819 | 103.074 | 17.0857 | 1.13 | 0.03798 | 0.00755 | 100.631 | 17.4062 | 1.12 | 0.03741 | 0.00769 | 110.529 | 18.3263 | 1.25 | 0.04322 | 0.00823 | 101.0264 | 22.3078 | 1.06 | 0.03592 | 0.007 | 101.5399 | 22.568 | 1.06 | 0.03569 | 0.00711 | 108.185 | 22.7781 | 1.16 | 0.04188 | 0.00747 | 107.6658 | 23.9083 | 1.12 | 0.04014 | 0.00723 | 107.741 | 26.4497 | 1.13 | 0.04096 | 0.00717 | 106.3631 | 28.7502 | 1.03 | 0.03751 | 0.00642 | 105.0195 | 28.9604 | 1.03 | 0.03726 | 0.00638
119.0476 | 0.0036782 | 32.11 | 1.57 | 2.36 | 124.1311 | 0.0035742 | 69.31 | 3.1 | 3.72 | 116.0477 | 0.0037433 | 92.65 | 3.84 | 4.17 | 116.0477 | 0.015005 | 23.1 | 0.95846 | 0.99918 | 112.4157 | 0.015335 | 29.06 | 1.22 | 1.11 | 128.2782 | 0.03158 | 28.35 | 1.26 | 0.80701 | 119.8442 | 0.08908 | 13.36 | 0.56607 | 0.31982 | 118.0852 | 0.090001 | 14.32 | 0.59206 | 0.32839 | 108.3333 | 0.13865 | 9.29 | 0.38321 | 0.20326 | 107.1199 | 0.19367 | 7.68 | 0.30072 | 0.15371 | 106.6667 | 0.19417 | 8.16 | 0.31183 | 0.15831 | 106.2832 | 0.25439 | 6.63 | 0.24698 | 0.12394 | 105.8886 | 0.25499 | 7 | 0.25464 | 0.12722 | 111.1173 | 0.24658 | 8.06 | 0.31021 | 0.14186 | 118.4335 | 0.2981 | 7.51 | 0.30707 | 0.12763 | 112.545 | 0.37973 | 5.9 | 0.2409 | 0.09793 | 119.0816 | 0.36512 | 6.82 | 0.28303 | 0.11015 | 113.6829 | 0.37703 | 6.6 | 0.27374 | 0.10466 | 114.655 | 0.53748 | 5.11 | 0.2105 | 0.07732 | 111.1852 | 0.68071 | 4.46 | 0.17941 | 0.06259 | 116.1669 | 0.73674 | 4.43 | 0.17576 | 0.06141 | 112.1618 | 0.75495 | 4.32 | 0.17139 | 0.05914 | 109.4708 | 1.0313 | 3.45 | 0.13292 | 0.04466 | 107.2378 | 1.1524 | 3.29 | 0.12409 | 0.04102 | 108.2075 | 1.1444 | 3.53 | 0.13019 | 0.04282 | 111.21 | 1.2964 | 3.13 | 0.11519 | 0.03791 | 112.607 | 1.2844 | 3.56 | 0.1403 | 0.04083 | 112.6042 | 1.5215 | 3 | 0.11854 | 0.03499 | 113.7527 | 1.5105 | 3.36 | 0.13532 | 0.03735 | 114.6956 | 1.5025 | 3.72 | 0.14945 | 0.03959 | 114.7076 | 1.7986 | 3.12 | 0.12497 | 0.03329 | 110.1211 | 1.8496 | 3.03 | 0.12143 | 0.03192 | 117.7764 | 1.9376 | 3.16 | 0.12516 | 0.03266 | 115.5157 | 2.1417 | 2.87 | 0.11326 | 0.02939 | 116.2063 | 2.4738 | 2.7 | 0.1045 | 0.02684 | 112.1947 | 2.95 | 2.28 | 0.08779 | 0.02244 | 109.4982 | 3 | 2.42 | 0.0911 | 0.02279 | 111.2347 | 3.173 | 2.29 | 0.08625 | 0.0217 | 107.8117 | 3.2411 | 2.25 | 0.08443 | 0.02106 | 109.4965 | 3.4321 | 2.12 | 0.07975 | 0.01997 | 114.4083 | 3.3311 | 2.49 | 0.10237 | 0.02234 | 114.4099 | 3.7632 | 2.22 | 0.09079 | 0.01998 | 125.1356 | 3.5431 | 2.64 | 0.1108 | 0.02315 | 122.0748 | 4.0643 | 2.57 | 0.10701 | 0.0213 | 114.0424 | 4.4985 | 2.1 | 0.08744 | 0.01793 | 123.585 | 4.2624 | 2.46 | 0.10208 | 0.02042 | 115.5031 | 4.7945 | 1.98 | 0.08223 | 0.0169 | 119.1739 | 4.6965 | 2.25 | 0.09289 | 0.01839 | 116.3995 | 4.7695 | 2.21 | 0.09146 | 0.01799 | 112.4783 | 5.6628 | 1.88 | 0.07726 | 0.0152 | 111.2285 | 6.034 | 1.77 | 0.07258 | 0.0143 | 114.6932 | 5.9159 | 1.98 | 0.08019 | 0.01545 | 118.3992 | 6.0329 | 1.95 | 0.07869 | 0.01541 | 119.6862 | 6.342 | 1.85 | 0.0749 | 0.01461 | 112.2492 | 8.2187 | 1.57 | 0.06186 | 0.01182 | 110.1878 | 8.3167 | 1.56 | 0.06113 | 0.01164 | 110.3196 | 10.4734 | 1.46 | 0.05416 | 0.01029 | 112.9889 | 10.7335 | 1.42 | 0.05287 | 0.01006 | 108.6071 | 11.0036 | 1.39 | 0.05158 | 0.00975 | 110.3696 | 10.8935 | 1.5 | 0.05447 | 0.01024 | 113.5493 | 12.3141 | 1.44 | 0.05039 | 0.00995 | 111.1791 | 13.6446 | 1.31 | 0.04556 | 0.00916 | 106.9687 | 14.8452 | 1.29 | 0.04359 | 0.0088 | 109.1372 | 16.5054 | 1.23 | 0.04064 | 0.00807 | 106.5505 | 16.8159 | 1.22 | 0.04002 | 0.00821 | 124.3451 | 17.0957 | 1.5 | 0.05513 | 0.00943 | 113.6547 | 20.857 | 1.26 | 0.0456 | 0.00794 | 114.2323 | 21.1172 | 1.25 | 0.04521 | 0.00804 | 120.2056 | 21.4674 | 1.36 | 0.05005 | 0.00838 | 119.6287 | 22.5576 | 1.31 | 0.04788 | 0.00808 | 118.5151 | 25.0989 | 1.3 | 0.04723 | 0.00792 | 116.9994 | 27.2494 | 1.19 | 0.04331 | 0.00708 | 115.5215 | 27.4395 | 1.18 | 0.04301 | 0.00704
128.9683 | 0.0034831 | 36.83 | 1.76 | 2.69 | 136.5442 | 0.0033511 | 81.59 | 3.63 | 4.35 | 124.3369 | 0.0035702 | 104.3 | 4.24 | 4.66 | 124.3369 | 0.014315 | 26.01 | 1.06 | 1.12 | 124.9063 | 0.014265 | 34.82 | 1.48 | 1.32 | 142.5314 | 0.029419 | 33.95 | 1.5 | 0.95763 | 129.8312 | 0.084308 | 15.33 | 0.63412 | 0.36453 | 127.1687 | 0.085519 | 16.27 | 0.65597 | 0.37071 | 116.6667 | 0.13164 | 10.55 | 0.42473 | 0.22949 | 114.2612 | 0.18506 | 8.58 | 0.32794 | 0.17085 | 113.3333 | 0.18606 | 9.06 | 0.33796 | 0.17483 | 112.5352 | 0.24438 | 7.32 | 0.26623 | 0.13608 | 117.654 | 0.23698 | 8.39 | 0.32332 | 0.15112 | 125.0069 | 0.22727 | 9.86 | 0.40357 | 0.17192 | 131.5928 | 0.27729 | 9 | 0.37351 | 0.15147 | 125.05 | 0.35291 | 7.07 | 0.29311 | 0.11622 | 130.9898 | 0.34191 | 8.03 | 0.33178 | 0.12857 | 125.0512 | 0.35292 | 7.77 | 0.32099 | 0.12218 | 125.0782 | 0.50606 | 5.93 | 0.24098 | 0.08897 | 120.4507 | 0.6445 | 5.1 | 0.20178 | 0.07103 | 125.1028 | 0.70012 | 5.03 | 0.19533 | 0.06914 | 120.7896 | 0.71713 | 4.9 | 0.19051 | 0.06657 | 117.2901 | 0.98381 | 3.88 | 0.14615 | 0.04974 | 114.387 | 1.1014 | 3.67 | 0.13547 | 0.04542 | 121.7335 | 1.0553 | 4.31 | 0.17093 | 0.05158 | 125.1112 | 1.1954 | 3.82 | 0.15112 | 0.04559 | 125.1189 | 1.1954 | 4.25 | 0.17128 | 0.04815 | 125.1157 | 1.4155 | 3.59 | 0.1447 | 0.04127 | 125.128 | 1.4155 | 3.95 | 0.1589 | 0.04336 | 125.1225 | 1.4155 | 4.3 | 0.17121 | 0.04536 | 125.1356 | 1.6945 | 3.61 | 0.14313 | 0.03811 | 120.1321 | 1.7426 | 3.51 | 0.1391 | 0.03653 | 127.5911 | 1.8346 | 3.62 | 0.14086 | 0.03696 | 125.142 | 2.0276 | 3.28 | 0.12746 | 0.03325 | 125.1453 | 2.3528 | 3.06 | 0.11607 | 0.03005 | 120.8251 | 2.8049 | 2.58 | 0.09748 | 0.02508 | 125.1408 | 2.7389 | 3.02 | 0.12441 | 0.02784 | 127.1254 | 2.8989 | 2.86 | 0.1177 | 0.02651 | 123.2134 | 2.961 | 2.8 | 0.11522 | 0.0257 | 125.1388 | 3.135 | 2.64 | 0.10882 | 0.02438 | 128.7093 | 3.077 | 3.03 | 0.12742 | 0.02665 | 128.7112 | 3.4771 | 2.69 | 0.11293 | 0.02379 | 139.0395 | 3.304 | 3.14 | 0.1316 | 0.0271 | 134.2823 | 3.8152 | 3.01 | 0.12353 | 0.02452 | 126.7138 | 4.1923 | 2.5 | 0.1038 | 0.02091 | 135.9434 | 4.0023 | 2.87 | 0.11781 | 0.0235 | 128.3368 | 4.4724 | 2.35 | 0.09754 | 0.01969 | 131.0913 | 4.4114 | 2.62 | 0.10713 | 0.02112 | 128.0395 | 4.4794 | 2.58 | 0.10548 | 0.02066 | 123.7262 | 5.3147 | 2.19 | 0.08905 | 0.01742 | 122.3514 | 5.6688 | 2.06 | 0.08362 | 0.01636 | 125.1199 | 5.5858 | 2.28 | 0.09064 | 0.01748 | 129.1628 | 5.6968 | 2.24 | 0.08894 | 0.01742 | 130.5668 | 5.9929 | 2.13 | 0.08464 | 0.01652 | 121.6033 | 7.8135 | 1.79 | 0.06889 | 0.01319 | 119.3701 | 7.9055 | 1.77 | 0.06808 | 0.01299 | 118.1996 | 10.0332 | 1.62 | 0.05911 | 0.01127 | 121.0595 | 10.2733 | 1.59 | 0.05772 | 0.01102 | 116.3648 | 10.5334 | 1.55 | 0.0563 | 0.01068 | 117.7276 | 10.4533 | 1.66 | 0.05903 | 0.01116 | 120.6461 | 11.8539 | 1.58 | 0.05425 | 0.01074 | 118.1277 | 13.1443 | 1.44 | 0.04904 | 0.00987 | 113.261 | 14.335 | 1.4 | 0.04666 | 0.00943 | 121.2636 | 15.4849 | 1.45 | 0.05071 | 0.00916 | 118.3894 | 15.7753 | 1.43 | 0.04988 | 0.0093 | 138.1612 | 16.0752 | 1.75 | 0.06615 | 0.01071 | 126.283 | 19.6364 | 1.47 | 0.05455 | 0.00894 | 126.9248 | 19.8865 | 1.46 | 0.05402 | 0.00903 | 132.2262 | 20.3368 | 1.56 | 0.05785 | 0.00933 | 131.5915 | 21.3969 | 1.5 | 0.05525 | 0.00898 | 129.2892 | 23.9182 | 1.47 | 0.05332 | 0.0087 | 127.6357 | 25.9487 | 1.35 | 0.04894 | 0.00778 | 126.0234 | 26.1388 | 1.34 | 0.0486 | 0.00773
138.8889 | 0.003313 | 41.82 | 1.96 | 3.03 | 148.9573 | 0.003163 | 94.65 | 4.15 | 5 | 132.626 | 0.0034172 | 116.49 | 4.63 | 5.18 | 132.626 | 0.013694 | 29.05 | 1.15 | 1.24 | 137.397 | 0.013374 | 40.99 | 1.74 | 1.54 | 156.7845 | 0.027629 | 39.94 | 1.73 | 1.12 | 139.8182 | 0.080176 | 17.41 | 0.70223 | 0.41131 | 136.2522 | 0.081587 | 18.31 | 0.72008 | 0.41486 | 125 | 0.12554 | 11.88 | 0.46642 | 0.25688 | 121.4026 | 0.17746 | 9.52 | 0.35534 | 0.18865 | 120 | 0.17886 | 10 | 0.36426 | 0.19196 | 125.0391 | 0.22717 | 8.77 | 0.3378 | 0.16161 | 132.3607 | 0.21857 | 10.27 | 0.42032 | 0.18308 | 138.8966 | 0.21147 | 11.81 | 0.49058 | 0.20404 | 144.7521 | 0.25998 | 10.59 | 0.43755 | 0.17675 | 137.555 | 0.33071 | 8.32 | 0.34348 | 0.13564 | 142.898 | 0.3224 | 9.32 | 0.37957 | 0.14801 | 136.4194 | 0.33261 | 9.02 | 0.36734 | 0.14069 | 135.5014 | 0.47915 | 6.8 | 0.27117 | 0.10122 | 129.7161 | 0.61309 | 5.78 | 0.22404 | 0.07985 | 134.0387 | 0.66791 | 5.65 | 0.21489 | 0.07719 | 129.4174 | 0.68402 | 5.51 | 0.20961 | 0.07433 | 125.1095 | 0.94189 | 4.32 | 0.15939 | 0.05503 | 128.6854 | 1.0163 | 4.48 | 0.17775 | 0.05471 | 135.2594 | 0.98221 | 5.15 | 0.20863 | 0.06093 | 139.0125 | 1.1133 | 4.56 | 0.18435 | 0.05379 | 137.6307 | 1.1203 | 4.98 | 0.20104 | 0.05592 | 137.6273 | 1.3274 | 4.21 | 0.16982 | 0.04792 | 136.5032 | 1.3344 | 4.57 | 0.18196 | 0.0497 | 135.5494 | 1.3404 | 4.92 | 0.19272 | 0.05143 | 135.5635 | 1.6055 | 4.12 | 0.16107 | 0.04317 | 130.1432 | 1.6505 | 4.01 | 0.15656 | 0.04138 | 137.4058 | 1.7455 | 4.09 | 0.15647 | 0.04147 | 134.7683 | 1.9286 | 3.71 | 0.14158 | 0.03728 | 143.0232 | 2.1517 | 3.82 | 0.15852 | 0.03688 | 138.0858 | 2.5648 | 3.22 | 0.13306 | 0.03069 | 140.7834 | 2.5318 | 3.67 | 0.15487 | 0.03327 | 143.016 | 2.6808 | 3.47 | 0.14645 | 0.03167 | 138.6151 | 2.7369 | 3.4 | 0.14338 | 0.03071 | 140.7812 | 2.8989 | 3.21 | 0.13541 | 0.02912 | 143.0104 | 2.8689 | 3.6 | 0.1514 | 0.03125 | 143.0124 | 3.243 | 3.2 | 0.13411 | 0.02785 | 152.9435 | 3.105 | 3.68 | 0.1519 | 0.03127 | 146.4897 | 3.6031 | 3.47 | 0.13984 | 0.02791 | 139.3852 | 3.9362 | 2.92 | 0.1198 | 0.02407 | 148.3019 | 3.7812 | 3.31 | 0.13335 | 0.02674 | 141.1704 | 4.2043 | 2.75 | 0.11249 | 0.02264 | 143.0087 | 4.1693 | 3.02 | 0.12119 | 0.02399 | 139.6794 | 4.2333 | 2.98 | 0.11933 | 0.02346 | 134.974 | 5.0196 | 2.52 | 0.10071 | 0.01975 | 133.4742 | 5.3537 | 2.37 | 0.09454 | 0.01853 | 135.5466 | 5.3006 | 2.59 | 0.10104 | 0.0196 | 139.9264 | 5.4077 | 2.55 | 0.09913 | 0.01954 | 141.4473 | 5.6907 | 2.42 | 0.09431 | 0.01853 | 130.9574 | 7.4583 | 2.01 | 0.07588 | 0.01462 | 128.5524 | 7.5454 | 1.99 | 0.075 | 0.01439 | 126.0796 | 9.636 | 1.8 | 0.06407 | 0.01229 | 129.1301 | 9.8691 | 1.76 | 0.06256 | 0.01202 | 124.1224 | 10.1132 | 1.72 | 0.06102 | 0.01164 | 125.0855 | 10.0632 | 1.83 | 0.06361 | 0.0121 | 127.7429 | 11.4537 | 1.73 | 0.05813 | 0.01156 | 125.0764 | 12.6941 | 1.57 | 0.05253 | 0.0106 | 125.8455 | 13.4445 | 1.65 | 0.05828 | 0.01076 | 136.4215 | 14.4244 | 1.73 | 0.06493 | 0.01062 | 133.1881 | 14.7048 | 1.71 | 0.0638 | 0.01075 | 151.9774 | 15.2048 | 2.03 | 0.07667 | 0.01205 | 138.9113 | 18.5959 | 1.69 | 0.0631 | 0.00999 | 139.6173 | 18.846 | 1.68 | 0.06244 | 0.01007 | 144.2467 | 19.3662 | 1.78 | 0.06541 | 0.01033 | 143.5544 | 20.3964 | 1.71 | 0.0624 | 0.00991 | 140.0633 | 22.8877 | 1.65 | 0.05927 | 0.00951 | 138.272 | 24.8081 | 1.51 | 0.05446 | 0.00851 | 136.5254 | 24.9882 | 1.51 | 0.05408 | 0.00845
148.8095 | 0.0031649 | 47.04 | 2.16 | 3.39 | 161.3704 | 0.0030019 | 108.45 | 4.67 | 5.69 | 149.2042 | 0.00316 | 142.41 | 6.01 | 6.26 | 149.2042 | 0.012664 | 35.52 | 1.5 | 1.5 | 149.8876 | 0.012624 | 47.55 | 1.99 | 1.77 | 171.0376 | 0.026118 | 46.3 | 1.96 | 1.28 | 149.8053 | 0.076565 | 19.59 | 0.77049 | 0.46005 | 145.3356 | 0.078126 | 20.45 | 0.78445 | 0.46073 | 133.3333 | 0.12014 | 13.27 | 0.5083 | 0.28538 | 128.5439 | 0.17056 | 10.5 | 0.38291 | 0.20709 | 133.3333 | 0.16635 | 11.98 | 0.46196 | 0.22796 | 140.669 | 0.20977 | 10.72 | 0.4388 | 0.19571 | 147.0675 | 0.20356 | 12.3 | 0.51067 | 0.21719 | 152.7863 | 0.19846 | 13.9 | 0.57437 | 0.23806 | 157.9114 | 0.24538 | 12.28 | 0.50025 | 0.20339 | 150.06 | 0.312 | 9.65 | 0.39282 | 0.15611 | 154.8061 | 0.3056 | 10.68 | 0.42681 | 0.1684 | 147.7877 | 0.3152 | 10.34 | 0.41318 | 0.16011 | 145.9245 | 0.45594 | 7.72 | 0.30119 | 0.11404 | 138.9815 | 0.58548 | 6.5 | 0.24626 | 0.08905 | 142.9746 | 0.6395 | 6.31 | 0.23447 | 0.08557 | 138.0453 | 0.6548 | 6.15 | 0.22874 | 0.0824 | 140.7482 | 0.87076 | 5.26 | 0.20852 | 0.06619 | 142.9838 | 0.94629 | 5.35 | 0.21686 | 0.06464 | 148.7854 | 0.92158 | 6.05 | 0.2448 | 0.07085 | 152.9137 | 1.0443 | 5.35 | 0.21623 | 0.06247 | 150.1426 | 1.0573 | 5.77 | 0.23011 | 0.06411 | 150.1389 | 1.2524 | 4.87 | 0.19436 | 0.05494 | 147.8785 | 1.2654 | 5.23 | 0.20472 | 0.05636 | 145.9763 | 1.2764 | 5.58 | 0.21407 | 0.05777 | 145.9915 | 1.5285 | 4.67 | 0.1789 | 0.04847 | 140.1542 | 1.5705 | 4.54 | 0.17392 | 0.04645 | 157.0352 | 1.5985 | 5.12 | 0.21364 | 0.05104 | 154.0209 | 1.7655 | 4.64 | 0.19331 | 0.04584 | 160.901 | 1.9926 | 4.64 | 0.19724 | 0.04422 | 155.3465 | 2.3737 | 3.91 | 0.16553 | 0.03672 | 156.426 | 2.3637 | 4.36 | 0.18399 | 0.03906 | 158.9067 | 2.5028 | 4.13 | 0.17392 | 0.03718 | 154.0168 | 2.5538 | 4.05 | 0.17031 | 0.03603 | 156.4235 | 2.7068 | 3.82 | 0.16081 | 0.03416 | 157.3114 | 2.6968 | 4.22 | 0.1748 | 0.03611 | 157.3137 | 3.0489 | 3.74 | 0.15479 | 0.03215 | 166.8474 | 2.9359 | 4.24 | 0.17192 | 0.03566 | 158.6972 | 3.422 | 3.96 | 0.15603 | 0.03146 | 152.0566 | 3.7201 | 3.36 | 0.13559 | 0.0274 | 160.6604 | 3.5911 | 3.77 | 0.14878 | 0.03014 | 154.0041 | 3.9762 | 3.16 | 0.12723 | 0.02574 | 154.9261 | 3.9612 | 3.44 | 0.13515 | 0.02699 | 151.3194 | 4.0202 | 3.39 | 0.13307 | 0.02639 | 146.2219 | 4.7655 | 2.87 | 0.1123 | 0.02219 | 144.5971 | 5.0835 | 2.7 | 0.10539 | 0.0208 | 145.9732 | 5.0525 | 2.92 | 0.11142 | 0.02181 | 150.6899 | 5.1566 | 2.87 | 0.10929 | 0.02174 | 152.3279 | 5.4266 | 2.73 | 0.10396 | 0.02062 | 140.3115 | 7.1382 | 2.25 | 0.08287 | 0.0161 | 137.7347 | 7.2232 | 2.22 | 0.0819 | 0.01584 | 133.9595 | 9.2809 | 1.98 | 0.06903 | 0.01334 | 137.2008 | 9.5049 | 1.93 | 0.0674 | 0.01306 | 131.8801 | 9.74 | 1.89 | 0.06575 | 0.01264 | 132.4435 | 9.715 | 2 | 0.06819 | 0.01307 | 141.9366 | 10.7334 | 2.03 | 0.07275 | 0.01327 | 138.9738 | 11.9138 | 1.85 | 0.06569 | 0.01212 | 141.5762 | 12.5241 | 1.98 | 0.07468 | 0.01251 | 151.5795 | 13.544 | 2.04 | 0.07807 | 0.01216 | 147.9868 | 13.8144 | 2.01 | 0.07667 | 0.01228 | 165.7935 | 14.4644 | 2.31 | 0.08688 | 0.01346 | 151.5396 | 17.7054 | 1.93 | 0.07139 | 0.01108 | 152.3098 | 17.9455 | 1.91 | 0.0706 | 0.01115 | 156.2673 | 18.5158 | 2 | 0.07282 | 0.01137 | 155.5173 | 19.526 | 1.92 | 0.0694 | 0.01088 | 150.8374 | 21.9772 | 1.85 | 0.06514 | 0.01035 | 148.9083 | 23.8076 | 1.69 | 0.05989 | 0.00927 | 147.0273 | 23.9777 | 1.68 | 0.05948 | 0.0092
158.7302 | 0.0030339 | 52.5 | 2.36 | 3.76 | 173.7835 | 0.0028629 | 122.95 | 5.19 | 6.4 | 165.7825 | 0.0029499 | 170.31 | 7.3 | 7.42 | 165.7825 | 0.011824 | 42.48 | 1.82 | 1.78 | 162.3782 | 0.011984 | 54.49 | 2.24 | 2.01 | 185.2908 | 0.024827 | 53 | 2.19 | 1.46 | 159.7923 | 0.073373 | 21.87 | 0.83894 | 0.51064 | 154.4191 | 0.075034 | 22.69 | 0.84908 | 0.50826 | 141.6667 | 0.11534 | 14.72 | 0.5504 | 0.31493 | 142.8265 | 0.15875 | 12.58 | 0.48514 | 0.24582 | 150 | 0.15365 | 14.65 | 0.59972 | 0.27601 | 156.2988 | 0.19556 | 12.83 | 0.53277 | 0.23206 | 161.7742 | 0.19116 | 14.46 | 0.59758 | 0.25329 | 166.6759 | 0.18746 | 16.11 | 0.65631 | 0.27385 | 171.0706 | 0.23287 | 14.07 | 0.56213 | 0.23128 | 162.565 | 0.29599 | 11.05 | 0.44156 | 0.17756 | 166.7143 | 0.29119 | 12.11 | 0.47372 | 0.18969 | 159.156 | 0.30009 | 11.73 | 0.45873 | 0.1804 | 156.3477 | 0.43553 | 8.67 | 0.33113 | 0.12738 | 148.247 | 0.56107 | 7.24 | 0.26847 | 0.09859 | 160.8464 | 0.59158 | 7.7 | 0.30691 | 0.10324 | 155.3009 | 0.60538 | 7.51 | 0.29959 | 0.09943 | 156.3868 | 0.81294 | 6.28 | 0.25386 | 0.07807 | 157.2822 | 0.88837 | 6.28 | 0.25435 | 0.07515 | 162.3113 | 0.87036 | 7 | 0.28009 | 0.08129 | 166.8149 | 0.98698 | 6.2 | 0.24731 | 0.07161 | 162.6545 | 1.0033 | 6.6 | 0.25876 | 0.07269 | 162.6505 | 1.1884 | 5.57 | 0.21855 | 0.06229 | 159.2538 | 1.2054 | 5.92 | 0.22731 | 0.06331 | 166.83 | 1.1694 | 6.98 | 0.29223 | 0.07123 | 166.8474 | 1.4004 | 5.84 | 0.24411 | 0.0597 | 160.1762 | 1.4374 | 5.68 | 0.23747 | 0.05721 | 176.6646 | 1.4814 | 6.23 | 0.26568 | 0.0613 | 173.2735 | 1.6365 | 5.64 | 0.24042 | 0.05502 | 178.7789 | 1.8625 | 5.53 | 0.23415 | 0.05201 | 172.6072 | 2.2187 | 4.66 | 0.1965 | 0.04313 | 172.0686 | 2.2237 | 5.11 | 0.21235 | 0.04518 | 174.7974 | 2.3557 | 4.83 | 0.20067 | 0.04298 | 169.4184 | 2.4027 | 4.74 | 0.19656 | 0.04166 | 172.0659 | 2.5458 | 4.47 | 0.18556 | 0.03949 | 171.6124 | 2.5508 | 4.87 | 0.19785 | 0.04121 | 171.6149 | 2.8839 | 4.32 | 0.17516 | 0.03666 | 180.7514 | 2.7918 | 4.84 | 0.19175 | 0.04024 | 170.9047 | 3.265 | 4.47 | 0.17215 | 0.03515 | 164.7279 | 3.5341 | 3.84 | 0.15126 | 0.03088 | 173.0189 | 3.426 | 4.26 | 0.16413 | 0.03367 | 166.8378 | 3.7801 | 3.61 | 0.14184 | 0.02897 | 166.8434 | 3.7801 | 3.88 | 0.14903 | 0.03012 | 162.9593 | 3.8361 | 3.83 | 0.14676 | 0.02945 | 157.4697 | 4.5444 | 3.24 | 0.12385 | 0.02474 | 155.7199 | 4.8474 | 3.04 | 0.11621 | 0.02316 | 156.3999 | 4.8344 | 3.27 | 0.12179 | 0.02412 | 161.4535 | 4.9355 | 3.21 | 0.11944 | 0.02403 | 163.2085 | 5.1955 | 3.05 | 0.11359 | 0.02279 | 149.6656 | 6.8511 | 2.49 | 0.08986 | 0.01764 | 146.917 | 6.9321 | 2.46 | 0.08881 | 0.01735 | 141.8395 | 8.9607 | 2.17 | 0.074 | 0.01442 | 145.2714 | 9.1758 | 2.12 | 0.07225 | 0.01413 | 139.6377 | 9.4019 | 2.07 | 0.07048 | 0.01366 | 147.1595 | 9.1037 | 2.37 | 0.08549 | 0.01511 | 159.6787 | 10.003 | 2.45 | 0.09334 | 0.01553 | 156.3455 | 11.0934 | 2.22 | 0.08422 | 0.01415 | 157.3069 | 11.7637 | 2.33 | 0.08983 | 0.01437 | 166.7374 | 12.8137 | 2.36 | 0.09062 | 0.01377 | 162.7855 | 13.064 | 2.33 | 0.08896 | 0.0139 | 179.6096 | 13.8241 | 2.62 | 0.09688 | 0.01491 | 164.1679 | 16.9251 | 2.18 | 0.07951 | 0.01222 | 165.0023 | 17.1652 | 2.16 | 0.07859 | 0.01227 | 168.2878 | 17.7754 | 2.24 | 0.08012 | 0.01244 | 167.4801 | 18.7556 | 2.15 | 0.07628 | 0.01189 | 161.6115 | 21.1767 | 2.04 | 0.07094 | 0.01122 | 159.5446 | 22.9171 | 1.87 | 0.06527 | 0.01005 | 157.5293 | 23.0772 | 1.86 | 0.06482 | 0.00997
168.6508 | 0.0029178 | 58.19 | 2.56 | 4.15 | 186.1966 | 0.0027408 | 138.13 | 5.71 | 7.15 | 182.3607 | 0.0027769 | 200.08 | 8.54 | 8.63 | 182.3607 | 0.011123 | 49.91 | 2.13 | 2.07 | 174.8688 | 0.011423 | 61.77 | 2.49 | 2.27 | 199.5439 | 0.023707 | 60.04 | 2.42 | 1.64 | 169.7793 | 0.070532 | 24.24 | 0.9076 | 0.563 | 163.5026 | 0.072283 | 25.01 | 0.91397 | 0.55737 | 150 | 0.11094 | 16.23 | 0.5927 | 0.3455 | 160.6799 | 0.14685 | 15.38 | 0.62913 | 0.29743 | 166.6667 | 0.14334 | 17.53 | 0.72778 | 0.32716 | 171.9287 | 0.18376 | 15.09 | 0.62309 | 0.27048 | 176.481 | 0.18075 | 16.76 | 0.68249 | 0.29123 | 180.5656 | 0.17805 | 18.45 | 0.7371 | 0.31129 | 184.2299 | 0.22207 | 15.95 | 0.62349 | 0.26036 | 175.07 | 0.28208 | 12.53 | 0.48992 | 0.19994 | 178.6225 | 0.27848 | 13.62 | 0.52042 | 0.21182 | 170.5243 | 0.28689 | 13.19 | 0.50411 | 0.20151 | 166.7709 | 0.41753 | 9.68 | 0.36104 | 0.14123 | 166.7779 | 0.51985 | 8.82 | 0.35062 | 0.11868 | 178.7182 | 0.55266 | 9.19 | 0.37367 | 0.12202 | 172.5566 | 0.56527 | 8.97 | 0.3649 | 0.11755 | 172.0255 | 0.76482 | 7.36 | 0.29721 | 0.0906 | 171.5805 | 0.83965 | 7.27 | 0.29089 | 0.08621 | 175.8373 | 0.82654 | 8.01 | 0.31484 | 0.09222 | 180.7162 | 0.93766 | 7.09 | 0.2779 | 0.08117 | 175.1664 | 0.95647 | 7.47 | 0.28715 | 0.08164 | 175.162 | 1.1333 | 6.31 | 0.24252 | 0.06996 | 182.0043 | 1.1063 | 7.4 | 0.3098 | 0.07803 | 187.6838 | 1.0843 | 8.5 | 0.36327 | 0.08564 | 187.7033 | 1.2994 | 7.11 | 0.30339 | 0.07172 | 180.1982 | 1.3334 | 6.92 | 0.29529 | 0.06875 | 196.294 | 1.3864 | 7.42 | 0.31519 | 0.07217 | 192.5261 | 1.5314 | 6.72 | 0.28526 | 0.06476 | 196.6568 | 1.7555 | 6.48 | 0.27002 | 0.06022 | 189.868 | 2.0896 | 5.45 | 0.22662 | 0.04988 | 187.7112 | 2.1046 | 5.9 | 0.24026 | 0.05159 | 190.6881 | 2.2306 | 5.58 | 0.22698 | 0.04907 | 184.8201 | 2.2747 | 5.47 | 0.22238 | 0.04756 | 187.7082 | 2.4107 | 5.16 | 0.20991 | 0.04508 | 185.9135 | 2.4257 | 5.56 | 0.22068 | 0.04655 | 185.9161 | 2.7428 | 4.93 | 0.19533 | 0.04138 | 194.6553 | 2.6668 | 5.47 | 0.21146 | 0.04501 | 183.1122 | 3.1269 | 5 | 0.18823 | 0.03899 | 177.3993 | 3.373 | 4.33 | 0.16685 | 0.0345 | 185.3774 | 3.282 | 4.77 | 0.17944 | 0.03734 | 179.6715 | 3.61 | 4.07 | 0.15637 | 0.03234 | 178.7608 | 3.621 | 4.34 | 0.16288 | 0.03337 | 174.5993 | 3.6741 | 4.28 | 0.16041 | 0.03262 | 168.7175 | 4.3503 | 3.62 | 0.13538 | 0.02739 | 166.8428 | 4.6404 | 3.4 | 0.12701 | 0.02562 | 166.8265 | 4.6414 | 3.63 | 0.13217 | 0.0265 | 172.2171 | 4.7394 | 3.56 | 0.12959 | 0.0264 | 174.089 | 4.9904 | 3.39 | 0.12322 | 0.02503 | 159.0197 | 6.5939 | 2.75 | 0.09687 | 0.01923 | 156.0994 | 6.671 | 2.71 | 0.09574 | 0.01891 | 157.5994 | 8.3965 | 2.56 | 0.09275 | 0.01669 | 161.4127 | 8.6055 | 2.5 | 0.09055 | 0.01635 | 155.153 | 8.8156 | 2.44 | 0.08835 | 0.01581 | 165.5544 | 8.4735 | 2.85 | 0.10986 | 0.0178 | 177.4207 | 9.3947 | 2.89 | 0.11234 | 0.01793 | 173.7173 | 10.4331 | 2.62 | 0.10133 | 0.01629 | 173.0376 | 11.1234 | 2.71 | 0.10429 | 0.01632 | 181.8953 | 12.1834 | 2.7 | 0.10278 | 0.01546 | 177.5841 | 12.4237 | 2.66 | 0.10087 | 0.01558 | 193.4257 | 13.2638 | 2.93 | 0.10672 | 0.01642 | 176.7962 | 16.2447 | 2.43 | 0.08751 | 0.0134 | 177.6947 | 16.4748 | 2.41 | 0.08646 | 0.01344 | 180.3084 | 17.1151 | 2.48 | 0.08733 | 0.01355 | 179.443 | 18.0653 | 2.38 | 0.08309 | 0.01292 | 172.3856 | 20.4464 | 2.25 | 0.07669 | 0.01212 | 170.1809 | 22.1167 | 2.06 | 0.07061 | 0.01086 | 168.0312 | 22.2668 | 2.05 | 0.07011 | 0.01077
178.5714 | 0.0028138 | 64.1 | 2.77 | 4.54 | 198.6097 | 0.0026338 | 153.96 | 6.23 | 7.92 | 198.939 | 0.0026308 | 231.6 | 9.75 | 9.9 | 198.939 | 0.010543 | 57.78 | 2.43 | 2.38 | 199.8501 | 0.010513 | 77.34 | 3.37 | 2.8 | 213.797 | 0.022737 | 67.4 | 2.65 | 1.83 | 179.7663 | 0.067991 | 26.71 | 0.97646 | 0.61702 | 181.6695 | 0.067541 | 29.9 | 1.15 | 0.66006 | 166.6667 | 0.10353 | 19.42 | 0.74893 | 0.40952 | 178.5332 | 0.13714 | 18.39 | 0.76283 | 0.35229 | 183.3333 | 0.13484 | 20.6 | 0.85072 | 0.38117 | 187.5586 | 0.17385 | 17.48 | 0.71122 | 0.31081 | 191.1877 | 0.17175 | 19.19 | 0.76613 | 0.33087 | 194.4552 | 0.16995 | 20.91 | 0.81712 | 0.35026 | 197.3892 | 0.21266 | 17.91 | 0.68448 | 0.29053 | 187.575 | 0.26998 | 14.08 | 0.53803 | 0.22319 | 190.5306 | 0.26738 | 15.18 | 0.56699 | 0.23474 | 181.8926 | 0.27528 | 14.71 | 0.54939 | 0.22339 | 187.6173 | 0.38721 | 11.8 | 0.47139 | 0.17035 | 185.3087 | 0.48634 | 10.52 | 0.42622 | 0.13998 | 196.5901 | 0.52055 | 10.78 | 0.4374 | 0.14181 | 189.8123 | 0.53205 | 10.53 | 0.4273 | 0.13666 | 187.6642 | 0.7243 | 8.51 | 0.33936 | 0.10374 | 185.8789 | 0.79793 | 8.32 | 0.32684 | 0.09777 | 189.3632 | 0.78873 | 9.07 | 0.34922 | 0.1036 | 194.6174 | 0.89505 | 8.02 | 0.30815 | 0.09113 | 200.1902 | 0.87954 | 9.34 | 0.39068 | 0.10057 | 200.1852 | 1.0423 | 7.88 | 0.3299 | 0.08616 | 204.7549 | 1.0273 | 9 | 0.38465 | 0.09375 | 208.5375 | 1.0163 | 10.12 | 0.43078 | 0.10089 | 208.5593 | 1.2173 | 8.47 | 0.35972 | 0.08445 | 200.2202 | 1.2484 | 8.24 | 0.35029 | 0.08097 | 215.9234 | 1.3084 | 8.69 | 0.36321 | 0.08361 | 211.7787 | 1.4444 | 7.87 | 0.32877 | 0.07501 | 214.5347 | 1.6645 | 7.48 | 0.30521 | 0.06881 | 207.1287 | 1.9816 | 6.29 | 0.25619 | 0.05696 | 203.3538 | 2.0036 | 6.73 | 0.26785 | 0.05829 | 206.5787 | 2.1236 | 6.36 | 0.25299 | 0.05543 | 200.2218 | 2.1646 | 6.24 | 0.24792 | 0.05372 | 203.3506 | 2.2956 | 5.89 | 0.23398 | 0.05091 | 200.2145 | 2.3177 | 6.28 | 0.24336 | 0.0521 | 200.2174 | 2.6207 | 5.57 | 0.21536 | 0.04628 | 208.5593 | 2.5567 | 6.12 | 0.23107 | 0.04995 | 195.3197 | 3.0049 | 5.56 | 0.20427 | 0.04296 | 190.0707 | 3.2319 | 4.85 | 0.18238 | 0.03826 | 197.7359 | 3.1549 | 5.3 | 0.19471 | 0.04113 | 192.5051 | 3.461 | 4.55 | 0.17083 | 0.03584 | 190.6782 | 3.481 | 4.83 | 0.1767 | 0.03673 | 186.2392 | 3.531 | 4.76 | 0.17404 | 0.0359 | 179.9654 | 4.1792 | 4.02 | 0.1469 | 0.03013 | 177.9656 | 4.4573 | 3.78 | 0.1378 | 0.02817 | 177.2532 | 4.4693 | 4.01 | 0.14254 | 0.02897 | 182.9806 | 4.5653 | 3.93 | 0.13974 | 0.02884 | 184.9696 | 4.8074 | 3.74 | 0.13285 | 0.02735 | 168.3738 | 6.3638 | 3.01 | 0.10389 | 0.02087 | 165.2817 | 6.4369 | 2.98 | 0.10267 | 0.02052 | 177.2994 | 7.8102 | 3.09 | 0.11918 | 0.01969 | 181.5893 | 8.0143 | 3.01 | 0.1163 | 0.0193 | 174.5471 | 8.2063 | 2.95 | 0.11351 | 0.01864 | 183.9493 | 7.9522 | 3.38 | 0.13237 | 0.02065 | 195.1628 | 8.8785 | 3.36 | 0.13049 | 0.02045 | 191.089 | 9.8618 | 3.04 | 0.11764 | 0.01853 | 188.7683 | 10.5831 | 3.1 | 0.11831 | 0.01836 | 197.0533 | 11.6432 | 3.06 | 0.11469 | 0.01722 | 192.3828 | 11.8735 | 3.01 | 0.11254 | 0.01733 | 207.2419 | 12.7636 | 3.26 | 0.11645 | 0.01798 | 189.4246 | 15.6444 | 2.7 | 0.09541 | 0.01461 | 190.3872 | 15.8645 | 2.68 | 0.09424 | 0.01464 | 192.329 | 16.5248 | 2.74 | 0.09447 | 0.01469 | 191.4059 | 17.455 | 2.62 | 0.08982 | 0.01398 | 193.9338 | 19.2057 | 2.68 | 0.09806 | 0.01398 | 191.4535 | 20.746 | 2.46 | 0.09045 | 0.01254 | 189.0351 | 20.8861 | 2.45 | 0.08982 | 0.01243
198.4127 | 0.0026347 | 76.54 | 3.42 | 5.37 | 223.4359 | 0.0024527 | 187.44 | 8 | 9.52 | 215.5172 | 0.0025057 | 264.78 | 10.95 | 11.23 | 215.5172 | 0.010043 | 66.07 | 2.73 | 2.7 | 224.8314 | 0.0097898 | 94.16 | 4.17 | 3.37 | 228.0502 | 0.021876 | 75.05 | 2.87 | 2.02 | 199.7403 | 0.063639 | 31.9 | 1.23 | 0.7298 | 204.3782 | 0.062749 | 36.46 | 1.49 | 0.79607 | 187.5 | 0.096049 | 23.7 | 0.96837 | 0.49451 | 196.3865 | 0.12914 | 21.6 | 0.89101 | 0.41013 | 200 | 0.12774 | 23.86 | 0.97058 | 0.43779 | 203.1885 | 0.16545 | 20 | 0.79795 | 0.3529 | 205.8945 | 0.16405 | 21.73 | 0.8489 | 0.37209 | 208.3449 | 0.16285 | 23.47 | 0.89659 | 0.39066 | 210.5485 | 0.20436 | 19.96 | 0.74522 | 0.32174 | 200.08 | 0.25927 | 15.7 | 0.58597 | 0.24725 | 214.347 | 0.24857 | 18.5 | 0.73833 | 0.28279 | 204.6292 | 0.25577 | 17.93 | 0.71617 | 0.2693 | 208.4636 | 0.3627 | 14.08 | 0.57278 | 0.20119 | 203.8396 | 0.45862 | 12.33 | 0.49829 | 0.16239 | 214.4619 | 0.49344 | 12.47 | 0.49927 | 0.16254 | 207.0679 | 0.50414 | 12.18 | 0.48793 | 0.15669 | 203.3029 | 0.68959 | 9.72 | 0.38074 | 0.11744 | 200.1773 | 0.76191 | 9.41 | 0.36238 | 0.1098 | 216.4151 | 0.7265 | 11.33 | 0.47439 | 0.12762 | 222.4199 | 0.82512 | 10.01 | 0.41825 | 0.11212 | 225.214 | 0.81892 | 11.35 | 0.4844 | 0.12071 | 225.2083 | 0.97036 | 9.58 | 0.40899 | 0.10342 | 227.5054 | 0.96456 | 10.72 | 0.45562 | 0.11036 | 229.3913 | 0.95986 | 11.86 | 0.49617 | 0.11692 | 229.4152 | 1.1503 | 9.91 | 0.41428 | 0.09782 | 220.2423 | 1.1783 | 9.65 | 0.4036 | 0.09383 | 235.5528 | 1.2423 | 10.03 | 0.41025 | 0.09555 | 231.0314 | 1.3714 | 9.09 | 0.3714 | 0.08572 | 232.4126 | 1.5874 | 8.53 | 0.33993 | 0.07776 | 224.3894 | 1.8885 | 7.17 | 0.28538 | 0.06433 | 218.9964 | 1.9165 | 7.61 | 0.29522 | 0.06525 | 222.4694 | 2.0316 | 7.19 | 0.27878 | 0.06202 | 215.6235 | 2.0696 | 7.05 | 0.27326 | 0.06012 | 218.9929 | 2.1956 | 6.65 | 0.25786 | 0.05697 | 214.5156 | 2.2226 | 7.03 | 0.26592 | 0.05785 | 214.5186 | 2.5137 | 6.23 | 0.23529 | 0.05136 | 222.4632 | 2.4607 | 6.8 | 0.2506 | 0.05505 | 207.5271 | 2.8968 | 6.14 | 0.22028 | 0.04705 | 202.7421 | 3.1069 | 5.39 | 0.19788 | 0.04215 | 210.0944 | 3.0409 | 5.85 | 0.20995 | 0.04505 | 205.3388 | 3.3289 | 5.06 | 0.18526 | 0.03944 | 202.5956 | 3.3559 | 5.33 | 0.19049 | 0.04019 | 197.8792 | 3.404 | 5.25 | 0.18765 | 0.03929 | 191.2132 | 4.0261 | 4.44 | 0.15842 | 0.03296 | 189.0885 | 4.2942 | 4.17 | 0.14859 | 0.03079 | 187.6799 | 4.3142 | 4.4 | 0.15293 | 0.03151 | 193.7442 | 4.4092 | 4.31 | 0.14989 | 0.03136 | 195.8502 | 4.6433 | 4.1 | 0.14248 | 0.02974 | 187.082 | 5.9657 | 3.56 | 0.13036 | 0.02429 | 183.6463 | 6.0327 | 3.52 | 0.12885 | 0.02388 | 196.9993 | 7.332 | 3.65 | 0.1436 | 0.02285 | 201.7659 | 7.5301 | 3.57 | 0.14005 | 0.02241 | 193.9413 | 7.7071 | 3.48 | 0.13672 | 0.02164 | 202.3443 | 7.5181 | 3.93 | 0.15384 | 0.02363 | 212.9049 | 8.4413 | 3.85 | 0.14809 | 0.02307 | 208.4607 | 9.3766 | 3.48 | 0.13347 | 0.02088 | 204.499 | 10.1029 | 3.51 | 0.13203 | 0.02047 | 212.2112 | 11.163 | 3.44 | 0.12642 | 0.01904 | 207.1815 | 11.3932 | 3.38 | 0.12402 | 0.01914 | 221.058 | 12.3334 | 3.6 | 0.12607 | 0.01958 | 202.0529 | 15.1042 | 2.98 | 0.10324 | 0.01586 | 203.0797 | 15.3243 | 2.95 | 0.10195 | 0.01588 | 216.3701 | 15.5243 | 3.27 | 0.12101 | 0.01706 | 215.3316 | 16.4145 | 3.12 | 0.11483 | 0.01619 | 215.4819 | 18.1752 | 3.14 | 0.11755 | 0.01592 | 212.7261 | 19.6155 | 2.89 | 0.10856 | 0.01431 | 210.039 | 19.7456 | 2.87 | 0.10781 | 0.01418
223.2143 | 0.0024547 | 93.19 | 4.32 | 6.47 | 248.2622 | 0.0023066 | 223.2 | 9.64 | 11.21 | 232.0955 | 0.0023987 | 299.53 | 12.13 | 12.6 | 232.0955 | 0.0096086 | 74.74 | 3.03 | 3.03 | 249.8126 | 0.0092085 | 112.12 | 4.92 | 3.97 | 242.3033 | 0.021116 | 83 | 3.1 | 2.22 | 224.7079 | 0.059247 | 38.86 | 1.58 | 0.8788 | 227.0869 | 0.058877 | 43.48 | 1.8 | 0.93972 | 208.3333 | 0.089976 | 28.3 | 1.17 | 0.5845 | 214.2398 | 0.12243 | 25 | 1.02 | 0.47067 | 216.6667 | 0.12163 | 27.29 | 1.09 | 0.49681 | 218.8184 | 0.15814 | 22.64 | 0.88368 | 0.39662 | 220.6012 | 0.15734 | 24.39 | 0.93102 | 0.41478 | 222.2346 | 0.15664 | 26.15 | 0.97565 | 0.4324 | 236.867 | 0.19045 | 24.3 | 0.9682 | 0.387 | 225.09 | 0.24137 | 19.11 | 0.76217 | 0.29763 | 238.1633 | 0.23346 | 22.05 | 0.8953 | 0.33349 | 227.3657 | 0.23997 | 21.38 | 0.86911 | 0.31781 | 229.31 | 0.34249 | 16.51 | 0.66926 | 0.23358 | 222.3705 | 0.43531 | 14.25 | 0.56816 | 0.18581 | 232.3337 | 0.47033 | 14.24 | 0.55988 | 0.18413 | 224.3236 | 0.48023 | 13.92 | 0.54736 | 0.17756 | 218.9416 | 0.65967 | 10.99 | 0.42155 | 0.13166 | 228.7741 | 0.70279 | 11.75 | 0.49158 | 0.13516 | 243.467 | 0.67758 | 13.76 | 0.58747 | 0.15313 | 250.2224 | 0.77 | 12.15 | 0.51764 | 0.1344 | 250.2377 | 0.77 | 13.5 | 0.57305 | 0.14194 | 250.2315 | 0.91244 | 11.4 | 0.48381 | 0.1216 | 250.2559 | 0.91244 | 12.54 | 0.52422 | 0.12776 | 250.245 | 0.91244 | 13.68 | 0.56013 | 0.13363 | 250.2711 | 1.0933 | 11.43 | 0.46765 | 0.11176 | 240.2643 | 1.1193 | 11.14 | 0.4558 | 0.10724 | 255.1822 | 1.1863 | 11.44 | 0.45655 | 0.10796 | 250.284 | 1.3093 | 10.36 | 0.41339 | 0.09685 | 250.2905 | 1.5204 | 9.63 | 0.37427 | 0.08702 | 241.6501 | 1.8085 | 8.1 | 0.31428 | 0.07197 | 234.639 | 1.8395 | 8.52 | 0.3224 | 0.07244 | 238.3601 | 1.9515 | 8.05 | 0.30439 | 0.06884 | 231.0251 | 1.9875 | 7.89 | 0.29843 | 0.06674 | 234.6353 | 2.1076 | 7.45 | 0.28157 | 0.06323 | 228.8166 | 2.1396 | 7.82 | 0.28838 | 0.06378 | 228.8199 | 2.4197 | 6.93 | 0.25513 | 0.0566 | 236.3672 | 2.3746 | 7.51 | 0.27007 | 0.06031 | 219.7346 | 2.7998 | 6.74 | 0.23628 | 0.05126 | 215.4135 | 2.9958 | 5.95 | 0.21334 | 0.04616 | 222.4529 | 2.9398 | 6.43 | 0.22518 | 0.04907 | 218.1725 | 3.2119 | 5.58 | 0.19964 | 0.04316 | 214.513 | 3.2439 | 5.84 | 0.20426 | 0.04375 | 209.5192 | 3.2889 | 5.76 | 0.20124 | 0.04277 | 202.461 | 3.8891 | 4.87 | 0.16992 | 0.03587 | 200.2113 | 4.1482 | 4.58 | 0.15937 | 0.0335 | 208.5332 | 4.0491 | 5.21 | 0.192 | 0.0368 | 215.2713 | 4.1401 | 5.11 | 0.18806 | 0.03661 | 217.6113 | 4.3612 | 4.86 | 0.17868 | 0.03471 | 210.4672 | 5.5605 | 4.31 | 0.16754 | 0.0288 | 206.6021 | 5.6215 | 4.26 | 0.16564 | 0.02831 | 216.6992 | 6.9339 | 4.25 | 0.16688 | 0.02618 | 221.9424 | 7.1279 | 4.15 | 0.16266 | 0.02566 | 213.3354 | 7.291 | 4.05 | 0.15884 | 0.02477 | 220.7392 | 7.1499 | 4.51 | 0.17465 | 0.02675 | 230.6469 | 8.0662 | 4.37 | 0.16531 | 0.0258 | 225.8325 | 8.9594 | 3.95 | 0.14896 | 0.02331 | 220.2297 | 9.6897 | 3.95 | 0.14556 | 0.02266 | 227.3692 | 10.7428 | 3.83 | 0.13801 | 0.02091 | 221.9802 | 10.963 | 3.76 | 0.13537 | 0.021 | 248.6902 | 11.5831 | 4.32 | 0.16177 | 0.02291 | 227.3095 | 14.1938 | 3.56 | 0.13229 | 0.01846 | 228.4647 | 14.3938 | 3.53 | 0.13056 | 0.01845 | 240.4112 | 14.6939 | 3.84 | 0.14517 | 0.01954 | 239.2573 | 15.5541 | 3.66 | 0.1376 | 0.01849 | 237.0301 | 17.3148 | 3.62 | 0.13594 | 0.01795 | 233.9987 | 18.675 | 3.33 | 0.12565 | 0.01614 | 231.0429 | 18.7951 | 3.31 | 0.12479 | 0.01599
248.0159 | 0.0023086 | 110.99 | 5.17 | 7.62 | 273.0884 | 0.0021866 | 261.09 | 11.22 | 12.97 | 265.252 | 0.0022226 | 373.35 | 16.24 | 15.48 | 265.252 | 0.0089023 | 93.18 | 4.05 | 3.73 | 274.7939 | 0.0087293 | 131.15 | 5.66 | 4.59 | 256.5564 | 0.020436 | 91.22 | 3.33 | 2.43 | 249.6754 | 0.055696 | 46.29 | 1.91 | 1.04 | 249.7956 | 0.055686 | 50.94 | 2.09 | 1.09 | 229.1667 | 0.084954 | 33.18 | 1.37 | 0.67897 | 232.0931 | 0.11673 | 28.57 | 1.14 | 0.53369 | 233.3333 | 0.11633 | 30.88 | 1.2 | 0.55805 | 234.4483 | 0.15174 | 25.4 | 0.96865 | 0.44184 | 235.308 | 0.15144 | 27.16 | 1.01 | 0.45884 | 250.0139 | 0.14614 | 31.8 | 1.27 | 0.51954 | 263.1856 | 0.17925 | 28.92 | 1.17 | 0.45566 | 250.1 | 0.22686 | 22.76 | 0.92342 | 0.35071 | 261.9796 | 0.22096 | 25.81 | 1.04 | 0.38655 | 250.1023 | 0.22686 | 25.04 | 1.01 | 0.36865 | 250.1563 | 0.32549 | 19.07 | 0.76263 | 0.26737 | 240.9013 | 0.41541 | 16.26 | 0.63651 | 0.21015 | 250.2055 | 0.45052 | 16.1 | 0.61956 | 0.20649 | 241.5792 | 0.45972 | 15.74 | 0.60592 | 0.1992 | 250.2189 | 0.61045 | 13.68 | 0.56959 | 0.1615 | 257.3708 | 0.65627 | 14.27 | 0.60814 | 0.16204 | 270.5189 | 0.63816 | 16.36 | 0.6942 | 0.17995 | 278.0249 | 0.72568 | 14.44 | 0.61138 | 0.15779 | 275.2615 | 0.72968 | 15.79 | 0.65853 | 0.16413 | 275.2546 | 0.86472 | 13.33 | 0.55594 | 0.1406 | 273.0065 | 0.86862 | 14.46 | 0.59118 | 0.14587 | 271.0988 | 0.87203 | 15.6 | 0.62302 | 0.15097 | 271.1271 | 1.0453 | 13.03 | 0.52012 | 0.12623 | 260.2863 | 1.0693 | 12.7 | 0.50717 | 0.12118 | 274.8116 | 1.1383 | 12.91 | 0.50228 | 0.12079 | 269.5366 | 1.2563 | 11.7 | 0.45486 | 0.10836 | 268.1684 | 1.4624 | 10.77 | 0.40831 | 0.09658 | 258.9108 | 1.7395 | 9.06 | 0.34293 | 0.07986 | 250.2816 | 1.7725 | 9.46 | 0.34943 | 0.07986 | 254.2508 | 1.8805 | 8.94 | 0.32984 | 0.07587 | 246.4268 | 1.9145 | 8.77 | 0.32347 | 0.07357 | 250.2777 | 2.0315 | 8.27 | 0.30515 | 0.06969 | 243.1176 | 2.0656 | 8.63 | 0.31076 | 0.06989 | 243.1211 | 2.3366 | 7.65 | 0.2749 | 0.062 | 250.2711 | 2.2986 | 8.24 | 0.28947 | 0.0657 | 244.1496 | 2.6327 | 8 | 0.29628 | 0.06002 | 228.0848 | 2.8968 | 6.53 | 0.22877 | 0.05028 | 247.1699 | 2.7657 | 7.63 | 0.28226 | 0.05743 | 231.0062 | 3.1068 | 6.12 | 0.21398 | 0.04698 | 238.3478 | 3.0518 | 6.93 | 0.25595 | 0.05115 | 232.7991 | 3.0928 | 6.83 | 0.25227 | 0.05001 | 224.9567 | 3.654 | 5.78 | 0.21317 | 0.04193 | 222.457 | 3.897 | 5.43 | 0.19991 | 0.03912 | 234.5998 | 3.779 | 6.31 | 0.24675 | 0.04377 | 242.1803 | 3.867 | 6.18 | 0.2415 | 0.04352 | 244.8127 | 4.0751 | 5.87 | 0.22937 | 0.04126 | 233.8525 | 5.2314 | 5.1 | 0.20176 | 0.03355 | 229.5579 | 5.2874 | 5.04 | 0.19951 | 0.03298 | 236.3992 | 6.5977 | 4.89 | 0.18943 | 0.02964 | 242.119 | 6.7887 | 4.76 | 0.18454 | 0.02905 | 232.7295 | 6.9398 | 4.65 | 0.18026 | 0.02804 | 239.1341 | 6.8358 | 5.12 | 0.19499 | 0.02998 | 248.389 | 7.741 | 4.91 | 0.18225 | 0.02862 | 243.2042 | 8.5983 | 4.44 | 0.1642 | 0.02583 | 235.9604 | 9.3246 | 4.39 | 0.15892 | 0.02492 | 242.5271 | 10.3626 | 4.23 | 0.14949 | 0.02284 | 236.7789 | 10.5829 | 4.16 | 0.1466 | 0.02292 | 276.3225 | 10.9628 | 5.08 | 0.19422 | 0.02638 | 252.5661 | 13.4434 | 4.18 | 0.15871 | 0.02116 | 253.8496 | 13.6335 | 4.14 | 0.1566 | 0.02113 | 264.4523 | 14.0036 | 4.43 | 0.16793 | 0.0221 | 263.1831 | 14.8337 | 4.22 | 0.15903 | 0.02087 | 258.5783 | 16.5744 | 4.12 | 0.1536 | 0.02003 | 255.2714 | 17.8647 | 3.8 | 0.14207 | 0.01804 | 252.0468 | 17.9847 | 3.78 | 0.14111 | 0.01787
272.8175 | 0.0021875 | 129.84 | 6 | 8.82 | 297.9146 | 0.0020865 | 300.93 | 12.75 | 14.8 | 298.4085 | 0.0020846 | 452.55 | 19.96 | 18.5 | 298.4085 | 0.0083491 | 112.95 | 4.98 | 4.46 | 299.7752 | 0.0083291 | 151.16 | 6.38 | 5.24 | 285.0627 | 0.019275 | 108.42 | 4.15 | 2.85 | 274.643 | 0.052784 | 54.17 | 2.22 | 1.2 | 272.5043 | 0.053014 | 58.81 | 2.38 | 1.25 | 250 | 0.080742 | 38.34 | 1.55 | 0.77748 | 249.9464 | 0.11173 | 32.31 | 1.26 | 0.59898 | 250 | 0.11173 | 34.62 | 1.32 | 0.62132 | 250.0781 | 0.14614 | 28.27 | 1.05 | 0.48846 | 264.7215 | 0.14154 | 33 | 1.31 | 0.55068 | 277.7932 | 0.13774 | 37.82 | 1.53 | 0.61102 | 289.5042 | 0.16994 | 33.82 | 1.36 | 0.5273 | 275.11 | 0.21496 | 26.63 | 1.08 | 0.40618 | 285.7959 | 0.21055 | 29.77 | 1.19 | 0.4417 | 272.8389 | 0.21596 | 28.9 | 1.15 | 0.42155 | 271.0027 | 0.31108 | 21.75 | 0.85381 | 0.30241 | 259.4322 | 0.3983 | 18.36 | 0.70374 | 0.23532 | 285.9492 | 0.41801 | 20.04 | 0.83537 | 0.2533 | 276.0906 | 0.42611 | 19.6 | 0.81786 | 0.24455 | 281.4963 | 0.57184 | 16.58 | 0.70272 | 0.19299 | 285.9676 | 0.61885 | 16.95 | 0.71797 | 0.19024 | 297.5707 | 0.60575 | 19.11 | 0.7969 | 0.20791 | 305.8274 | 0.68916 | 16.86 | 0.7015 | 0.18216 | 300.2853 | 0.69597 | 18.18 | 0.74177 | 0.18716 | 300.2778 | 0.8248 | 15.35 | 0.62618 | 0.16033 | 295.757 | 0.83151 | 16.47 | 0.65688 | 0.16462 | 291.9525 | 0.83731 | 17.6 | 0.68504 | 0.16887 | 291.983 | 1.0033 | 14.7 | 0.57186 | 0.14116 | 280.3083 | 1.0263 | 14.33 | 0.55787 | 0.13558 | 294.441 | 1.0963 | 14.44 | 0.5475 | 0.134 | 288.7892 | 1.2093 | 13.08 | 0.4959 | 0.12021 | 286.0463 | 1.4114 | 11.96 | 0.44206 | 0.10641 | 276.1716 | 1.6774 | 10.06 | 0.37137 | 0.08797 | 265.9242 | 1.7134 | 10.44 | 0.37632 | 0.08748 | 270.1414 | 1.8175 | 9.86 | 0.35515 | 0.08308 | 261.8285 | 1.8495 | 9.67 | 0.34837 | 0.08058 | 265.92 | 1.9635 | 9.13 | 0.3286 | 0.07632 | 257.4187 | 1.9995 | 9.47 | 0.33305 | 0.07616 | 257.4223 | 2.2616 | 8.39 | 0.29459 | 0.06753 | 278.079 | 2.1676 | 9.78 | 0.36207 | 0.07688 | 274.6683 | 2.4646 | 9.68 | 0.38004 | 0.07151 | 253.4276 | 2.7267 | 7.75 | 0.28663 | 0.05884 | 278.0661 | 2.5907 | 9.22 | 0.36193 | 0.06841 | 256.6735 | 2.9267 | 7.25 | 0.26774 | 0.0549 | 268.1412 | 2.8577 | 8.38 | 0.32813 | 0.06086 | 261.8989 | 2.8947 | 8.26 | 0.32357 | 0.05951 | 253.0763 | 3.4159 | 6.99 | 0.27367 | 0.04989 | 250.2642 | 3.6429 | 6.56 | 0.25662 | 0.04653 | 260.6665 | 3.5609 | 7.47 | 0.29699 | 0.05109 | 269.0892 | 3.6469 | 7.32 | 0.29051 | 0.05077 | 272.0141 | 3.844 | 6.95 | 0.27582 | 0.04812 | 257.2377 | 4.9593 | 5.94 | 0.23426 | 0.03852 | 252.5137 | 5.0103 | 5.87 | 0.23169 | 0.03787 | 256.0991 | 6.3106 | 5.55 | 0.21145 | 0.03323 | 262.2956 | 6.4976 | 5.41 | 0.20589 | 0.03256 | 252.1237 | 6.6387 | 5.28 | 0.20118 | 0.03143 | 257.529 | 6.5627 | 5.76 | 0.21498 | 0.03331 | 266.1311 | 7.4569 | 5.47 | 0.19896 | 0.03152 | 260.5759 | 8.2821 | 4.94 | 0.17923 | 0.02842 | 251.691 | 9.0024 | 4.86 | 0.17215 | 0.02724 | 272.843 | 9.7354 | 5.09 | 0.19204 | 0.02684 | 266.3762 | 9.9366 | 5 | 0.18826 | 0.02691 | 303.9547 | 10.4525 | 5.87 | 0.22477 | 0.02998 | 277.8227 | 12.8131 | 4.84 | 0.18359 | 0.02397 | 279.2346 | 12.9932 | 4.78 | 0.18111 | 0.0239 | 288.4934 | 13.4233 | 5.06 | 0.18975 | 0.02475 | 287.1088 | 14.2234 | 4.81 | 0.17957 | 0.02333 | 280.1265 | 15.9441 | 4.65 | 0.17071 | 0.02218 | 276.544 | 17.1743 | 4.29 | 0.158 | 0.02 | 273.0507 | 17.2844 | 4.26 | 0.15695 | 0.01981
297.619 | 0.0020875 | 149.66 | 6.81 | 10.07 | 322.7408 | 0.0020015 | 342.58 | 14.24 | 16.68 | 331.565 | 0.0019735 | 536.59 | 23.48 | 21.65 | 331.565 | 0.0079049 | 133.94 | 5.86 | 5.22 | 324.7564 | 0.007989 | 172.07 | 7.08 | 5.9 | 320.6956 | 0.018115 | 131.27 | 5.3 | 3.41 | 299.6105 | 0.050333 | 62.46 | 2.52 | 1.37 | 295.213 | 0.050733 | 67.04 | 2.66 | 1.41 | 270.8333 | 0.077171 | 43.75 | 1.74 | 0.87963 | 267.7998 | 0.10743 | 36.21 | 1.38 | 0.66633 | 266.6667 | 0.10773 | 38.52 | 1.43 | 0.68646 | 281.3379 | 0.13684 | 34.31 | 1.36 | 0.58549 | 294.1349 | 0.13353 | 39.21 | 1.58 | 0.64691 | 305.5725 | 0.13083 | 44.18 | 1.78 | 0.70627 | 315.8227 | 0.16224 | 38.96 | 1.55 | 0.60154 | 300.12 | 0.20505 | 30.7 | 1.22 | 0.46376 | 309.6123 | 0.20165 | 33.92 | 1.33 | 0.4987 | 295.5755 | 0.20675 | 32.95 | 1.29 | 0.4763 | 291.8491 | 0.29868 | 24.56 | 0.94329 | 0.3386 | 296.494 | 0.37029 | 22.81 | 0.94659 | 0.2879 | 321.6928 | 0.39259 | 24.26 | 1.03 | 0.30251 | 310.6019 | 0.3998 | 23.74 | 1.01 | 0.29229 | 312.7737 | 0.54073 | 19.65 | 0.82774 | 0.22589 | 314.5643 | 0.58814 | 19.78 | 0.82349 | 0.21959 | 324.6226 | 0.57864 | 22 | 0.89668 | 0.23687 | 333.6299 | 0.65875 | 19.4 | 0.78901 | 0.20738 | 325.309 | 0.66735 | 20.69 | 0.82325 | 0.21093 | 325.3009 | 0.79089 | 17.47 | 0.69494 | 0.18069 | 318.5076 | 0.79959 | 18.57 | 0.72155 | 0.18394 | 312.8063 | 0.8072 | 19.68 | 0.74631 | 0.18728 | 312.8389 | 0.96734 | 16.44 | 0.62298 | 0.15652 | 300.3304 | 0.98835 | 16.03 | 0.60801 | 0.1504 | 314.0704 | 1.0593 | 16.03 | 0.59229 | 0.14756 | 308.0418 | 1.1683 | 14.52 | 0.53655 | 0.13239 | 303.9242 | 1.3663 | 13.2 | 0.47556 | 0.11649 | 293.4323 | 1.6234 | 11.1 | 0.3996 | 0.0963 | 281.5668 | 1.6604 | 11.46 | 0.40307 | 0.09529 | 286.0321 | 1.7614 | 10.82 | 0.38033 | 0.09048 | 277.2302 | 1.7925 | 10.61 | 0.37316 | 0.08777 | 281.5624 | 1.9025 | 10.01 | 0.35193 | 0.08312 | 286.0207 | 1.8865 | 11.23 | 0.41642 | 0.08914 | 286.0248 | 2.1345 | 9.95 | 0.36822 | 0.079 | 312.8389 | 2.0355 | 11.81 | 0.46311 | 0.0915 | 305.187 | 2.3296 | 11.46 | 0.45658 | 0.08353 | 285.1061 | 2.5556 | 9.36 | 0.36732 | 0.07006 | 308.9624 | 2.4486 | 10.92 | 0.43471 | 0.07988 | 288.7577 | 2.7457 | 8.76 | 0.34269 | 0.06527 | 297.9347 | 2.7007 | 9.92 | 0.3941 | 0.07102 | 290.9988 | 2.7347 | 9.78 | 0.38878 | 0.06947 | 281.1959 | 3.2238 | 8.28 | 0.32907 | 0.05825 | 278.0713 | 3.4369 | 7.77 | 0.30858 | 0.05429 | 286.7331 | 3.3808 | 8.7 | 0.34459 | 0.05873 | 295.9981 | 3.4648 | 8.52 | 0.3369 | 0.05833 | 299.2155 | 3.6529 | 8.09 | 0.31979 | 0.05527 | 280.623 | 4.7302 | 6.82 | 0.26562 | 0.04368 | 275.4694 | 4.7772 | 6.75 | 0.26276 | 0.04294 | 275.799 | 6.0625 | 6.24 | 0.23306 | 0.03693 | 282.4722 | 6.2465 | 6.08 | 0.22682 | 0.03617 | 271.5178 | 6.3786 | 5.94 | 0.2217 | 0.03492 | 275.924 | 6.3246 | 6.42 | 0.23467 | 0.03675 | 283.8732 | 7.2068 | 6.05 | 0.21547 | 0.0345 | 277.9476 | 8.004 | 5.47 | 0.19409 | 0.03109 | 283.1524 | 8.4582 | 5.84 | 0.22114 | 0.03205 | 303.1589 | 9.2242 | 5.99 | 0.23068 | 0.03101 | 295.9736 | 9.4133 | 5.88 | 0.22612 | 0.03106 | 331.587 | 10.0224 | 6.71 | 0.25402 | 0.03368 | 303.0793 | 12.2829 | 5.52 | 0.20741 | 0.02686 | 304.6196 | 12.463 | 5.45 | 0.2046 | 0.02677 | 312.5346 | 12.9231 | 5.71 | 0.21086 | 0.02747 | 311.0345 | 13.6932 | 5.42 | 0.19944 | 0.02585 | 301.6747 | 15.3938 | 5.2 | 0.1874 | 0.02438 | 297.8166 | 16.5741 | 4.8 | 0.17354 | 0.022 | 294.0546 | 16.6741 | 4.77 | 0.1724 | 0.02179
322.4206 | 0.0020025 | 170.39 | 7.61 | 11.35 | 347.567 | 0.0019275 | 385.91 | 15.72 | 18.62 | 364.7215 | 0.0018835 | 625.02 | 26.86 | 24.91 | 364.7215 | 0.0075417 | 156.02 | 6.71 | 6.01 | 349.7377 | 0.0076968 | 193.83 | 7.77 | 6.59 | 356.3284 | 0.017184 | 155.48 | 6.34 | 3.98 | 324.578 | 0.048262 | 71.12 | 2.81 | 1.55 | 317.9217 | 0.048783 | 75.63 | 2.93 | 1.58 | 291.6667 | 0.074089 | 49.4 | 1.92 | 0.98505 | 285.6531 | 0.10373 | 40.26 | 1.5 | 0.73558 | 300 | 0.10093 | 46.71 | 1.85 | 0.8218 | 312.5977 | 0.12923 | 40.74 | 1.64 | 0.68693 | 323.5484 | 0.12693 | 45.78 | 1.84 | 0.74692 | 333.3519 | 0.12503 | 50.87 | 2.02 | 0.80479 | 342.1413 | 0.15574 | 44.34 | 1.73 | 0.67806 | 325.1301 | 0.19655 | 34.96 | 1.37 | 0.52318 | 333.4286 | 0.19405 | 38.24 | 1.46 | 0.55735 | 318.312 | 0.19875 | 37.16 | 1.43 | 0.5327 | 333.5418 | 0.27837 | 30.49 | 1.27 | 0.41395 | 333.5557 | 0.34828 | 27.57 | 1.16 | 0.34302 | 357.4365 | 0.37219 | 28.73 | 1.21 | 0.35372 | 345.1132 | 0.37879 | 28.14 | 1.19 | 0.34204 | 344.051 | 0.51522 | 22.89 | 0.94746 | 0.25998 | 343.1611 | 0.56253 | 22.75 | 0.92586 | 0.24994 | 351.6745 | 0.55563 | 25.02 | 0.99418 | 0.2667 | 361.4324 | 0.63294 | 22.04 | 0.87444 | 0.23334 | 350.3328 | 0.64274 | 23.3 | 0.90327 | 0.23537 | 350.324 | 0.76178 | 19.67 | 0.76246 | 0.20162 | 341.2581 | 0.77188 | 20.75 | 0.78531 | 0.20376 | 333.66 | 0.78069 | 21.83 | 0.80691 | 0.20615 | 333.6948 | 0.93562 | 18.24 | 0.67353 | 0.17226 | 320.3524 | 0.95543 | 17.79 | 0.65763 | 0.16561 | 333.6997 | 1.0272 | 17.67 | 0.63665 | 0.16144 | 327.2944 | 1.1323 | 16.01 | 0.57684 | 0.14485 | 321.8021 | 1.3263 | 14.46 | 0.50882 | 0.12679 | 310.693 | 1.5754 | 12.17 | 0.42765 | 0.10481 | 312.852 | 1.5694 | 13.58 | 0.50292 | 0.11144 | 317.8134 | 1.6664 | 12.82 | 0.47427 | 0.10576 | 308.0335 | 1.6934 | 12.58 | 0.46572 | 0.10265 | 312.8471 | 1.7984 | 11.86 | 0.43902 | 0.09717 | 321.7733 | 1.7724 | 13.57 | 0.53237 | 0.10611 | 321.7779 | 2.0065 | 12.01 | 0.47063 | 0.09397 | 347.5988 | 1.9295 | 13.97 | 0.5551 | 0.10673 | 335.7057 | 2.2185 | 13.34 | 0.5288 | 0.096 | 316.7845 | 2.4176 | 11.08 | 0.44098 | 0.08179 | 339.8586 | 2.3325 | 12.71 | 0.50336 | 0.09179 | 320.8419 | 2.5996 | 10.36 | 0.41105 | 0.07609 | 327.7282 | 2.5716 | 11.54 | 0.45637 | 0.08156 | 320.0987 | 2.6026 | 11.38 | 0.45036 | 0.0798 | 309.3155 | 3.0647 | 9.64 | 0.38146 | 0.06694 | 305.8784 | 3.2678 | 9.05 | 0.35772 | 0.06237 | 312.7998 | 3.2298 | 10 | 0.39041 | 0.06664 | 322.907 | 3.3128 | 9.78 | 0.38151 | 0.06615 | 326.4169 | 3.4938 | 9.29 | 0.36205 | 0.06266 | 304.0082 | 4.5351 | 7.74 | 0.29614 | 0.049 | 298.4252 | 4.5791 | 7.66 | 0.29301 | 0.04818 | 295.499 | 5.8464 | 6.96 | 0.25435 | 0.04074 | 302.6488 | 6.0284 | 6.77 | 0.24741 | 0.03989 | 290.9119 | 6.1515 | 6.62 | 0.24192 | 0.03851 | 294.3189 | 6.1145 | 7.11 | 0.25412 | 0.04027 | 319.3573 | 6.7866 | 7.28 | 0.27646 | 0.04066 | 312.6911 | 7.5348 | 6.57 | 0.249 | 0.0366 | 314.6138 | 8.019 | 6.88 | 0.26559 | 0.03707 | 333.4748 | 8.803 | 6.94 | 0.26699 | 0.03532 | 325.5709 | 8.9801 | 6.81 | 0.2617 | 0.03536 | 359.2192 | 9.6562 | 7.58 | 0.28229 | 0.03748 | 328.3359 | 11.8327 | 6.23 | 0.23047 | 0.02983 | 330.0045 | 12.0028 | 6.15 | 0.22731 | 0.02971 | 336.5757 | 12.4829 | 6.38 | 0.23143 | 0.03025 | 334.9603 | 13.243 | 6.06 | 0.21878 | 0.02842 | 344.7711 | 14.4934 | 6.34 | 0.24778 | 0.02891 | 340.3618 | 15.5836 | 5.86 | 0.2298 | 0.02614 | 336.0624 | 15.6736 | 5.82 | 0.22836 | 0.0259
347.2222 | 0.0019284 | 191.96 | 8.41 | 12.67 | 397.2195 | 0.0018094 | 477.09 | 20.7 | 22.61 | 397.878 | 0.0018074 | 717.42 | 30.14 | 28.26 | 397.878 | 0.0072386 | 179.1 | 7.53 | 6.82 | 374.719 | 0.0074447 | 216.37 | 8.46 | 7.29 | 391.9612 | 0.016424 | 180.9 | 7.32 | 4.57 | 349.5456 | 0.046491 | 80.14 | 3.1 | 1.73 | 340.6304 | 0.047092 | 84.54 | 3.2 | 1.75 | 312.5 | 0.071418 | 55.27 | 2.1 | 1.09 | 321.3597 | 0.097374 | 48.76 | 1.93 | 0.87916 | 333.3333 | 0.095563 | 55.41 | 2.23 | 0.96297 | 343.8575 | 0.12313 | 47.51 | 1.91 | 0.79213 | 352.9619 | 0.12153 | 52.66 | 2.09 | 0.85018 | 361.1312 | 0.12013 | 57.84 | 2.25 | 0.90615 | 368.4598 | 0.15014 | 49.93 | 1.91 | 0.75657 | 350.1401 | 0.18935 | 39.39 | 1.51 | 0.58424 | 381.0613 | 0.18164 | 47.34 | 1.96 | 0.67887 | 363.7852 | 0.18574 | 46.06 | 1.91 | 0.64976 | 375.2345 | 0.26266 | 36.81 | 1.55 | 0.49263 | 370.6174 | 0.33077 | 32.61 | 1.37 | 0.40025 | 393.1801 | 0.35558 | 33.43 | 1.38 | 0.4066 | 379.6245 | 0.36158 | 32.76 | 1.36 | 0.39347 | 375.3284 | 0.49391 | 26.28 | 1.06 | 0.2951 | 371.7578 | 0.54082 | 25.85 | 1.03 | 0.28115 | 378.7264 | 0.53602 | 28.15 | 1.09 | 0.29729 | 389.2349 | 0.61083 | 24.79 | 0.95811 | 0.25993 | 375.3566 | 0.62144 | 26.01 | 0.98201 | 0.26039 | 375.3472 | 0.73667 | 21.95 | 0.8289 | 0.22304 | 364.0086 | 0.74757 | 23 | 0.84826 | 0.22404 | 354.5138 | 0.75738 | 24.06 | 0.86687 | 0.22544 | 354.5508 | 0.90771 | 20.09 | 0.72355 | 0.18835 | 340.3744 | 0.92632 | 19.61 | 0.70676 | 0.18116 | 353.3291 | 0.99803 | 19.36 | 0.68062 | 0.17559 | 346.547 | 1.1003 | 17.54 | 0.61678 | 0.15757 | 357.5579 | 1.2583 | 17.11 | 0.6326 | 0.14801 | 345.2145 | 1.4923 | 14.4 | 0.53213 | 0.12237 | 351.9585 | 1.4783 | 16.38 | 0.64147 | 0.13247 | 357.5401 | 1.5704 | 15.46 | 0.60458 | 0.12564 | 346.5377 | 1.5944 | 15.18 | 0.59421 | 0.12202 | 351.9529 | 1.6944 | 14.31 | 0.55986 | 0.11546 | 357.5259 | 1.6814 | 16.05 | 0.63785 | 0.12376 | 357.531 | 1.9034 | 14.2 | 0.56379 | 0.10956 | 382.3587 | 1.8434 | 16.23 | 0.64157 | 0.12246 | 366.2243 | 2.1255 | 15.31 | 0.59804 | 0.10887 | 348.463 | 2.3045 | 12.9 | 0.5104 | 0.09394 | 370.7549 | 2.2355 | 14.58 | 0.56914 | 0.10406 | 352.9261 | 2.4796 | 12.05 | 0.47544 | 0.0873 | 357.5217 | 2.4636 | 13.24 | 0.51607 | 0.09244 | 349.1986 | 2.4926 | 13.06 | 0.50945 | 0.09047 | 337.435 | 2.9327 | 11.06 | 0.43178 | 0.07592 | 333.6856 | 3.1257 | 10.38 | 0.40494 | 0.07072 | 338.8664 | 3.1017 | 11.35 | 0.43489 | 0.07479 | 349.8159 | 3.1827 | 11.1 | 0.42479 | 0.07419 | 353.6183 | 3.3578 | 10.54 | 0.40304 | 0.07026 | 327.3935 | 4.367 | 8.7 | 0.32599 | 0.05448 | 321.381 | 4.408 | 8.61 | 0.32261 | 0.05358 | 315.1989 | 5.6563 | 7.7 | 0.27535 | 0.04464 | 322.8254 | 5.8353 | 7.49 | 0.26771 | 0.04369 | 310.306 | 5.9524 | 7.33 | 0.26185 | 0.04219 | 331.1088 | 5.7633 | 8.55 | 0.3259 | 0.04754 | 354.8415 | 6.4485 | 8.57 | 0.33161 | 0.04706 | 347.4345 | 7.1576 | 7.73 | 0.29868 | 0.04233 | 346.0752 | 7.6568 | 7.97 | 0.30731 | 0.04225 | 363.7907 | 8.4488 | 7.93 | 0.30167 | 0.03976 | 355.1683 | 8.617 | 7.78 | 0.29571 | 0.03978 | 386.8515 | 9.341 | 8.48 | 0.30977 | 0.04136 | 353.5925 | 11.4325 | 6.96 | 0.25291 | 0.03286 | 355.3895 | 11.6026 | 6.88 | 0.24941 | 0.03271 | 384.6579 | 11.7626 | 7.79 | 0.30571 | 0.03597 | 382.8118 | 12.4926 | 7.39 | 0.28859 | 0.03371 | 387.8675 | 13.7731 | 7.55 | 0.30125 | 0.0336 | 382.907 | 14.8032 | 6.99 | 0.27967 | 0.03043 | 378.0702 | 14.8833 | 6.94 | 0.27798 | 0.03014
372.0238 | 0.0018654 | 214.31 | 9.19 | 14.02 | 446.8719 | 0.0017174 | 573.71 | 25.17 | 26.74 | 431.0345 | 0.0017444 | 813.44 | 33.34 | 31.67 | 431.0345 | 0.0069835 | 203.09 | 8.32 | 7.64 | 399.7002 | 0.0072236 | 239.64 | 9.14 | 8 | 427.5941 | 0.015783 | 207.42 | 8.26 | 5.18 | 374.5131 | 0.044951 | 89.48 | 3.38 | 1.91 | 363.3391 | 0.045611 | 93.75 | 3.47 | 1.92 | 333.3333 | 0.069067 | 61.36 | 2.27 | 1.2 | 357.0663 | 0.092322 | 57.77 | 2.32 | 1.03 | 366.6667 | 0.091131 | 64.57 | 2.59 | 1.11 | 375.1172 | 0.11793 | 54.6 | 2.16 | 0.90054 | 382.3754 | 0.11693 | 59.83 | 2.33 | 0.95623 | 388.9105 | 0.11593 | 65.08 | 2.48 | 1.01 | 421.097 | 0.14103 | 61.68 | 2.54 | 0.91862 | 400.1601 | 0.17754 | 48.71 | 2.01 | 0.71053 | 428.6939 | 0.17214 | 57.01 | 2.39 | 0.80497 | 409.2583 | 0.17574 | 55.52 | 2.33 | 0.77151 | 416.9272 | 0.25006 | 43.48 | 1.82 | 0.574 | 407.6792 | 0.31647 | 37.89 | 1.56 | 0.45921 | 428.9238 | 0.34177 | 38.34 | 1.55 | 0.46086 | 414.1358 | 0.34718 | 37.58 | 1.52 | 0.44632 | 406.6058 | 0.476 | 29.81 | 1.18 | 0.33109 | 400.3546 | 0.52221 | 29.07 | 1.12 | 0.3131 | 405.7783 | 0.51901 | 31.39 | 1.18 | 0.32855 | 417.0374 | 0.59182 | 27.63 | 1.04 | 0.28709 | 400.3804 | 0.60293 | 28.8 | 1.06 | 0.28591 | 400.3703 | 0.71466 | 24.31 | 0.89434 | 0.2449 | 386.7592 | 0.72626 | 25.32 | 0.91043 | 0.24471 | 375.3675 | 0.73667 | 26.35 | 0.92622 | 0.24509 | 375.4067 | 0.8829 | 22 | 0.77306 | 0.20474 | 360.3964 | 0.90041 | 21.48 | 0.75544 | 0.19702 | 392.5879 | 0.94891 | 22.87 | 0.84393 | 0.20467 | 385.0523 | 1.0452 | 20.73 | 0.7652 | 0.18372 | 402.2526 | 1.1893 | 20.61 | 0.80377 | 0.17549 | 388.3663 | 1.4103 | 17.35 | 0.67674 | 0.14514 | 391.0649 | 1.4053 | 19.35 | 0.76719 | 0.15427 | 397.2668 | 1.4943 | 18.25 | 0.72274 | 0.14624 | 385.0419 | 1.5153 | 17.93 | 0.71085 | 0.14212 | 391.0588 | 1.6114 | 16.9 | 0.6695 | 0.13443 | 393.2785 | 1.6074 | 18.65 | 0.73691 | 0.14198 | 393.2841 | 1.8194 | 16.5 | 0.65128 | 0.12564 | 417.1185 | 1.7714 | 18.6 | 0.72415 | 0.13862 | 396.743 | 2.0475 | 17.36 | 0.66499 | 0.12208 | 380.1414 | 2.2095 | 14.79 | 0.57688 | 0.10646 | 401.6511 | 2.1545 | 16.53 | 0.63272 | 0.11665 | 385.0103 | 2.3795 | 13.81 | 0.53704 | 0.09883 | 387.3151 | 2.3725 | 15.01 | 0.57382 | 0.1036 | 378.2985 | 2.3985 | 14.81 | 0.56665 | 0.10143 | 365.5546 | 2.8206 | 12.55 | 0.48055 | 0.08516 | 361.4927 | 3.0057 | 11.78 | 0.4507 | 0.07931 | 364.9331 | 2.9917 | 12.75 | 0.4783 | 0.08316 | 376.7249 | 3.0727 | 12.47 | 0.46699 | 0.08244 | 380.8197 | 3.2417 | 11.83 | 0.443 | 0.07806 | 350.7787 | 4.2209 | 9.7 | 0.35529 | 0.06009 | 344.3368 | 4.259 | 9.6 | 0.35167 | 0.05911 | 354.5988 | 5.3382 | 9.26 | 0.35272 | 0.05269 | 363.1785 | 5.5132 | 9 | 0.34246 | 0.05152 | 349.0943 | 5.6173 | 8.81 | 0.33534 | 0.04979 | 367.8986 | 5.4802 | 10.07 | 0.39073 | 0.05509 | 390.3256 | 6.1703 | 9.92 | 0.38321 | 0.05366 | 382.178 | 6.8475 | 8.95 | 0.34519 | 0.04823 | 377.5366 | 7.3537 | 9.11 | 0.34714 | 0.04758 | 394.1066 | 8.1497 | 8.96 | 0.33513 | 0.04431 | 384.7656 | 8.3088 | 8.79 | 0.32854 | 0.04432 | 442.116 | 8.8278 | 10.36 | 0.4087 | 0.04932 | 404.1057 | 10.7822 | 8.5 | 0.33391 | 0.0391 | 406.1594 | 10.9423 | 8.39 | 0.32918 | 0.03888 | 432.7402 | 11.2023 | 9.28 | 0.37135 | 0.04186 | 430.6632 | 11.9024 | 8.79 | 0.35026 | 0.03916 | 430.9639 | 13.2028 | 8.82 | 0.35068 | 0.03839 | 425.4523 | 14.1729 | 8.17 | 0.3258 | 0.03482 | 420.0781 | 14.243 | 8.12 | 0.32391 | 0.0345
396.8254 | 0.0018094 | 237.39 | 9.97 | 15.4 | 496.5243 | 0.0016443 | 675.07 | 29.34 | 30.98 | 464.191 | 0.0016894 | 912.76 | 36.46 | 35.15 | 464.191 | 0.0067664 | 227.89 | 9.1 | 8.48 | 424.6815 | 0.0070295 | 263.58 | 9.8 | 8.73 | 463.2269 | 0.015253 | 234.94 | 9.17 | 5.8 | 399.4807 | 0.04361 | 99.13 | 3.66 | 2.1 | 408.7565 | 0.04315 | 113.01 | 4.43 | 2.28 | 375 | 0.065165 | 74.09 | 2.91 | 1.43 | 392.773 | 0.08819 | 67.24 | 2.69 | 1.18 | 400 | 0.08745 | 74.14 | 2.93 | 1.26 | 406.377 | 0.11363 | 61.98 | 2.4 | 1.01 | 411.7889 | 0.11293 | 67.27 | 2.56 | 1.06 | 444.4691 | 0.10922 | 80.27 | 3.29 | 1.22 | 473.7341 | 0.13403 | 74.11 | 3.09 | 1.09 | 450.1801 | 0.16844 | 58.6 | 2.45 | 0.84126 | 476.3266 | 0.16453 | 67.17 | 2.79 | 0.9346 | 454.7315 | 0.16774 | 65.48 | 2.73 | 0.89693 | 458.62 | 0.23985 | 50.46 | 2.07 | 0.65751 | 444.7409 | 0.30456 | 43.4 | 1.75 | 0.51959 | 464.6674 | 0.33017 | 43.42 | 1.71 | 0.51626 | 448.6472 | 0.33517 | 42.59 | 1.68 | 0.50034 | 437.8831 | 0.46059 | 33.46 | 1.29 | 0.36781 | 428.9514 | 0.50621 | 32.4 | 1.22 | 0.3457 | 432.8302 | 0.50411 | 34.73 | 1.28 | 0.36037 | 444.8399 | 0.57512 | 30.57 | 1.12 | 0.31472 | 425.4041 | 0.58652 | 31.68 | 1.14 | 0.31189 | 425.3935 | 0.69525 | 26.73 | 0.95885 | 0.26715 | 409.5097 | 0.70725 | 27.7 | 0.97187 | 0.26575 | 417.0751 | 0.70145 | 31.1 | 1.15 | 0.28538 | 417.1185 | 0.84078 | 25.97 | 0.95674 | 0.23835 | 400.4405 | 0.85649 | 25.37 | 0.93619 | 0.22959 | 441.6614 | 0.89989 | 27.49 | 1.07 | 0.24219 | 433.1838 | 0.99061 | 24.93 | 0.97004 | 0.21748 | 446.9473 | 1.1352 | 24.28 | 0.95841 | 0.20384 | 431.5181 | 1.3443 | 20.45 | 0.80754 | 0.16866 | 430.1714 | 1.3463 | 22.46 | 0.88492 | 0.17671 | 436.9935 | 1.4313 | 21.17 | 0.83336 | 0.16743 | 423.5461 | 1.4513 | 20.81 | 0.82014 | 0.16282 | 430.1647 | 1.5433 | 19.61 | 0.77218 | 0.15395 | 429.0311 | 1.5453 | 21.36 | 0.83145 | 0.16068 | 429.0372 | 1.7494 | 18.89 | 0.73477 | 0.14215 | 451.8784 | 1.7104 | 21.06 | 0.80372 | 0.15514 | 427.2617 | 1.9804 | 19.48 | 0.73007 | 0.13557 | 411.8199 | 2.1295 | 16.76 | 0.6411 | 0.1193 | 432.5473 | 2.0844 | 18.55 | 0.69452 | 0.12951 | 417.0945 | 2.2945 | 15.63 | 0.59651 | 0.11064 | 417.1086 | 2.2945 | 16.84 | 0.62998 | 0.115 | 407.3984 | 2.3185 | 16.62 | 0.6223 | 0.11263 | 393.6742 | 2.7236 | 14.09 | 0.52806 | 0.09462 | 389.2998 | 2.9026 | 13.22 | 0.4953 | 0.08811 | 390.9997 | 2.8966 | 14.2 | 0.5208 | 0.09171 | 403.6338 | 2.9756 | 13.88 | 0.50827 | 0.09087 | 408.0212 | 3.1417 | 13.17 | 0.48207 | 0.08601 | 374.164 | 4.0939 | 10.73 | 0.38409 | 0.06582 | 367.2926 | 4.1289 | 10.62 | 0.38026 | 0.06476 | 393.9986 | 5.0831 | 10.9 | 0.42249 | 0.06103 | 403.5317 | 5.2551 | 10.59 | 0.40979 | 0.05962 | 387.8825 | 5.3491 | 10.37 | 0.40161 | 0.05764 | 404.6885 | 5.2481 | 11.67 | 0.45132 | 0.06285 | 425.8097 | 5.9392 | 11.34 | 0.43231 | 0.06042 | 416.9215 | 6.5884 | 10.23 | 0.38947 | 0.05428 | 408.998 | 7.0966 | 10.29 | 0.38553 | 0.05304 | 424.4225 | 7.8926 | 10.02 | 0.3676 | 0.04895 | 414.363 | 8.0447 | 9.84 | 0.36041 | 0.04894 | 497.3805 | 8.4316 | 12.34 | 0.49576 | 0.05749 | 454.6189 | 10.282 | 10.12 | 0.40538 | 0.04552 | 456.9293 | 10.4321 | 9.99 | 0.3996 | 0.04523 | 480.8224 | 10.7621 | 10.84 | 0.43186 | 0.04788 | 478.5147 | 11.4322 | 10.25 | 0.4071 | 0.04472 | 474.0603 | 12.7326 | 10.14 | 0.3973 | 0.04328 | 467.9975 | 13.6627 | 9.4 | 0.36935 | 0.0393 | 462.0859 | 13.7227 | 9.34 | 0.36727 | 0.03894
446.4286 | 0.0017173 | 285.5 | 12.46 | 18.22 | 546.1768 | 0.0015853 | 780.56 | 33.3 | 35.28 | 497.3475 | 0.0016433 | 1020 | 39.53 | 38.68 | 497.3475 | 0.0065793 | 253.45 | 9.87 | 9.34 | 449.6628 | 0.0068575 | 288.15 | 10.46 | 9.46 | 498.8597 | 0.014803 | 263.35 | 10.05 | 6.43 | 449.4158 | 0.041379 | 119.24 | 4.65 | 2.48 | 454.1739 | 0.041189 | 133.27 | 5.29 | 2.65 | 416.6667 | 0.062054 | 87.53 | 3.49 | 1.67 | 428.4796 | 0.084768 | 77.12 | 3.04 | 1.34 | 433.3333 | 0.084348 | 84.09 | 3.25 | 1.41 | 437.6368 | 0.10992 | 69.63 | 2.64 | 1.13 | 470.6159 | 0.10652 | 82.85 | 3.39 | 1.29 | 500.0278 | 0.10392 | 96.31 | 4.01 | 1.44 | 526.3712 | 0.12853 | 87.13 | 3.61 | 1.26 | 500.2001 | 0.16123 | 68.97 | 2.86 | 0.97535 | 523.9592 | 0.15833 | 77.76 | 3.18 | 1.07 | 500.2046 | 0.16123 | 75.87 | 3.11 | 1.03 | 500.3127 | 0.23145 | 57.72 | 2.32 | 0.74271 | 481.8027 | 0.29456 | 49.11 | 1.93 | 0.58112 | 500.4111 | 0.32026 | 48.68 | 1.87 | 0.57259 | 483.1585 | 0.32487 | 47.77 | 1.83 | 0.55533 | 469.1605 | 0.44739 | 37.22 | 1.39 | 0.40514 | 457.5481 | 0.4922 | 35.82 | 1.31 | 0.37884 | 459.8821 | 0.4911 | 38.17 | 1.37 | 0.39269 | 472.6423 | 0.56051 | 33.58 | 1.2 | 0.34276 | 450.4279 | 0.57201 | 34.63 | 1.21 | 0.33825 | 450.4166 | 0.67814 | 29.22 | 1.02 | 0.28973 | 455.0108 | 0.67524 | 32.65 | 1.2 | 0.30875 | 469.2094 | 0.66654 | 37.35 | 1.45 | 0.33723 | 469.2584 | 0.79886 | 31.19 | 1.21 | 0.2816 | 450.4955 | 0.81277 | 30.5 | 1.19 | 0.27157 | 490.7349 | 0.86107 | 32.35 | 1.27 | 0.28073 | 481.3153 | 0.94729 | 29.34 | 1.15 | 0.25219 | 491.6421 | 1.0912 | 28.12 | 1.1 | 0.23286 | 474.6699 | 1.2913 | 23.69 | 0.92965 | 0.19278 | 469.2779 | 1.2973 | 25.69 | 0.99697 | 0.19967 | 476.7202 | 1.3793 | 24.21 | 0.93857 | 0.1891 | 462.0503 | 1.3973 | 23.81 | 0.92419 | 0.18401 | 469.2706 | 1.4873 | 22.43 | 0.86989 | 0.17392 | 464.7837 | 1.4933 | 24.17 | 0.92246 | 0.17978 | 464.7903 | 1.6903 | 21.38 | 0.81515 | 0.15901 | 486.6383 | 1.6583 | 23.59 | 0.88081 | 0.17194 | 457.7804 | 1.9224 | 21.67 | 0.79356 | 0.1493 | 443.4983 | 2.0614 | 18.8 | 0.70347 | 0.13239 | 463.4436 | 2.0234 | 20.63 | 0.75478 | 0.1426 | 449.1786 | 2.2224 | 17.53 | 0.65423 | 0.12268 | 446.9021 | 2.2275 | 18.73 | 0.68477 | 0.12661 | 436.4982 | 2.2495 | 18.49 | 0.67663 | 0.12405 | 421.7938 | 2.6406 | 15.68 | 0.57448 | 0.10427 | 417.1069 | 2.8136 | 14.72 | 0.53888 | 0.09709 | 417.0664 | 2.8136 | 15.7 | 0.5625 | 0.10041 | 430.5427 | 2.8926 | 15.34 | 0.54874 | 0.09944 | 435.2226 | 3.0536 | 14.55 | 0.52036 | 0.09411 | 420.9345 | 3.8808 | 12.87 | 0.48982 | 0.0776 | 413.2042 | 3.9128 | 12.75 | 0.48522 | 0.07637 | 433.3985 | 4.874 | 12.62 | 0.48758 | 0.0696 | 443.8849 | 5.044 | 12.25 | 0.47253 | 0.06793 | 426.6708 | 5.129 | 12 | 0.46344 | 0.06572 | 441.4784 | 5.056 | 13.33 | 0.50891 | 0.0708 | 461.2939 | 5.7442 | 12.8 | 0.4795 | 0.06732 | 451.6649 | 6.3703 | 11.55 | 0.43204 | 0.06046 | 440.4593 | 6.8765 | 11.52 | 0.42274 | 0.05859 | 485.0543 | 7.4764 | 12.25 | 0.48421 | 0.05844 | 473.5577 | 7.6165 | 12.02 | 0.47493 | 0.05841 | 552.645 | 8.1165 | 14.41 | 0.5757 | 0.0658 | 505.1321 | 9.8808 | 11.82 | 0.47118 | 0.05206 | 507.6993 | 10.0219 | 11.66 | 0.46445 | 0.05171 | 528.9046 | 10.3919 | 12.45 | 0.48878 | 0.05399 | 526.3662 | 11.052 | 11.78 | 0.46055 | 0.05036 | 517.1567 | 12.3424 | 11.5 | 0.44176 | 0.04823 | 510.5427 | 13.2325 | 10.67 | 0.41091 | 0.04385 | 504.0937 | 13.2925 | 10.61 | 0.40867 | 0.04345
496.0317 | 0.0016453 | 335.98 | 14.75 | 21.11 | 595.8292 | 0.0015373 | 889.68 | 37.1 | 39.64 | 530.504 | 0.0016023 | 1120 | 42.53 | 42.25 | 530.504 | 0.0064172 | 279.7 | 10.62 | 10.2 | 499.6253 | 0.0065673 | 339.01 | 12.81 | 10.96 | 534.4926 | 0.014413 | 292.59 | 10.91 | 7.07 | 499.3508 | 0.039618 | 140.34 | 5.55 | 2.88 | 499.5912 | 0.039608 | 154.42 | 6.1 | 3.03 | 458.3333 | 0.059523 | 101.58 | 4.03 | 1.91 | 464.1862 | 0.081887 | 87.38 | 3.37 | 1.5 | 466.6667 | 0.081707 | 94.38 | 3.57 | 1.57 | 500.1563 | 0.10392 | 85.62 | 3.49 | 1.36 | 529.4429 | 0.10172 | 99.27 | 4.12 | 1.52 | 555.5864 | 0.099859 | 113.09 | 4.66 | 1.67 | 579.0083 | 0.12402 | 100.67 | 4.09 | 1.43 | 550.2201 | 0.15543 | 79.76 | 3.25 | 1.11 | 571.5919 | 0.15333 | 88.73 | 3.54 | 1.2 | 545.6778 | 0.15593 | 86.65 | 3.47 | 1.16 | 542.0054 | 0.22434 | 65.22 | 2.55 | 0.82923 | 518.8644 | 0.28605 | 55 | 2.1 | 0.64357 | 536.1547 | 0.31186 | 54.09 | 2.02 | 0.62967 | 517.6698 | 0.31606 | 53.11 | 1.99 | 0.6111 | 500.4379 | 0.43588 | 41.09 | 1.5 | 0.44299 | 486.1449 | 0.4799 | 39.34 | 1.41 | 0.41244 | 486.9339 | 0.4796 | 41.69 | 1.46 | 0.42543 | 500.4448 | 0.5476 | 36.66 | 1.28 | 0.37115 | 500.4755 | 0.5476 | 40.74 | 1.49 | 0.39198 | 500.4629 | 0.64923 | 34.38 | 1.26 | 0.33573 | 511.8872 | 0.64343 | 39.14 | 1.51 | 0.36387 | 521.3438 | 0.63882 | 43.9 | 1.72 | 0.39034 | 521.3982 | 0.76585 | 36.65 | 1.44 | 0.3259 | 500.5506 | 0.77816 | 35.87 | 1.41 | 0.31466 | 539.8084 | 0.82966 | 37.41 | 1.46 | 0.32003 | 529.4469 | 0.91227 | 33.94 | 1.33 | 0.28762 | 536.3368 | 1.0552 | 32.11 | 1.24 | 0.26239 | 517.8217 | 1.2472 | 27.06 | 1.05 | 0.21735 | 508.3844 | 1.2562 | 29.04 | 1.1 | 0.22303 | 516.4468 | 1.3363 | 27.36 | 1.04 | 0.21114 | 500.5545 | 1.3533 | 26.92 | 1.02 | 0.20558 | 508.3765 | 1.4393 | 25.35 | 0.96372 | 0.19424 | 500.5363 | 1.4483 | 27.08 | 1.01 | 0.19919 | 500.5434 | 1.6403 | 23.95 | 0.89296 | 0.17614 | 521.3982 | 1.6143 | 26.21 | 0.95575 | 0.18899 | 488.2991 | 1.8724 | 23.93 | 0.85561 | 0.16324 | 475.1768 | 2.0024 | 20.9 | 0.76425 | 0.14571 | 494.3398 | 1.9714 | 22.77 | 0.81366 | 0.15587 | 481.2628 | 2.1604 | 19.48 | 0.71044 | 0.13491 | 476.6955 | 2.1684 | 20.67 | 0.73835 | 0.1384 | 465.5981 | 2.1894 | 20.42 | 0.72978 | 0.13564 | 449.9134 | 2.5675 | 17.33 | 0.61994 | 0.11408 | 444.9141 | 2.7356 | 16.26 | 0.58158 | 0.10622 | 469.1996 | 2.6755 | 18.82 | 0.71513 | 0.11824 | 484.3605 | 2.7535 | 18.37 | 0.69675 | 0.11698 | 489.6254 | 2.9076 | 17.42 | 0.66039 | 0.11066 | 467.705 | 3.7117 | 15.13 | 0.58466 | 0.0897 | 459.1157 | 3.7397 | 14.98 | 0.57944 | 0.08831 | 472.7983 | 4.7009 | 14.4 | 0.54935 | 0.07835 | 484.2381 | 4.8699 | 13.98 | 0.53202 | 0.0764 | 465.4591 | 4.947 | 13.7 | 0.52212 | 0.07397 | 478.2682 | 4.8929 | 15.05 | 0.56419 | 0.07889 | 496.778 | 5.5771 | 14.31 | 0.52511 | 0.07432 | 486.4084 | 6.1842 | 12.91 | 0.4732 | 0.06674 | 503.3821 | 6.5213 | 14.07 | 0.55626 | 0.06995 | 545.686 | 7.1563 | 14.59 | 0.58652 | 0.06814 | 532.7524 | 7.2854 | 14.32 | 0.57549 | 0.06811 | 607.9095 | 7.8634 | 16.55 | 0.65058 | 0.07421 | 555.6454 | 9.5557 | 13.58 | 0.53299 | 0.0587 | 558.4692 | 9.6937 | 13.4 | 0.52538 | 0.05828 | 576.9869 | 10.0918 | 14.12 | 0.54292 | 0.06017 | 574.2176 | 10.7318 | 13.35 | 0.51139 | 0.05606 | 560.2531 | 12.0122 | 12.91 | 0.48445 | 0.05323 | 553.0879 | 12.8723 | 11.98 | 0.45084 | 0.04844 | 546.1015 | 12.9223 | 11.91 | 0.44847 | 0.04801
545.6349 | 0.0015863 | 388.53 | 16.91 | 24.05 | 645.4816 | 0.0014973 | 1000 | 40.76 | 44.03 | 563.6605 | 0.0015673 | 1230 | 45.49 | 45.85 | 563.6605 | 0.0062752 | 306.57 | 11.36 | 11.07 | 562.0784 | 0.0062822 | 405.44 | 16.01 | 12.86 | 570.1254 | 0.014073 | 322.56 | 11.74 | 7.71 | 549.2859 | 0.038188 | 162.3 | 6.38 | 3.28 | 545.0086 | 0.038298 | 176.36 | 6.86 | 3.41 | 500 | 0.057432 | 116.2 | 4.54 | 2.16 | 499.8929 | 0.079436 | 97.97 | 3.7 | 1.67 | 533.3333 | 0.077455 | 115.87 | 4.7 | 1.89 | 562.6758 | 0.099389 | 102.43 | 4.23 | 1.6 | 588.2699 | 0.097828 | 116.4 | 4.79 | 1.75 | 611.1451 | 0.096548 | 130.49 | 5.28 | 1.9 | 631.6454 | 0.12042 | 114.65 | 4.55 | 1.61 | 600.2401 | 0.15073 | 90.93 | 3.62 | 1.25 | 619.2245 | 0.14913 | 100.03 | 3.89 | 1.34 | 591.1509 | 0.15153 | 97.77 | 3.81 | 1.29 | 583.6981 | 0.21834 | 72.94 | 2.78 | 0.91675 | 555.9262 | 0.27875 | 61.05 | 2.27 | 0.70675 | 571.8983 | 0.30446 | 59.64 | 2.17 | 0.68734 | 552.1811 | 0.30846 | 58.58 | 2.13 | 0.66751 | 531.7153 | 0.42578 | 45.06 | 1.6 | 0.48127 | 514.7416 | 0.46909 | 42.94 | 1.5 | 0.44644 | 541.0377 | 0.46019 | 48.97 | 1.79 | 0.49196 | 556.0498 | 0.52589 | 43.03 | 1.57 | 0.4288 | 563.0349 | 0.52349 | 48.72 | 1.87 | 0.46055 | 563.0208 | 0.62071 | 41.11 | 1.58 | 0.39445 | 568.7635 | 0.61841 | 45.91 | 1.79 | 0.42009 | 573.4782 | 0.61661 | 50.71 | 1.98 | 0.44435 | 573.538 | 0.73914 | 42.33 | 1.65 | 0.37096 | 550.6057 | 0.75014 | 41.47 | 1.62 | 0.35856 | 588.8819 | 0.80385 | 42.64 | 1.64 | 0.35989 | 577.5784 | 0.88346 | 38.7 | 1.49 | 0.32357 | 581.0316 | 1.0242 | 36.22 | 1.37 | 0.29232 | 560.9735 | 1.2102 | 30.54 | 1.16 | 0.24228 | 547.4909 | 1.2212 | 32.49 | 1.21 | 0.24673 | 556.1735 | 1.2992 | 30.6 | 1.14 | 0.23347 | 539.0586 | 1.3142 | 30.12 | 1.12 | 0.22747 | 547.4824 | 1.3993 | 28.36 | 1.05 | 0.21485 | 536.2889 | 1.4103 | 30.07 | 1.1 | 0.21887 | 536.2966 | 1.5963 | 26.59 | 0.96854 | 0.19351 | 556.1581 | 1.5753 | 28.89 | 1.03 | 0.20623 | 549.3365 | 1.7893 | 28.6 | 1.08 | 0.19161 | 506.8552 | 1.9514 | 23.07 | 0.82361 | 0.15921 | 556.1323 | 1.8844 | 27.2 | 1.03 | 0.18288 | 513.347 | 2.1064 | 21.48 | 0.76531 | 0.14731 | 536.2825 | 2.0714 | 24.71 | 0.93379 | 0.1624 | 523.7979 | 2.0894 | 24.41 | 0.9238 | 0.15928 | 506.1526 | 2.4475 | 20.74 | 0.78605 | 0.13412 | 500.5283 | 2.6065 | 19.46 | 0.73763 | 0.12488 | 521.3329 | 2.5665 | 22.08 | 0.85161 | 0.13649 | 538.1784 | 2.6435 | 21.54 | 0.82898 | 0.1349 | 544.0282 | 2.7925 | 20.42 | 0.78543 | 0.12756 | 514.4755 | 3.5737 | 17.47 | 0.67269 | 0.10206 | 505.0273 | 3.5997 | 17.31 | 0.66693 | 0.10052 | 512.1982 | 4.5559 | 16.25 | 0.60854 | 0.08724 | 524.5912 | 4.7229 | 15.76 | 0.58896 | 0.085 | 504.2473 | 4.7939 | 15.45 | 0.57837 | 0.08235 | 515.0581 | 4.7549 | 16.82 | 0.61757 | 0.08711 | 567.7463 | 5.31 | 17.45 | 0.68823 | 0.08858 | 555.8953 | 5.8841 | 15.74 | 0.62051 | 0.07952 | 566.3049 | 6.2482 | 16.75 | 0.67326 | 0.08155 | 606.3178 | 6.9042 | 17.02 | 0.68017 | 0.07799 | 591.9472 | 7.0252 | 16.71 | 0.66761 | 0.07795 | 663.174 | 7.6553 | 18.76 | 0.72155 | 0.08268 | 606.1586 | 9.2875 | 15.4 | 0.5917 | 0.0654 | 609.2391 | 9.4216 | 15.19 | 0.58326 | 0.06492 | 625.0691 | 9.8427 | 15.84 | 0.59477 | 0.06639 | 622.0691 | 10.4717 | 14.96 | 0.56007 | 0.06179 | 603.3495 | 11.732 | 14.35 | 0.52562 | 0.05826 | 595.6332 | 12.5722 | 13.32 | 0.48937 | 0.05307 | 588.1093 | 12.6222 | 13.25 | 0.48688 | 0.0526
595.2381 | 0.0015373 | 442.89 | 18.98 | 27.03 | 695.1341 | 0.0014632 | 1120 | 44.3 | 48.43 | 596.817 | 0.0015363 | 1340 | 48.39 | 49.48 | 596.817 | 0.0061511 | 334.03 | 12.08 | 11.95 | 624.5316 | 0.0060581 | 474.61 | 18.89 | 14.8 | 641.3911 | 0.013522 | 384.47 | 14.72 | 9.01 | 599.221 | 0.037017 | 185.02 | 7.16 | 3.69 | 590.426 | 0.037207 | 198.99 | 7.59 | 3.8 | 541.6667 | 0.055681 | 131.3 | 5.03 | 2.41 | 571.3061 | 0.075504 | 120.04 | 4.85 | 2 | 600 | 0.074214 | 138.41 | 5.7 | 2.22 | 625.1954 | 0.095817 | 119.95 | 4.91 | 1.84 | 647.0969 | 0.094747 | 134.16 | 5.41 | 1.98 | 666.7037 | 0.093846 | 148.45 | 5.87 | 2.13 | 684.2826 | 0.11742 | 129.03 | 4.99 | 1.78 | 650.2601 | 0.14673 | 102.42 | 3.97 | 1.39 | 666.8572 | 0.14553 | 111.63 | 4.23 | 1.47 | 636.6241 | 0.14773 | 109.19 | 4.15 | 1.42 | 625.3909 | 0.21324 | 80.86 | 3 | 1.01 | 592.9879 | 0.27235 | 67.25 | 2.44 | 0.7705 | 607.642 | 0.29805 | 65.31 | 2.32 | 0.74546 | 586.6924 | 0.30175 | 64.18 | 2.28 | 0.72443 | 562.9926 | 0.41697 | 49.12 | 1.7 | 0.51988 | 571.9351 | 0.45088 | 50.37 | 1.83 | 0.5154 | 608.6674 | 0.44118 | 58.45 | 2.24 | 0.57654 | 625.556 | 0.50468 | 51.33 | 1.96 | 0.50198 | 625.5943 | 0.50459 | 57.03 | 2.21 | 0.53017 | 625.5787 | 0.5983 | 48.12 | 1.87 | 0.45406 | 625.6399 | 0.5983 | 52.94 | 2.05 | 0.47706 | 625.6126 | 0.59831 | 57.75 | 2.21 | 0.49901 | 625.6778 | 0.71723 | 48.2 | 1.85 | 0.41655 | 600.6607 | 0.72723 | 47.25 | 1.81 | 0.40305 | 637.9554 | 0.78234 | 48.03 | 1.81 | 0.40014 | 625.7099 | 0.85945 | 43.61 | 1.64 | 0.3599 | 625.7263 | 0.99868 | 40.45 | 1.5 | 0.32253 | 604.1253 | 1.1782 | 34.12 | 1.26 | 0.26748 | 586.5974 | 1.1912 | 36.04 | 1.31 | 0.27068 | 595.9002 | 1.2682 | 33.93 | 1.23 | 0.25603 | 577.5628 | 1.2822 | 33.41 | 1.21 | 0.24961 | 586.5882 | 1.3652 | 31.45 | 1.14 | 0.23568 | 572.0415 | 1.3773 | 33.14 | 1.18 | 0.23876 | 572.0497 | 1.5593 | 29.3 | 1.04 | 0.21106 | 625.6778 | 1.5123 | 34.43 | 1.29 | 0.24114 | 610.3739 | 1.7233 | 33.47 | 1.28 | 0.22045 | 570.2121 | 1.8673 | 27.54 | 1.04 | 0.18666 | 617.9248 | 1.8163 | 31.82 | 1.22 | 0.21032 | 577.5154 | 2.0164 | 25.63 | 0.96506 | 0.17248 | 595.8694 | 1.9953 | 28.91 | 1.11 | 0.18681 | 581.9976 | 2.0114 | 28.58 | 1.1 | 0.18334 | 562.3917 | 2.3524 | 24.3 | 0.93423 | 0.15455 | 556.1426 | 2.5055 | 22.81 | 0.87688 | 0.14391 | 573.4662 | 2.4774 | 25.47 | 0.97784 | 0.15505 | 591.9962 | 2.5545 | 24.82 | 0.95113 | 0.1531 | 598.431 | 2.6995 | 23.54 | 0.9009 | 0.14472 | 561.246 | 3.4606 | 19.9 | 0.75579 | 0.11461 | 550.9389 | 3.4836 | 19.72 | 0.74958 | 0.11292 | 551.5981 | 4.4328 | 18.15 | 0.6656 | 0.09625 | 564.9444 | 4.5978 | 17.59 | 0.6438 | 0.09371 | 543.0356 | 4.6628 | 17.26 | 0.6326 | 0.09085 | 588.6378 | 4.5338 | 20.5 | 0.80827 | 0.1038 | 638.7146 | 5.1069 | 20.74 | 0.83056 | 0.10305 | 625.3822 | 5.655 | 18.71 | 0.74912 | 0.09252 | 629.2276 | 6.034 | 19.53 | 0.78023 | 0.09329 | 666.9496 | 6.7021 | 19.53 | 0.76766 | 0.08791 | 651.1419 | 6.8161 | 19.18 | 0.75374 | 0.08789 | 718.4384 | 7.4832 | 21.01 | 0.78927 | 0.09117 | 656.6718 | 9.0644 | 17.26 | 0.64786 | 0.07214 | 660.009 | 9.1945 | 17.03 | 0.63863 | 0.07159 | 673.1514 | 9.6315 | 17.59 | 0.64464 | 0.07263 | 669.9206 | 10.2416 | 16.61 | 0.60689 | 0.06755 | 646.4458 | 11.4919 | 15.82 | 0.56545 | 0.06331 | 638.1784 | 12.312 | 14.7 | 0.52666 | 0.05772 | 630.1171 | 12.3521 | 14.62 | 0.52406 | 0.05722
644.8413 | 0.0014972 | 498.85 | 20.97 | 30.03 | 744.7865 | 0.0014352 | 1230 | 47.73 | 52.85 | 663.13 | 0.0014843 | 1560 | 58.55 | 56.78 | 663.13 | 0.005943 | 390.46 | 14.62 | 13.72 | 686.9848 | 0.005879 | 546.11 | 21.56 | 16.74 | 712.6568 | 0.013092 | 448.64 | 17.36 | 10.32 | 649.1561 | 0.036046 | 208.41 | 7.91 | 4.1 | 635.8434 | 0.036287 | 222.24 | 8.29 | 4.19 | 583.3333 | 0.0542 | 146.85 | 5.5 | 2.67 | 642.7194 | 0.072523 | 143.14 | 5.86 | 2.34 | 666.6667 | 0.071682 | 161.84 | 6.6 | 2.55 | 687.7149 | 0.092956 | 138.06 | 5.55 | 2.08 | 705.9239 | 0.092235 | 152.44 | 6.01 | 2.22 | 722.2623 | 0.091625 | 166.88 | 6.43 | 2.36 | 736.9197 | 0.11482 | 143.75 | 5.42 | 1.96 | 700.2801 | 0.14342 | 114.21 | 4.31 | 1.53 | 714.4899 | 0.14252 | 123.5 | 4.55 | 1.61 | 682.0972 | 0.14452 | 120.89 | 4.47 | 1.55 | 667.0836 | 0.20884 | 88.96 | 3.22 | 1.09 | 630.0497 | 0.26694 | 73.59 | 2.6 | 0.83466 | 643.3856 | 0.29245 | 71.1 | 2.46 | 0.80393 | 621.2038 | 0.29585 | 69.9 | 2.42 | 0.78173 | 625.5474 | 0.40207 | 57.47 | 2.08 | 0.5979 | 643.427 | 0.43307 | 60.05 | 2.29 | 0.60282 | 676.2971 | 0.42637 | 68.31 | 2.64 | 0.66208 | 695.0623 | 0.48808 | 59.94 | 2.31 | 0.5759 | 688.1537 | 0.48958 | 65.63 | 2.53 | 0.60042 | 688.1365 | 0.5805 | 55.37 | 2.13 | 0.5142 | 682.5162 | 0.5819 | 60.18 | 2.29 | 0.53449 | 677.747 | 0.5832 | 64.99 | 2.44 | 0.55407 | 677.8176 | 0.69912 | 54.24 | 2.04 | 0.46248 | 650.7158 | 0.70812 | 53.21 | 2 | 0.44793 | 687.0289 | 0.76433 | 53.56 | 1.97 | 0.44064 | 673.8415 | 0.83934 | 48.64 | 1.79 | 0.39649 | 670.421 | 0.97676 | 44.77 | 1.62 | 0.35294 | 647.2771 | 1.1522 | 37.79 | 1.37 | 0.29287 | 625.7039 | 1.1652 | 39.67 | 1.41 | 0.29481 | 635.6269 | 1.2412 | 37.34 | 1.32 | 0.27876 | 616.067 | 1.2542 | 36.79 | 1.31 | 0.27192 | 625.6941 | 1.3352 | 34.62 | 1.23 | 0.25667 | 643.5467 | 1.3232 | 39.47 | 1.48 | 0.27898 | 643.5559 | 1.4983 | 34.89 | 1.31 | 0.24655 | 695.1976 | 1.4632 | 40.17 | 1.53 | 0.27641 | 671.4113 | 1.6713 | 38.5 | 1.47 | 0.24958 | 633.569 | 1.8013 | 32.2 | 1.23 | 0.2145 | 679.7172 | 1.7623 | 36.6 | 1.39 | 0.23802 | 641.6838 | 1.9473 | 29.94 | 1.14 | 0.19798 | 655.4564 | 1.9343 | 33.26 | 1.27 | 0.21148 | 640.1974 | 1.9483 | 32.9 | 1.26 | 0.20768 | 618.6309 | 2.2764 | 27.99 | 1.07 | 0.17527 | 611.7569 | 2.4234 | 26.28 | 1.01 | 0.16322 | 625.5995 | 2.4054 | 28.97 | 1.1 | 0.17382 | 645.814 | 2.4824 | 28.22 | 1.07 | 0.17148 | 652.8338 | 2.6244 | 26.75 | 1.01 | 0.16204 | 608.0165 | 3.3656 | 22.41 | 0.83502 | 0.1273 | 596.8505 | 3.3876 | 22.21 | 0.82843 | 0.12547 | 630.3978 | 4.2347 | 22.1 | 0.86908 | 0.11452 | 645.6507 | 4.3997 | 21.39 | 0.8392 | 0.11133 | 620.6121 | 4.4547 | 21.01 | 0.82604 | 0.10807 | 662.2175 | 4.3647 | 24.34 | 0.97442 | 0.1207 | 709.6829 | 4.9478 | 24.14 | 0.96011 | 0.11764 | 694.8691 | 5.4769 | 21.78 | 0.86627 | 0.10562 | 692.1504 | 5.863 | 22.41 | 0.88003 | 0.10512 | 727.5814 | 6.537 | 22.12 | 0.85034 | 0.09788 | 710.3366 | 6.6451 | 21.72 | 0.83519 | 0.09786 | 773.7029 | 7.3401 | 23.32 | 0.8542 | 0.09967 | 707.185 | 8.8773 | 19.16 | 0.70182 | 0.07889 | 710.779 | 9.0034 | 18.9 | 0.69184 | 0.07828 | 721.2336 | 9.4515 | 19.39 | 0.69278 | 0.07888 | 717.772 | 10.0515 | 18.29 | 0.65207 | 0.07331 | 689.5422 | 11.2918 | 17.32 | 0.60406 | 0.06837 | 680.7236 | 12.0819 | 16.1 | 0.56283 | 0.06237 | 672.1249 | 12.1219 | 16.02 | 0.56015 | 0.06185
694.4444 | 0.0014632 | 556.21 | 22.89 | 33.05 | 794.4389 | 0.0014102 | 1350 | 51.07 | 57.26 | 746.0212 | 0.0014342 | 1860 | 72.32 | 65.94 | 746.0212 | 0.0057409 | 463.48 | 18.06 | 15.94 | 749.4379 | 0.0057339 | 619.61 | 24.06 | 18.69 | 783.9225 | 0.012762 | 514.72 | 19.78 | 11.63 | 699.0912 | 0.035236 | 232.38 | 8.63 | 4.51 | 726.6782 | 0.034836 | 270.3 | 10.76 | 4.98 | 666.6667 | 0.051849 | 179.09 | 7.17 | 3.18 | 714.1327 | 0.070212 | 167.09 | 6.79 | 2.68 | 733.3333 | 0.069671 | 186.02 | 7.45 | 2.88 | 750.2344 | 0.090644 | 156.68 | 6.15 | 2.32 | 764.7509 | 0.090164 | 171.18 | 6.58 | 2.46 | 777.821 | 0.089764 | 185.73 | 6.97 | 2.59 | 789.5568 | 0.11272 | 158.78 | 5.83 | 2.14 | 750.3001 | 0.14062 | 126.24 | 4.64 | 1.67 | 762.1225 | 0.14002 | 135.6 | 4.87 | 1.75 | 727.5704 | 0.14182 | 132.83 | 4.78 | 1.69 | 708.7763 | 0.20503 | 97.22 | 3.43 | 1.18 | 667.1114 | 0.26204 | 80.06 | 2.76 | 0.8991 | 714.8729 | 0.28315 | 82.98 | 2.98 | 0.92153 | 690.2264 | 0.28605 | 81.66 | 2.94 | 0.89714 | 703.7408 | 0.38756 | 68.29 | 2.58 | 0.69629 | 714.9189 | 0.41927 | 70.08 | 2.7 | 0.69098 | 743.9269 | 0.41456 | 78.47 | 3.01 | 0.74808 | 764.5685 | 0.47487 | 68.82 | 2.63 | 0.65013 | 750.7132 | 0.47727 | 74.47 | 2.82 | 0.67096 | 750.6944 | 0.56599 | 62.83 | 2.38 | 0.5746 | 739.3926 | 0.56839 | 67.61 | 2.53 | 0.59216 | 729.8813 | 0.57049 | 72.39 | 2.66 | 0.60935 | 729.9575 | 0.68391 | 60.42 | 2.22 | 0.5086 | 700.7708 | 0.69211 | 59.31 | 2.18 | 0.49307 | 736.1024 | 0.74902 | 59.21 | 2.13 | 0.48127 | 721.973 | 0.82213 | 53.78 | 1.94 | 0.43321 | 715.1158 | 0.95796 | 49.19 | 1.73 | 0.38346 | 690.4289 | 1.1292 | 41.54 | 1.47 | 0.31838 | 703.9169 | 1.1222 | 47.14 | 1.76 | 0.34346 | 715.0802 | 1.1962 | 44.36 | 1.66 | 0.32454 | 693.0754 | 1.2072 | 43.73 | 1.64 | 0.31693 | 703.9059 | 1.2872 | 41.14 | 1.54 | 0.29898 | 715.0518 | 1.2812 | 46.03 | 1.75 | 0.31955 | 715.0621 | 1.4512 | 40.69 | 1.55 | 0.28236 | 764.7173 | 1.4242 | 46.1 | 1.74 | 0.31182 | 732.4487 | 1.6293 | 43.68 | 1.64 | 0.27886 | 696.9259 | 1.7483 | 37.02 | 1.41 | 0.24258 | 741.5097 | 1.7183 | 41.52 | 1.56 | 0.26585 | 705.8522 | 1.8913 | 34.4 | 1.31 | 0.22367 | 715.0433 | 1.8843 | 37.74 | 1.42 | 0.2363 | 698.3972 | 1.8973 | 37.35 | 1.41 | 0.23219 | 674.8701 | 2.2144 | 31.8 | 1.2 | 0.19616 | 667.3711 | 2.3564 | 29.85 | 1.13 | 0.18269 | 677.7328 | 2.3454 | 32.57 | 1.21 | 0.19272 | 699.6319 | 2.4224 | 31.71 | 1.17 | 0.18998 | 707.2367 | 2.5614 | 30.04 | 1.11 | 0.17946 | 654.787 | 3.2865 | 24.98 | 0.91105 | 0.14008 | 642.762 | 3.3055 | 24.77 | 0.90413 | 0.13812 | 709.1975 | 4.0866 | 26.21 | 1.05 | 0.13297 | 726.3571 | 4.2496 | 25.35 | 1.01 | 0.12908 | 698.1886 | 4.2977 | 24.92 | 0.99425 | 0.12546 | 735.7973 | 4.2346 | 28.32 | 1.13 | 0.13771 | 780.6512 | 4.8227 | 27.64 | 1.08 | 0.13225 | 764.356 | 5.3358 | 24.94 | 0.97519 | 0.11876 | 755.0731 | 5.7239 | 25.36 | 0.97424 | 0.11698 | 788.2132 | 6.4019 | 24.76 | 0.92904 | 0.10785 | 769.5313 | 6.505 | 24.32 | 0.91276 | 0.10785 | 828.9674 | 7.219 | 25.67 | 0.91666 | 0.10814 | 757.6982 | 8.7183 | 21.11 | 0.75385 | 0.08564 | 761.5489 | 8.8423 | 20.82 | 0.74315 | 0.08497 | 769.3158 | 9.2974 | 21.21 | 0.73935 | 0.08513 | 765.6235 | 9.8924 | 20.01 | 0.69578 | 0.07907 | 732.6386 | 11.1117 | 18.85 | 0.64157 | 0.07343 | 723.2688 | 11.8918 | 17.52 | 0.59798 | 0.06703 | 714.1327 | 11.9318 | 17.44 | 0.59522 | 0.06648
793.6508 | 0.0014112 | 674.47 | 29.05 | 39.1 | 844.0914 | 0.0013892 | 1480 | 54.32 | 61.67 | 828.9125 | 0.0013952 | 2160 | 84.59 | 75.1 | 828.9125 | 0.0055868 | 538.8 | 21.13 | 18.16 | 811.8911 | 0.0056149 | 694.82 | 26.43 | 20.64 | 855.1881 | 0.012482 | 582.39 | 22.04 | 12.94 | 798.9614 | 0.033955 | 281.79 | 11.14 | 5.34 | 817.5129 | 0.033755 | 320.13 | 12.89 | 5.77 | 750 | 0.050078 | 212.63 | 8.62 | 3.7 | 785.546 | 0.068381 | 191.75 | 7.64 | 3.02 | 800 | 0.06805 | 210.84 | 8.25 | 3.21 | 812.754 | 0.088743 | 175.73 | 6.73 | 2.57 | 823.5779 | 0.088453 | 190.32 | 7.12 | 2.69 | 833.3796 | 0.088193 | 204.93 | 7.49 | 2.82 | 842.1939 | 0.11092 | 174.06 | 6.22 | 2.32 | 800.3201 | 0.13822 | 138.51 | 4.96 | 1.81 | 809.7552 | 0.13772 | 147.91 | 5.18 | 1.89 | 773.0435 | 0.13942 | 144.98 | 5.09 | 1.82 | 750.469 | 0.20173 | 105.62 | 3.63 | 1.27 | 741.2349 | 0.25404 | 93.3 | 3.34 | 1.03 | 804.232 | 0.27414 | 98.32 | 3.69 | 1.07 | 776.5047 | 0.27664 | 96.85 | 3.65 | 1.04 | 781.9342 | 0.37645 | 79.48 | 3.03 | 0.795 | 786.4108 | 0.40836 | 80.4 | 3.07 | 0.77939 | 811.5566 | 0.40506 | 88.9 | 3.35 | 0.83414 | 834.0747 | 0.46436 | 77.92 | 2.93 | 0.72434 | 813.2726 | 0.46727 | 83.52 | 3.1 | 0.74153 | 813.2523 | 0.55408 | 70.46 | 2.62 | 0.63502 | 796.2689 | 0.55708 | 75.21 | 2.75 | 0.64989 | 782.0157 | 0.55979 | 79.96 | 2.87 | 0.6647 | 782.0973 | 0.6711 | 66.73 | 2.39 | 0.55477 | 750.8259 | 0.67851 | 65.55 | 2.36 | 0.53833 | 785.1759 | 0.73591 | 64.96 | 2.28 | 0.52194 | 770.1045 | 0.80752 | 59.03 | 2.07 | 0.47 | 804.5052 | 0.92764 | 58.26 | 2.16 | 0.44463 | 776.7325 | 1.0922 | 49.23 | 1.83 | 0.36958 | 782.1299 | 1.0902 | 54.87 | 2.07 | 0.39231 | 794.5336 | 1.1622 | 51.6 | 1.95 | 0.37047 | 770.0838 | 1.1722 | 50.92 | 1.93 | 0.36216 | 782.1177 | 1.2502 | 47.88 | 1.81 | 0.34146 | 786.557 | 1.2482 | 52.79 | 2 | 0.36024 | 786.5683 | 1.4132 | 46.66 | 1.76 | 0.31827 | 834.2371 | 1.3922 | 52.17 | 1.95 | 0.34723 | 793.4861 | 1.5942 | 48.99 | 1.81 | 0.30818 | 760.2828 | 1.7063 | 41.97 | 1.57 | 0.27076 | 803.3022 | 1.6813 | 46.54 | 1.71 | 0.2937 | 770.0205 | 1.8463 | 38.97 | 1.46 | 0.24943 | 774.6303 | 1.8433 | 42.33 | 1.56 | 0.26116 | 756.5969 | 1.8553 | 41.91 | 1.55 | 0.25676 | 731.1093 | 2.1633 | 35.7 | 1.32 | 0.21714 | 722.9854 | 2.3014 | 33.53 | 1.24 | 0.20226 | 729.8661 | 2.2944 | 36.26 | 1.32 | 0.2117 | 753.4497 | 2.3714 | 35.27 | 1.28 | 0.20852 | 761.6395 | 2.5084 | 33.42 | 1.21 | 0.19691 | 748.328 | 3.1605 | 30.28 | 1.18 | 0.1658 | 734.5852 | 3.1765 | 30.04 | 1.17 | 0.1636 | 787.9972 | 3.9716 | 30.45 | 1.21 | 0.15147 | 807.0634 | 4.1346 | 29.43 | 1.16 | 0.14686 | 775.7651 | 4.1756 | 28.96 | 1.15 | 0.14292 | 809.377 | 4.1316 | 32.41 | 1.27 | 0.15472 | 851.6195 | 4.7217 | 31.22 | 1.19 | 0.14684 | 833.8429 | 5.2217 | 28.18 | 1.08 | 0.13188 | 817.9959 | 5.6098 | 28.38 | 1.06 | 0.12882 | 848.845 | 6.2898 | 27.45 | 1 | 0.11779 | 828.726 | 6.3879 | 26.97 | 0.98702 | 0.11783 | 884.2319 | 7.117 | 28.05 | 0.97692 | 0.11658 | 808.2114 | 8.5832 | 23.08 | 0.80412 | 0.09239 | 812.3188 | 8.7042 | 22.77 | 0.79273 | 0.09165 | 817.3981 | 9.1653 | 23.06 | 0.78449 | 0.09136 | 813.475 | 9.7533 | 21.75 | 0.73814 | 0.08481 | 775.735 | 10.9616 | 20.4 | 0.67804 | 0.07848 | 765.8141 | 11.7217 | 18.97 | 0.63217 | 0.07169 | 756.1405 | 11.7517 | 18.88 | 0.62935 | 0.07111
892.8571 | 0.0013722 | 796.66 | 34.49 | 45.12 | 893.7438 | 0.0013712 | 1600 | 57.48 | 66.05 | 911.8037 | 0.0013652 | 2470 | 95.83 | 84.21 | 911.8037 | 0.0054657 | 616 | 23.94 | 20.37 | 874.3442 | 0.0055168 | 771.49 | 28.7 | 22.58 | 926.4538 | 0.012262 | 651.41 | 24.18 | 14.24 | 898.8315 | 0.033005 | 332.83 | 13.31 | 6.16 | 908.3477 | 0.032935 | 371.39 | 14.82 | 6.56 | 833.3333 | 0.048727 | 247.22 | 9.93 | 4.21 | 856.9592 | 0.06691 | 217.02 | 8.45 | 3.37 | 866.6667 | 0.06673 | 236.2 | 9.01 | 3.54 | 875.2735 | 0.087172 | 195.16 | 7.28 | 2.81 | 882.4048 | 0.087012 | 209.8 | 7.65 | 2.93 | 888.9383 | 0.086862 | 224.46 | 8 | 3.05 | 894.831 | 0.10932 | 189.59 | 6.6 | 2.49 | 850.3401 | 0.13612 | 150.97 | 5.27 | 1.95 | 857.3878 | 0.13582 | 160.4 | 5.48 | 2.02 | 818.5167 | 0.13742 | 157.33 | 5.39 | 1.96 | 833.8545 | 0.19623 | 122.81 | 4.38 | 1.45 | 833.8893 | 0.24643 | 110.38 | 4.13 | 1.19 | 893.5912 | 0.26724 | 114.11 | 4.32 | 1.22 | 862.783 | 0.26944 | 112.5 | 4.27 | 1.19 | 860.1276 | 0.36765 | 90.97 | 3.44 | 0.89351 | 857.9027 | 0.39956 | 90.98 | 3.42 | 0.86766 | 879.1863 | 0.39726 | 99.56 | 3.68 | 0.91998 | 903.581 | 0.45576 | 87.21 | 3.22 | 0.79828 | 875.832 | 0.45896 | 92.75 | 3.37 | 0.81193 | 875.8101 | 0.54428 | 78.24 | 2.84 | 0.69529 | 853.1453 | 0.54768 | 82.94 | 2.96 | 0.70752 | 834.1501 | 0.55068 | 87.65 | 3.07 | 0.72 | 834.2371 | 0.6601 | 73.15 | 2.56 | 0.60091 | 800.881 | 0.6669 | 71.9 | 2.52 | 0.5836 | 883.3229 | 0.715 | 76.75 | 2.83 | 0.60313 | 866.3676 | 0.78401 | 69.77 | 2.57 | 0.54349 | 893.8947 | 0.90453 | 67.59 | 2.53 | 0.50563 | 863.0362 | 1.0642 | 57.17 | 2.15 | 0.42075 | 860.3429 | 1.0642 | 62.8 | 2.36 | 0.4411 | 873.987 | 1.1362 | 59.04 | 2.22 | 0.41632 | 847.0922 | 1.1442 | 58.3 | 2.19 | 0.40737 | 860.3294 | 1.2202 | 54.8 | 2.06 | 0.38389 | 858.0622 | 1.2212 | 59.72 | 2.22 | 0.40088 | 858.0745 | 1.3832 | 52.77 | 1.96 | 0.35412 | 903.7568 | 1.3672 | 58.36 | 2.13 | 0.38251 | 854.5235 | 1.5652 | 54.4 | 1.96 | 0.33746 | 823.6397 | 1.6712 | 47.03 | 1.73 | 0.29895 | 865.0947 | 1.6512 | 51.67 | 1.86 | 0.3215 | 834.1889 | 1.8093 | 43.65 | 1.6 | 0.27517 | 834.2172 | 1.8093 | 47.01 | 1.7 | 0.28599 | 814.7967 | 1.8193 | 46.56 | 1.68 | 0.28133 | 787.3484 | 2.1203 | 39.7 | 1.44 | 0.23815 | 778.5996 | 2.2543 | 37.28 | 1.35 | 0.22186 | 834.1327 | 2.2163 | 43.84 | 1.7 | 0.2497 | 861.0854 | 2.2933 | 42.6 | 1.65 | 0.24559 | 870.4451 | 2.4273 | 40.35 | 1.56 | 0.23179 | 841.8689 | 3.0674 | 35.78 | 1.41 | 0.19153 | 826.4083 | 3.0804 | 35.51 | 1.41 | 0.18911 | 866.7969 | 3.8805 | 34.81 | 1.35 | 0.16993 | 887.7698 | 4.0435 | 33.61 | 1.3 | 0.16458 | 853.3416 | 4.0796 | 33.1 | 1.29 | 0.16033 | 882.9567 | 4.0485 | 36.59 | 1.4 | 0.17167 | 922.5878 | 4.6396 | 34.87 | 1.3 | 0.16136 | 903.3298 | 5.1287 | 31.48 | 1.17 | 0.14495 | 880.9187 | 5.5158 | 31.45 | 1.15 | 0.14063 | 909.4767 | 6.1958 | 30.19 | 1.08 | 0.12769 | 887.9207 | 6.2909 | 29.67 | 1.06 | 0.12776 | 939.4964 | 7.0289 | 30.47 | 1.04 | 0.12498 | 858.7246 | 8.4661 | 25.09 | 0.8528 | 0.0991 | 863.0887 | 8.5861 | 24.75 | 0.84074 | 0.09831 | 865.4803 | 9.0512 | 24.94 | 0.8283 | 0.09756 | 861.3264 | 9.6323 | 23.51 | 0.77926 | 0.09053 | 861.9278 | 10.7015 | 23.55 | 0.81202 | 0.08853 | 850.9045 | 11.4416 | 21.93 | 0.75782 | 0.08097 | 840.1561 | 11.4716 | 21.83 | 0.7548 | 0.08034
992.0635 | 0.0013422 | 921.95 | 39.44 | 51.09 | 993.0487 | 0.0013422 | 1850 | 68.34 | 74.75 | 994.695 | 0.0013422 | 2780 | 106.3 | 93.22 | 994.695 | 0.0053707 | 694.73 | 26.55 | 22.56 | 936.7974 | 0.0054347 | 849.43 | 30.87 | 24.51 | 997.7195 | 0.012082 | 721.56 | 26.2 | 15.53 | 998.7017 | 0.032294 | 385.16 | 15.26 | 6.98 | 999.1825 | 0.032294 | 423.78 | 16.6 | 7.34 | 916.6667 | 0.047667 | 282.68 | 11.15 | 4.73 | 928.3725 | 0.065709 | 242.79 | 9.22 | 3.71 | 933.3333 | 0.065639 | 262.03 | 9.73 | 3.87 | 937.7931 | 0.085862 | 214.91 | 7.8 | 3.05 | 941.2318 | 0.085802 | 229.58 | 8.15 | 3.17 | 944.4969 | 0.085732 | 244.26 | 8.48 | 3.28 | 947.4682 | 0.10801 | 205.32 | 6.98 | 2.67 | 900.3601 | 0.13432 | 163.61 | 5.57 | 2.09 | 952.6531 | 0.13272 | 185.86 | 6.57 | 2.29 | 909.463 | 0.13402 | 182.52 | 6.47 | 2.22 | 938.0863 | 0.19103 | 144.88 | 5.38 | 1.67 | 926.5436 | 0.24063 | 127.94 | 4.82 | 1.35 | 982.9503 | 0.26193 | 130.26 | 4.89 | 1.36 | 949.0613 | 0.26384 | 128.53 | 4.84 | 1.33 | 938.321 | 0.36075 | 102.7 | 3.83 | 0.99145 | 929.3946 | 0.39245 | 101.78 | 3.75 | 0.9555 | 946.816 | 0.39095 | 110.4 | 3.99 | 1.01 | 973.0872 | 0.44866 | 96.66 | 3.48 | 0.87177 | 938.3915 | 0.45206 | 102.13 | 3.62 | 0.882 | 938.368 | 0.53607 | 86.15 | 3.05 | 0.75528 | 910.0216 | 0.53967 | 90.8 | 3.16 | 0.76495 | 938.4189 | 0.53607 | 103.39 | 3.79 | 0.83011 | 938.5167 | 0.64269 | 86.27 | 3.16 | 0.69277 | 900.9911 | 0.64839 | 84.9 | 3.12 | 0.67389 | 981.4698 | 0.69919 | 88.84 | 3.31 | 0.68371 | 962.6307 | 0.7662 | 80.8 | 3.01 | 0.61651 | 983.2842 | 0.88662 | 77.14 | 2.87 | 0.5662 | 949.3398 | 1.0411 | 65.29 | 2.44 | 0.47161 | 938.5559 | 1.0441 | 70.91 | 2.62 | 0.48964 | 953.4403 | 1.1141 | 66.64 | 2.46 | 0.4619 | 924.1005 | 1.1222 | 65.84 | 2.44 | 0.45238 | 938.5412 | 1.1972 | 61.87 | 2.29 | 0.4261 | 929.5674 | 1.2002 | 66.78 | 2.44 | 0.44133 | 929.5807 | 1.3582 | 59.01 | 2.15 | 0.38982 | 973.2766 | 1.3462 | 64.66 | 2.31 | 0.41758 | 976.5983 | 1.5212 | 65.48 | 2.51 | 0.39564 | 886.9966 | 1.6422 | 52.19 | 1.88 | 0.32705 | 988.6796 | 1.6052 | 62.17 | 2.38 | 0.37671 | 898.3573 | 1.7792 | 48.41 | 1.74 | 0.30081 | 953.3911 | 1.7572 | 56.6 | 2.17 | 0.33538 | 931.1962 | 1.7652 | 56.1 | 2.16 | 0.33025 | 899.8268 | 2.0533 | 47.89 | 1.85 | 0.28006 | 889.8282 | 2.1833 | 44.99 | 1.74 | 0.26097 | 938.3993 | 2.1583 | 51.66 | 2.03 | 0.28749 | 968.7211 | 2.2363 | 50.15 | 1.96 | 0.2824 | 979.2508 | 2.3673 | 47.48 | 1.86 | 0.2664 | 935.4099 | 2.9964 | 41.42 | 1.62 | 0.21712 | 918.2315 | 3.0074 | 41.13 | 1.61 | 0.21451 | 945.5967 | 3.8095 | 39.25 | 1.49 | 0.18828 | 968.4761 | 3.9725 | 37.87 | 1.44 | 0.18217 | 930.9181 | 4.0035 | 37.33 | 1.42 | 0.17765 | 956.5365 | 3.9825 | 40.85 | 1.52 | 0.18851 | 993.5561 | 4.5726 | 38.58 | 1.4 | 0.17576 | 972.8167 | 5.0526 | 34.84 | 1.27 | 0.15793 | 943.8414 | 5.4367 | 34.57 | 1.23 | 0.15237 | 970.1085 | 6.1177 | 32.97 | 1.15 | 0.13753 | 947.1154 | 6.2078 | 32.4 | 1.13 | 0.13764 | 994.7609 | 6.9549 | 32.92 | 1.09 | 0.13332 | 909.2379 | 8.3661 | 27.12 | 0.90001 | 0.10579 | 913.8587 | 8.4841 | 26.75 | 0.8873 | 0.10493 | 961.6448 | 8.8651 | 28.76 | 0.9889 | 0.10988 | 957.0294 | 9.4352 | 27.1 | 0.93 | 0.10188 | 969.6688 | 10.4613 | 27.59 | 0.99292 | 0.10096 | 957.2676 | 11.1814 | 25.71 | 0.92754 | 0.09245 | 945.1756 | 11.2014 | 25.6 | 0.92429 | 0.09177
1091.2698 | 0.0013202 | 1050 | 44.04 | 56.97 | 1117.1797 | 0.0013152 | 2170 | 82.88 | 85.46 | 1077.5862 | 0.0013232 | 3100 | 116.16 | 102.14 | 1077.5862 | 0.0052946 | 774.74 | 29.02 | 24.72 | 999.2506 | 0.0053667 | 928.45 | 32.97 | 26.43 | 1140.2509 | 0.011811 | 864.52 | 33.2 | 18.07 | 1098.5719 | 0.031764 | 438.51 | 17.06 | 7.78 | 1090.0173 | 0.031804 | 477.1 | 18.27 | 8.11 | 1000 | 0.046836 | 318.84 | 12.28 | 5.24 | 999.7858 | 0.064738 | 268.99 | 9.95 | 4.04 | 1000 | 0.064739 | 288.24 | 10.43 | 4.2 | 1000.3126 | 0.084761 | 234.95 | 8.31 | 3.29 | 1000.0588 | 0.084771 | 249.62 | 8.64 | 3.4 | 1000.0556 | 0.084771 | 264.31 | 8.95 | 3.5 | 1052.7424 | 0.10581 | 237.29 | 8.33 | 3.02 | 1000.4002 | 0.13142 | 189.34 | 6.67 | 2.37 | 1071.7348 | 0.12982 | 218.42 | 8.03 | 2.63 | 1023.1458 | 0.13092 | 214.79 | 7.93 | 2.56 | 1042.3181 | 0.18712 | 167.48 | 6.27 | 1.89 | 1019.198 | 0.23613 | 145.87 | 5.45 | 1.51 | 1072.3094 | 0.25783 | 146.7 | 5.42 | 1.51 | 1035.3396 | 0.25943 | 144.86 | 5.37 | 1.47 | 1016.5145 | 0.35514 | 114.65 | 4.18 | 1.09 | 1000.8865 | 0.38665 | 112.75 | 4.06 | 1.04 | 1014.4457 | 0.38565 | 121.41 | 4.28 | 1.09 | 1042.5934 | 0.44285 | 106.25 | 3.74 | 0.94465 | 1000.9509 | 0.44616 | 111.65 | 3.87 | 0.95162 | 1000.9259 | 0.52917 | 94.18 | 3.26 | 0.81488 | 1023.7743 | 0.52697 | 106.83 | 3.89 | 0.87886 | 1042.6876 | 0.52517 | 119.5 | 4.43 | 0.93906 | 1042.7964 | 0.62968 | 99.71 | 3.69 | 0.78365 | 1001.1012 | 0.63438 | 98.23 | 3.65 | 0.76342 | 1079.6168 | 0.68708 | 101.17 | 3.74 | 0.76336 | 1058.8937 | 0.75259 | 92.06 | 3.41 | 0.68874 | 1072.6736 | 0.87261 | 86.85 | 3.18 | 0.62611 | 1035.6434 | 1.0241 | 73.56 | 2.7 | 0.52202 | 1016.7689 | 1.0281 | 79.16 | 2.87 | 0.5378 | 1032.8937 | 1.0971 | 74.37 | 2.7 | 0.50709 | 1001.1089 | 1.1041 | 73.53 | 2.67 | 0.49705 | 1016.753 | 1.1781 | 69.06 | 2.51 | 0.46798 | 1001.0726 | 1.1822 | 73.96 | 2.64 | 0.4815 | 1001.0869 | 1.3382 | 65.34 | 2.33 | 0.42526 | 1112.3161 | 1.3142 | 77.52 | 2.94 | 0.48683 | 1098.673 | 1.4892 | 76.84 | 2.98 | 0.453 | 1013.7104 | 1.5982 | 62.75 | 2.4 | 0.38279 | 1112.2646 | 1.5722 | 72.93 | 2.83 | 0.43111 | 1026.694 | 1.7322 | 58.15 | 2.22 | 0.35163 | 1072.565 | 1.7192 | 66.44 | 2.58 | 0.38412 | 1047.5958 | 1.7262 | 65.89 | 2.56 | 0.37859 | 1012.3051 | 2.0053 | 56.32 | 2.2 | 0.32157 | 1001.0567 | 2.1313 | 52.91 | 2.07 | 0.29974 | 1042.6659 | 2.1153 | 59.66 | 2.32 | 0.32489 | 1076.3567 | 2.1933 | 57.88 | 2.25 | 0.31876 | 1088.0564 | 2.3233 | 54.77 | 2.12 | 0.30057 | 1028.9509 | 2.9414 | 47.17 | 1.82 | 0.24247 | 1010.0546 | 2.9514 | 46.86 | 1.81 | 0.23969 | 1024.3964 | 3.7515 | 43.78 | 1.63 | 0.20647 | 1049.1824 | 3.9155 | 42.21 | 1.56 | 0.19958 | 1008.4946 | 3.9425 | 41.63 | 1.55 | 0.19483 | 1030.1162 | 3.9275 | 45.17 | 1.64 | 0.20521 | 1064.5244 | 4.5175 | 42.35 | 1.5 | 0.19004 | 1042.3036 | 4.9906 | 38.25 | 1.36 | 0.17079 | 1006.7642 | 5.3707 | 37.74 | 1.31 | 0.16402 | 1030.7403 | 6.0507 | 35.78 | 1.21 | 0.14729 | 1006.3102 | 6.1378 | 35.17 | 1.19 | 0.14744 | 1105.2899 | 6.8348 | 37.88 | 1.3 | 0.1498 | 1010.2643 | 8.205 | 31.25 | 1.07 | 0.11903 | 1015.3985 | 8.319 | 30.82 | 1.06 | 0.11806 | 1081.8504 | 8.693 | 33.62 | 1.21 | 0.12505 | 1076.6581 | 9.254 | 31.67 | 1.13 | 0.11584 | 1077.4097 | 10.2912 | 31.71 | 1.15 | 0.11318 | 1063.6306 | 10.9813 | 29.56 | 1.08 | 0.10375 | 1050.1951 | 11.0013 | 29.44 | 1.07 | 0.10303
1190.4762 | 0.0013031 | 1180 | 48.36 | 62.76 | 1241.3108 | 0.0012961 | 2500 | 95.68 | 95.94 | 1160.4775 | 0.0013082 | 3430 | 125.5 | 110.93 | 1160.4775 | 0.0052346 | 855.78 | 31.35 | 26.86 | 1124.1569 | 0.0052596 | 1090 | 40.26 | 30.21 | 1282.7822 | 0.011631 | 1010 | 39.19 | 20.55 | 1198.442 | 0.031344 | 492.66 | 18.73 | 8.57 | 1180.852 | 0.031414 | 531.17 | 19.84 | 8.87 | 1083.3333 | 0.046166 | 355.59 | 13.36 | 5.74 | 1071.199 | 0.063938 | 295.55 | 10.65 | 4.38 | 1066.6667 | 0.063978 | 314.8 | 11.1 | 4.52 | 1062.8321 | 0.08383 | 255.22 | 8.8 | 3.53 | 1058.8858 | 0.083891 | 269.88 | 9.11 | 3.63 | 1111.1728 | 0.08321 | 305.01 | 10.66 | 3.95 | 1184.3352 | 0.10381 | 278.06 | 10.14 | 3.45 | 1125.4502 | 0.12872 | 222.19 | 8.14 | 2.71 | 1190.8164 | 0.12771 | 251.61 | 9.31 | 2.96 | 1136.8287 | 0.12852 | 247.73 | 9.21 | 2.88 | 1146.5499 | 0.18422 | 190.49 | 7.07 | 2.11 | 1111.8523 | 0.23263 | 164.1 | 6.04 | 1.67 | 1161.6685 | 0.25453 | 163.38 | 5.92 | 1.65 | 1121.6179 | 0.25593 | 161.45 | 5.86 | 1.61 | 1094.7079 | 0.35054 | 126.76 | 4.52 | 1.18 | 1072.3784 | 0.38185 | 123.87 | 4.35 | 1.13 | 1082.0754 | 0.38125 | 132.55 | 4.57 | 1.17 | 1112.0996 | 0.43795 | 115.95 | 3.99 | 1.02 | 1126.0698 | 0.43715 | 131 | 4.74 | 1.09 | 1126.0416 | 0.51846 | 110.49 | 4 | 0.93263 | 1137.527 | 0.51766 | 123.2 | 4.53 | 0.99107 | 1146.9564 | 0.51696 | 135.9 | 5 | 1.05 | 1147.076 | 0.61977 | 113.39 | 4.17 | 0.87324 | 1101.2113 | 0.62378 | 111.82 | 4.13 | 0.85183 | 1177.7638 | 0.67778 | 113.69 | 4.14 | 0.84186 | 1155.1568 | 0.74209 | 103.49 | 3.77 | 0.75999 | 1162.0631 | 0.8615 | 96.71 | 3.48 | 0.68525 | 1121.947 | 1.0101 | 81.96 | 2.95 | 0.57183 | 1094.9819 | 1.0141 | 87.53 | 3.11 | 0.58547 | 1112.3471 | 1.0831 | 82.21 | 2.92 | 0.55179 | 1078.1173 | 1.0891 | 81.32 | 2.89 | 0.5413 | 1094.9647 | 1.1631 | 76.36 | 2.71 | 0.50943 | 1144.0829 | 1.1551 | 88.58 | 3.36 | 0.56072 | 1144.0993 | 1.3082 | 78.26 | 2.97 | 0.49517 | 1251.3556 | 1.2921 | 90.64 | 3.48 | 0.55462 | 1220.7478 | 1.4662 | 88.41 | 3.4 | 0.50932 | 1140.4242 | 1.5662 | 73.55 | 2.85 | 0.43764 | 1235.8495 | 1.5482 | 83.89 | 3.23 | 0.48448 | 1155.0308 | 1.6992 | 68.12 | 2.63 | 0.40157 | 1191.7389 | 1.6912 | 76.46 | 2.95 | 0.432 | 1163.9953 | 1.6972 | 75.88 | 2.93 | 0.42614 | 1124.7835 | 1.9692 | 64.92 | 2.51 | 0.36248 | 1112.2852 | 2.0922 | 61.01 | 2.36 | 0.33797 | 1146.9325 | 2.0822 | 67.8 | 2.59 | 0.36174 | 1183.9924 | 2.1612 | 65.73 | 2.51 | 0.35454 | 1196.862 | 2.2892 | 62.18 | 2.37 | 0.33418 | 1122.4919 | 2.8993 | 53.03 | 2 | 0.26749 | 1101.8778 | 2.9073 | 52.7 | 1.99 | 0.26456 | 1103.1961 | 3.7054 | 48.36 | 1.75 | 0.22446 | 1129.8888 | 3.8694 | 46.6 | 1.68 | 0.21678 | 1086.0711 | 3.8934 | 45.99 | 1.66 | 0.21182 | 1103.6959 | 3.8834 | 49.55 | 1.75 | 0.22173 | 1135.4927 | 4.4725 | 46.15 | 1.59 | 0.20416 | 1111.7905 | 4.9386 | 41.69 | 1.44 | 0.18353 | 1069.687 | 5.3156 | 40.93 | 1.39 | 0.17557 | 1091.3721 | 5.9937 | 38.62 | 1.28 | 0.15696 | 1065.5049 | 6.0787 | 37.97 | 1.26 | 0.15716 | 1243.4512 | 6.7277 | 44.18 | 1.57 | 0.16997 | 1136.5473 | 8.0559 | 36.51 | 1.31 | 0.13531 | 1142.3233 | 8.1689 | 36 | 1.29 | 0.13419 | 1202.056 | 8.5689 | 38.58 | 1.39 | 0.1399 | 1196.2867 | 9.1229 | 36.32 | 1.31 | 0.12952 | 1185.1507 | 10.1611 | 35.89 | 1.29 | 0.12518 | 1169.9937 | 10.8412 | 33.48 | 1.21 | 0.11485 | 1155.2146 | 10.8612 | 33.35 | 1.21 | 0.11409
1289.6825 | 0.0012901 | 1310 | 52.44 | 68.45 | 1365.4419 | 0.0012821 | 2830 | 107.29 | 106.17 | 1243.3687 | 0.0012951 | 3750 | 134.39 | 119.59 | 1243.3687 | 0.0051856 | 937.67 | 33.57 | 28.96 | 1249.0632 | 0.0051826 | 1250 | 46.64 | 33.91 | 1425.3136 | 0.011501 | 1160 | 44.51 | 22.95 | 1298.3122 | 0.031023 | 547.45 | 20.3 | 9.35 | 1271.6868 | 0.031104 | 585.83 | 21.32 | 9.61 | 1166.6667 | 0.045635 | 392.82 | 14.38 | 6.24 | 1142.6123 | 0.063267 | 322.42 | 11.32 | 4.71 | 1133.3333 | 0.063348 | 341.64 | 11.74 | 4.84 | 1125.3517 | 0.08305 | 275.7 | 9.28 | 3.77 | 1176.5398 | 0.08249 | 310.97 | 10.83 | 4.09 | 1250.0694 | 0.081819 | 356.8 | 12.95 | 4.5 | 1315.928 | 0.10241 | 319.48 | 11.73 | 3.87 | 1250.5002 | 0.12681 | 255.62 | 9.42 | 3.05 | 1309.8981 | 0.12611 | 285.28 | 10.47 | 3.29 | 1250.5116 | 0.12681 | 281.19 | 10.36 | 3.2 | 1250.7817 | 0.18202 | 213.83 | 7.81 | 2.32 | 1204.5067 | 0.22992 | 182.58 | 6.58 | 1.82 | 1251.0276 | 0.25193 | 180.26 | 6.38 | 1.79 | 1207.8962 | 0.25313 | 178.24 | 6.33 | 1.75 | 1172.9013 | 0.34684 | 139.01 | 4.85 | 1.28 | 1143.8703 | 0.37784 | 135.12 | 4.64 | 1.21 | 1217.3348 | 0.37444 | 155.17 | 5.58 | 1.34 | 1251.1121 | 0.43054 | 135.63 | 4.87 | 1.16 | 1251.1886 | 0.43055 | 150.71 | 5.5 | 1.22 | 1251.1573 | 0.51076 | 127.1 | 4.64 | 1.05 | 1251.2797 | 0.51076 | 139.82 | 5.11 | 1.1 | 1251.2252 | 0.51076 | 152.53 | 5.53 | 1.15 | 1251.3556 | 0.61227 | 127.26 | 4.61 | 0.96131 | 1201.3215 | 0.61567 | 125.61 | 4.57 | 0.93889 | 1275.9108 | 0.67057 | 126.37 | 4.51 | 0.91907 | 1251.4199 | 0.73378 | 115.08 | 4.12 | 0.83012 | 1251.4526 | 0.85279 | 106.68 | 3.75 | 0.74352 | 1208.2506 | 0.99951 | 90.47 | 3.19 | 0.62097 | 1251.4078 | 0.99491 | 104.55 | 3.93 | 0.67909 | 1271.2538 | 1.0631 | 98.13 | 3.69 | 0.63953 | 1232.1341 | 1.0671 | 97.18 | 3.66 | 0.62826 | 1251.3883 | 1.1411 | 91.2 | 3.43 | 0.59085 | 1287.0933 | 1.1371 | 103.5 | 3.97 | 0.63814 | 1287.1117 | 1.2871 | 91.43 | 3.5 | 0.56349 | 1390.3952 | 1.2771 | 103.95 | 3.96 | 0.62075 | 1342.8226 | 1.4491 | 100.14 | 3.79 | 0.56444 | 1267.138 | 1.5442 | 84.55 | 3.24 | 0.49138 | 1359.4345 | 1.5312 | 94.99 | 3.59 | 0.5367 | 1283.3676 | 1.6752 | 78.25 | 3 | 0.45046 | 1310.9128 | 1.6712 | 86.63 | 3.28 | 0.47891 | 1280.3948 | 1.6762 | 86.02 | 3.26 | 0.47276 | 1237.2618 | 1.9422 | 73.66 | 2.8 | 0.40267 | 1223.5137 | 2.0632 | 69.24 | 2.64 | 0.37555 | 1251.1991 | 2.0572 | 76.06 | 2.85 | 0.39798 | 1291.6281 | 2.1372 | 73.68 | 2.75 | 0.38968 | 1305.6677 | 2.2642 | 69.69 | 2.6 | 0.36716 | 1216.0329 | 2.8663 | 58.96 | 2.17 | 0.29214 | 1193.7009 | 2.8733 | 58.61 | 2.16 | 0.28908 | 1181.9958 | 3.6674 | 53 | 1.87 | 0.24223 | 1210.5951 | 3.8324 | 51.04 | 1.8 | 0.23376 | 1163.6476 | 3.8524 | 50.41 | 1.78 | 0.22861 | 1177.2756 | 3.8464 | 53.97 | 1.86 | 0.23805 | 1206.461 | 4.4345 | 49.99 | 1.68 | 0.21811 | 1181.2774 | 4.8955 | 45.17 | 1.52 | 0.19612 | 1132.6097 | 5.2686 | 44.17 | 1.46 | 0.18701 | 1212.6357 | 5.9046 | 44.36 | 1.52 | 0.17603 | 1183.8943 | 5.9847 | 43.64 | 1.49 | 0.17634 | 1381.6124 | 6.6536 | 50.57 | 1.82 | 0.18963 | 1262.8304 | 7.9508 | 41.85 | 1.51 | 0.15122 | 1269.2481 | 8.0608 | 41.27 | 1.49 | 0.14996 | 1322.2616 | 8.4798 | 43.59 | 1.56 | 0.15442 | 1315.9154 | 9.0279 | 41.03 | 1.47 | 0.14288 | 1292.8917 | 10.061 | 40.12 | 1.43 | 0.13692 | 1276.3568 | 10.7311 | 37.44 | 1.33 | 0.12573 | 1260.2342 | 10.7411 | 37.31 | 1.33 | 0.12493
1388.8889 | 0.0012791 | 1440 | 56.32 | 74.02 | 1489.573 | 0.0012721 | 3160 | 117.99 | 116.14 | 1326.2599 | 0.0012861 | 4080 | 142.88 | 128.11 | 1326.2599 | 0.0051465 | 1020 | 35.69 | 31.03 | 1373.9695 | 0.0051265 | 1420 | 52.4 | 37.52 | 1567.8449 | 0.011411 | 1310 | 49.35 | 25.29 | 1398.1824 | 0.030783 | 602.75 | 21.79 | 10.11 | 1362.5216 | 0.030863 | 640.99 | 22.73 | 10.35 | 1250 | 0.045205 | 430.44 | 15.35 | 6.73 | 1214.0256 | 0.062717 | 349.55 | 11.97 | 5.04 | 1200 | 0.062817 | 368.73 | 12.37 | 5.16 | 1250.3907 | 0.081809 | 317.17 | 10.99 | 4.23 | 1323.6073 | 0.081259 | 363.16 | 13.12 | 4.65 | 1388.9661 | 0.080838 | 409.34 | 14.95 | 5.04 | 1447.5208 | 0.10141 | 361.4 | 13.15 | 4.27 | 1375.5502 | 0.12541 | 289.49 | 10.58 | 3.37 | 1428.9797 | 0.12501 | 319.32 | 11.53 | 3.6 | 1364.1944 | 0.12551 | 315.05 | 11.42 | 3.51 | 1355.0136 | 0.18032 | 237.41 | 8.5 | 2.53 | 1297.1611 | 0.22772 | 201.25 | 7.1 | 1.98 | 1340.3867 | 0.24983 | 197.29 | 6.83 | 1.93 | 1294.1745 | 0.25093 | 195.19 | 6.77 | 1.89 | 1251.0947 | 0.34384 | 151.38 | 5.16 | 1.37 | 1286.8541 | 0.37184 | 157.92 | 5.65 | 1.38 | 1352.5943 | 0.36964 | 178.14 | 6.46 | 1.5 | 1390.1246 | 0.42534 | 155.6 | 5.63 | 1.3 | 1376.3075 | 0.42584 | 170.67 | 6.19 | 1.36 | 1376.2731 | 0.50515 | 143.93 | 5.22 | 1.16 | 1365.0324 | 0.50555 | 156.64 | 5.64 | 1.21 | 1355.4939 | 0.50595 | 169.35 | 6.02 | 1.26 | 1355.6353 | 0.60656 | 141.29 | 5.02 | 1.05 | 1301.4316 | 0.60936 | 139.56 | 4.98 | 1.02 | 1374.0578 | 0.66497 | 139.17 | 4.87 | 0.9949 | 1347.6829 | 0.72737 | 126.77 | 4.44 | 0.89905 | 1430.2315 | 0.84028 | 126.88 | 4.72 | 0.85727 | 1380.8579 | 0.9837 | 107.71 | 4.02 | 0.71705 | 1407.8338 | 0.9818 | 121.85 | 4.63 | 0.77014 | 1430.1605 | 1.0501 | 114.31 | 4.34 | 0.72479 | 1386.1508 | 1.0531 | 113.3 | 4.31 | 0.71291 | 1407.8118 | 1.1261 | 106.28 | 4.04 | 0.67002 | 1430.1037 | 1.1241 | 118.62 | 4.51 | 0.71356 | 1430.1241 | 1.2731 | 104.79 | 3.98 | 0.63004 | 1529.4347 | 1.2661 | 117.4 | 4.39 | 0.68513 | 1464.8974 | 1.4371 | 111.99 | 4.14 | 0.6183 | 1393.8518 | 1.5272 | 95.68 | 3.61 | 0.54391 | 1483.0194 | 1.5191 | 106.2 | 3.92 | 0.5877 | 1411.7043 | 1.6592 | 88.5 | 3.33 | 0.4982 | 1430.0866 | 1.6572 | 96.9 | 3.59 | 0.52477 | 1396.7944 | 1.6602 | 96.26 | 3.57 | 0.51838 | 1349.7402 | 1.9232 | 82.51 | 3.07 | 0.44207 | 1334.7422 | 2.0422 | 77.56 | 2.89 | 0.41239 | 1355.4657 | 2.0382 | 84.41 | 3.08 | 0.43354 | 1399.2638 | 2.1192 | 81.71 | 2.98 | 0.42412 | 1414.4733 | 2.2462 | 77.27 | 2.81 | 0.39948 | 1309.5739 | 2.8403 | 64.95 | 2.33 | 0.31639 | 1285.5241 | 2.8463 | 64.59 | 2.32 | 0.31322 | 1260.7956 | 3.6364 | 57.68 | 1.98 | 0.25977 | 1291.3015 | 3.8024 | 55.52 | 1.9 | 0.25049 | 1241.2242 | 3.8204 | 54.86 | 1.89 | 0.24517 | 1250.8554 | 3.8164 | 58.43 | 1.97 | 0.25417 | 1277.4292 | 4.4025 | 53.86 | 1.77 | 0.23189 | 1250.7644 | 4.8595 | 48.67 | 1.6 | 0.20856 | 1258.4552 | 5.1956 | 50.7 | 1.73 | 0.20952 | 1364.2151 | 5.8265 | 51.65 | 1.83 | 0.19927 | 1331.8811 | 5.9016 | 50.83 | 1.81 | 0.19974 | 1519.7736 | 6.6026 | 57.01 | 2.03 | 0.20874 | 1389.1134 | 7.8757 | 47.25 | 1.69 | 0.16674 | 1396.173 | 7.9847 | 46.6 | 1.67 | 0.16535 | 1442.4672 | 8.4148 | 48.65 | 1.72 | 0.16858 | 1435.5441 | 8.9598 | 45.79 | 1.62 | 0.15592 | 1400.6327 | 9.9889 | 44.38 | 1.55 | 0.14841 | 1382.7198 | 10.651 | 41.44 | 1.45 | 0.13638 | 1365.2537 | 10.661 | 41.3 | 1.45 | 0.13555
1488.0952 | 0.0012721 | 1580 | 60.02 | 79.49 | 1613.7041 | 0.0012641 | 3500 | 127.95 | 125.86 | 1492.0424 | 0.0012711 | 4750 | 172.26 | 144.73 | 1492.0424 | 0.0050895 | 1190 | 43.04 | 35.06 | 1498.8758 | 0.0050875 | 1590 | 57.68 | 41.04 | 1710.3763 | 0.011361 | 1460 | 53.81 | 27.56 | 1498.0525 | 0.030593 | 658.43 | 23.2 | 10.86 | 1453.3563 | 0.030663 | 696.53 | 24.08 | 11.07 | 1333.3333 | 0.044865 | 468.38 | 16.28 | 7.21 | 1285.4388 | 0.062257 | 376.9 | 12.59 | 5.36 | 1333.3333 | 0.061997 | 423.5 | 14.62 | 5.78 | 1406.6896 | 0.080738 | 369.74 | 13.29 | 4.8 | 1470.6747 | 0.080408 | 416.02 | 15.12 | 5.19 | 1527.8627 | 0.080158 | 462.41 | 16.75 | 5.56 | 1579.1136 | 0.10071 | 403.66 | 14.46 | 4.67 | 1500.6002 | 0.12441 | 323.69 | 11.64 | 3.69 | 1548.0614 | 0.12411 | 353.62 | 12.52 | 3.91 | 1477.8773 | 0.12461 | 349.21 | 12.41 | 3.82 | 1459.2454 | 0.17902 | 261.2 | 9.15 | 2.73 | 1389.8154 | 0.22602 | 220.09 | 7.59 | 2.12 | 1429.7459 | 0.24822 | 214.44 | 7.25 | 2.06 | 1380.4528 | 0.24912 | 212.29 | 7.2 | 2.02 | 1407.4815 | 0.33943 | 176.4 | 6.26 | 1.56 | 1429.8379 | 0.36764 | 181.04 | 6.54 | 1.55 | 1487.8537 | 0.36633 | 201.37 | 7.25 | 1.66 | 1529.137 | 0.42174 | 175.78 | 6.32 | 1.43 | 1501.4264 | 0.42234 | 190.82 | 6.82 | 1.48 | 1501.3888 | 0.50105 | 160.92 | 5.75 | 1.27 | 1478.7851 | 0.50175 | 173.61 | 6.13 | 1.31 | 1459.7627 | 0.50225 | 186.3 | 6.49 | 1.36 | 1459.9149 | 0.60216 | 155.43 | 5.41 | 1.13 | 1401.5417 | 0.60446 | 153.64 | 5.36 | 1.11 | 1570.3518 | 0.65726 | 165.02 | 6.09 | 1.14 | 1540.2091 | 0.71857 | 150.42 | 5.56 | 1.03 | 1609.0105 | 0.83247 | 147.32 | 5.54 | 0.96711 | 1553.4651 | 0.97359 | 125.18 | 4.72 | 0.81 | 1564.2598 | 0.97309 | 139.34 | 5.26 | 0.85846 | 1589.0672 | 1.0411 | 130.67 | 4.92 | 0.80744 | 1540.1676 | 1.0431 | 129.61 | 4.89 | 0.79508 | 1564.2353 | 1.1161 | 121.53 | 4.58 | 0.74683 | 1573.1141 | 1.1151 | 133.88 | 5 | 0.7869 | 1573.1365 | 1.2631 | 118.26 | 4.42 | 0.69475 | 1668.4742 | 1.2591 | 130.94 | 4.79 | 0.74773 | 1586.9722 | 1.4281 | 123.92 | 4.47 | 0.67088 | 1520.5657 | 1.5161 | 106.91 | 3.94 | 0.59516 | 1606.6044 | 1.5101 | 117.49 | 4.24 | 0.63746 | 1540.0411 | 1.6471 | 98.85 | 3.64 | 0.54474 | 1549.2605 | 1.6461 | 107.25 | 3.88 | 0.56957 | 1513.1939 | 1.6491 | 106.59 | 3.86 | 0.56298 | 1462.2185 | 1.9082 | 91.43 | 3.32 | 0.48063 | 1445.9707 | 2.0262 | 85.97 | 3.12 | 0.44847 | 1459.7322 | 2.0242 | 92.82 | 3.3 | 0.46839 | 1506.8994 | 2.1052 | 89.81 | 3.19 | 0.45785 | 1523.279 | 2.2322 | 84.9 | 3.01 | 0.43112 | 1403.1149 | 2.8203 | 70.99 | 2.48 | 0.34022 | 1377.3472 | 2.8253 | 70.62 | 2.47 | 0.33695 | 1339.5953 | 3.6114 | 62.4 | 2.09 | 0.27705 | 1372.0078 | 3.7774 | 60.03 | 2.01 | 0.26697 | 1318.8007 | 3.7934 | 59.36 | 1.99 | 0.2615 | 1324.4351 | 3.7914 | 62.93 | 2.07 | 0.27007 | 1419.3658 | 4.3554 | 61.66 | 2.09 | 0.25891 | 1389.7382 | 4.8045 | 55.75 | 1.89 | 0.23296 | 1415.7622 | 5.1325 | 58.98 | 2.09 | 0.23693 | 1515.7946 | 5.7755 | 59.02 | 2.11 | 0.22184 | 1479.8679 | 5.8465 | 58.11 | 2.08 | 0.22248 | 1657.9349 | 6.5685 | 63.5 | 2.23 | 0.22731 | 1515.3964 | 7.8227 | 52.69 | 1.86 | 0.18186 | 1523.0978 | 7.9307 | 51.97 | 1.83 | 0.18034 | 1562.6728 | 8.3697 | 53.74 | 1.87 | 0.1824 | 1555.1727 | 8.9117 | 50.57 | 1.75 | 0.16863 | 1508.3736 | 9.9359 | 48.67 | 1.66 | 0.15964 | 1489.0829 | 10.5909 | 45.46 | 1.56 | 0.14679 | 1470.2732 | 10.6009 | 45.32 | 1.55 | 0.14594
1587.3016 | 0.0012661 | 1710 | 63.56 | 84.84 | 1737.8352 | 0.0012591 | 3840 | 137.3 | 135.33 | 1657.8249 | 0.0012621 | 5430 | 197.8 | 160.77 | 1657.8249 | 0.0050534 | 1360 | 49.42 | 38.96 | 1623.7822 | 0.0050594 | 1750 | 62.59 | 44.47 | 1852.9076 | 0.011321 | 1610 | 57.97 | 29.76 | 1597.9227 | 0.030443 | 714.43 | 24.55 | 11.59 | 1544.1911 | 0.030513 | 752.39 | 25.37 | 11.78 | 1416.6667 | 0.044585 | 506.59 | 17.18 | 7.69 | 1428.2654 | 0.061556 | 432.11 | 14.84 | 5.99 | 1500 | 0.061296 | 492.81 | 17.62 | 6.54 | 1562.9884 | 0.080027 | 422.9 | 15.29 | 5.35 | 1617.7422 | 0.079837 | 469.35 | 16.91 | 5.71 | 1666.7593 | 0.079697 | 515.87 | 18.39 | 6.07 | 1710.7064 | 0.10021 | 446.18 | 15.67 | 5.06 | 1625.6503 | 0.12371 | 358.13 | 12.63 | 4 | 1667.143 | 0.12351 | 388.12 | 13.45 | 4.21 | 1591.5602 | 0.12391 | 383.6 | 13.34 | 4.12 | 1563.4772 | 0.17802 | 285.14 | 9.76 | 2.93 | 1482.4698 | 0.22472 | 239.05 | 8.05 | 2.27 | 1608.4641 | 0.24592 | 249.03 | 8.75 | 2.33 | 1553.0094 | 0.24652 | 246.78 | 8.7 | 2.29 | 1563.8684 | 0.33643 | 201.69 | 7.21 | 1.73 | 1572.8216 | 0.36473 | 204.38 | 7.33 | 1.71 | 1623.1131 | 0.36393 | 224.77 | 7.98 | 1.81 | 1668.1495 | 0.41923 | 196.1 | 6.94 | 1.56 | 1626.5452 | 0.41994 | 211.11 | 7.4 | 1.61 | 1626.5045 | 0.49814 | 178.03 | 6.24 | 1.38 | 1592.5378 | 0.49884 | 190.69 | 6.59 | 1.42 | 1668.3002 | 0.49744 | 220.5 | 8.09 | 1.55 | 1668.4742 | 0.59635 | 183.95 | 6.75 | 1.3 | 1601.7619 | 0.59785 | 182.08 | 6.71 | 1.27 | 1766.6457 | 0.65285 | 191.12 | 7.12 | 1.28 | 1732.7352 | 0.71336 | 174.3 | 6.51 | 1.16 | 1787.7894 | 0.82787 | 167.91 | 6.26 | 1.07 | 1726.0723 | 0.96738 | 142.79 | 5.34 | 0.89978 | 1720.6858 | 0.96748 | 156.95 | 5.82 | 0.94404 | 1747.9739 | 1.0351 | 147.13 | 5.45 | 0.88746 | 1694.1843 | 1.0371 | 146.04 | 5.42 | 0.87474 | 1720.6589 | 1.1101 | 136.89 | 5.07 | 0.82125 | 1716.1244 | 1.1101 | 149.25 | 5.45 | 0.85815 | 1716.149 | 1.2571 | 131.83 | 4.82 | 0.75762 | 1807.5137 | 1.2541 | 144.54 | 5.17 | 0.80857 | 1709.047 | 1.4221 | 135.92 | 4.79 | 0.72217 | 1647.2795 | 1.5071 | 118.22 | 4.26 | 0.64512 | 1730.1893 | 1.5031 | 128.83 | 4.53 | 0.68598 | 1668.3778 | 1.6381 | 109.25 | 3.92 | 0.59009 | 1668.4344 | 1.6381 | 117.66 | 4.15 | 0.61328 | 1629.5934 | 1.6411 | 116.99 | 4.13 | 0.60654 | 1574.6969 | 1.8972 | 100.42 | 3.56 | 0.51834 | 1557.1993 | 2.0142 | 94.43 | 3.35 | 0.48377 | 1563.9988 | 2.0132 | 101.29 | 3.52 | 0.50254 | 1614.5351 | 2.0952 | 97.95 | 3.39 | 0.49086 | 1632.0846 | 2.2212 | 92.58 | 3.2 | 0.46208 | 1496.6559 | 2.8043 | 77.07 | 2.62 | 0.36362 | 1469.1704 | 2.8083 | 76.69 | 2.61 | 0.36026 | 1418.395 | 3.5913 | 67.14 | 2.2 | 0.29407 | 1452.7142 | 3.7583 | 64.57 | 2.11 | 0.28319 | 1396.3772 | 3.7714 | 63.88 | 2.09 | 0.27759 | 1471.5945 | 3.7543 | 71.99 | 2.43 | 0.3012 | 1596.7866 | 4.3164 | 71.52 | 2.51 | 0.29162 | 1563.4554 | 4.7594 | 64.69 | 2.27 | 0.26254 | 1573.0691 | 5.0905 | 67.34 | 2.4 | 0.26349 | 1667.374 | 5.7415 | 66.44 | 2.36 | 0.2437 | 1627.8547 | 5.8095 | 65.44 | 2.32 | 0.24454 | 1796.0961 | 6.5475 | 70.02 | 2.41 | 0.24534 | 1641.6795 | 7.7866 | 58.17 | 2.01 | 0.19658 | 1650.0226 | 7.8936 | 57.37 | 1.99 | 0.19494 | 1682.8784 | 8.3377 | 58.86 | 2 | 0.19586 | 1674.8014 | 8.8787 | 55.37 | 1.88 | 0.18102 | 1616.1146 | 9.8988 | 52.98 | 1.77 | 0.1706 | 1595.446 | 10.5509 | 49.51 | 1.66 | 0.15696 | 1575.2927 | 10.5509 | 49.37 | 1.66 | 0.15609
1686.5079 | 0.0012611 | 1850 | 66.96 | 90.09 | 1861.9662 | 0.0012561 | 4180 | 146.14 | 144.55 | 1823.6074 | 0.0012571 | 6100 | 220.68 | 176.26 | 1823.6074 | 0.0050314 | 1520 | 55.14 | 42.73 | 1748.6885 | 0.0050394 | 1920 | 67.19 | 47.81 | 1995.439 | 0.011301 | 1760 | 61.87 | 31.9 | 1697.7929 | 0.030333 | 770.65 | 25.83 | 12.31 | 1635.0259 | 0.030403 | 808.49 | 26.62 | 12.47 | 1500 | 0.044354 | 545.02 | 18.04 | 8.15 | 1606.7985 | 0.060985 | 501.84 | 17.84 | 6.76 | 1666.6667 | 0.060855 | 562.77 | 20.23 | 7.27 | 1719.2873 | 0.079567 | 476.44 | 17.08 | 5.88 | 1764.8097 | 0.079467 | 522.99 | 18.55 | 6.22 | 1805.6559 | 0.079396 | 569.58 | 19.91 | 6.56 | 1842.2992 | 0.099928 | 488.87 | 16.81 | 5.44 | 1750.7003 | 0.12321 | 392.73 | 13.56 | 4.31 | 1786.2246 | 0.12311 | 422.77 | 14.32 | 4.51 | 1705.2431 | 0.12341 | 418.16 | 14.22 | 4.41 | 1667.709 | 0.17722 | 309.2 | 10.34 | 3.13 | 1667.7785 | 0.22292 | 277.23 | 9.7 | 2.56 | 1787.1823 | 0.24452 | 283.88 | 10.05 | 2.58 | 1725.566 | 0.24492 | 281.56 | 10 | 2.54 | 1720.2552 | 0.33453 | 227.16 | 8.07 | 1.91 | 1715.8054 | 0.36283 | 227.87 | 8.05 | 1.86 | 1758.3726 | 0.36243 | 248.31 | 8.65 | 1.96 | 1807.1619 | 0.41763 | 216.53 | 7.52 | 1.69 | 1751.6641 | 0.41823 | 231.51 | 7.94 | 1.73 | 1751.6202 | 0.49614 | 195.22 | 6.7 | 1.48 | 1820.0432 | 0.49534 | 225.08 | 8.2 | 1.62 | 1876.8377 | 0.49484 | 254.95 | 9.45 | 1.74 | 1877.0335 | 0.59325 | 212.69 | 7.88 | 1.45 | 1801.9822 | 0.59415 | 210.76 | 7.84 | 1.43 | 1962.9397 | 0.65055 | 217.35 | 8.03 | 1.42 | 1925.2614 | 0.71055 | 198.3 | 7.34 | 1.29 | 1966.5683 | 0.82536 | 188.59 | 6.91 | 1.18 | 1898.6796 | 0.96377 | 160.49 | 5.9 | 0.98643 | 1877.1118 | 0.96407 | 174.65 | 6.33 | 1.03 | 1906.8807 | 1.0321 | 163.67 | 5.93 | 0.96492 | 1848.2011 | 1.0331 | 162.56 | 5.9 | 0.95193 | 1877.0824 | 1.1061 | 152.33 | 5.52 | 0.89331 | 1859.1348 | 1.1061 | 164.68 | 5.88 | 0.92733 | 1859.1614 | 1.2531 | 145.45 | 5.19 | 0.81867 | 1946.5532 | 1.2511 | 158.19 | 5.52 | 0.86771 | 1831.1217 | 1.4171 | 147.96 | 5.08 | 0.77219 | 1773.9933 | 1.5021 | 129.58 | 4.55 | 0.69381 | 1853.7743 | 1.4991 | 140.22 | 4.81 | 0.73329 | 1796.7146 | 1.6331 | 119.7 | 4.19 | 0.63425 | 1787.6083 | 1.6331 | 128.11 | 4.4 | 0.65594 | 1745.9929 | 1.6351 | 127.42 | 4.39 | 0.64907 | 1687.1752 | 1.8892 | 109.45 | 3.78 | 0.5552 | 1668.4278 | 2.0052 | 102.94 | 3.56 | 0.51828 | 1668.2654 | 2.0052 | 109.8 | 3.72 | 0.53597 | 1722.1708 | 2.0872 | 106.12 | 3.58 | 0.52315 | 1740.8902 | 2.2132 | 100.29 | 3.38 | 0.49235 | 1590.1969 | 2.7912 | 83.18 | 2.76 | 0.38658 | 1560.9935 | 2.7952 | 82.79 | 2.75 | 0.38315 | 1575.9945 | 3.5613 | 76.7 | 2.58 | 0.32733 | 1614.1268 | 3.7303 | 73.7 | 2.47 | 0.31485 | 1551.5302 | 3.7393 | 72.98 | 2.46 | 0.30903 | 1655.5439 | 3.7243 | 83.42 | 2.92 | 0.33883 | 1774.2073 | 4.2933 | 81.45 | 2.88 | 0.32317 | 1737.1727 | 4.7314 | 73.69 | 2.61 | 0.29108 | 1730.376 | 5.0654 | 75.75 | 2.68 | 0.2892 | 1818.9535 | 5.7214 | 73.9 | 2.58 | 0.26489 | 1775.8415 | 5.7865 | 72.81 | 2.55 | 0.26593 | 1934.2574 | 6.5355 | 76.55 | 2.58 | 0.26286 | 1767.9625 | 7.7626 | 63.66 | 2.16 | 0.21091 | 1776.9474 | 7.8686 | 62.79 | 2.13 | 0.20915 | 1803.084 | 8.3176 | 63.99 | 2.13 | 0.20897 | 1794.4301 | 8.8576 | 60.19 | 2 | 0.19309 | 1723.8556 | 9.8728 | 57.3 | 1.87 | 0.18131 | 1701.809 | 10.5108 | 53.57 | 1.76 | 0.1669 | 1680.3122 | 10.5208 | 53.42 | 1.75 | 0.16602
1785.7143 | 0.0012581 | 1980 | 70.23 | 95.22 | 1986.0973 | 0.0012541 | 4520 | 154.52 | 153.52 | 1989.3899 | 0.0012541 | 6780 | 241.57 | 191.2 | 1989.3899 | 0.0050204 | 1690 | 60.36 | 46.36 | 1998.5011 | 0.0050204 | 2260 | 82.89 | 54.23 | 2137.9704 | 0.011291 | 1910 | 65.54 | 33.97 | 1797.663 | 0.030263 | 827.05 | 27.06 | 13.01 | 1816.6954 | 0.030243 | 921.19 | 31.07 | 13.82 | 1666.6667 | 0.044044 | 622.35 | 21.13 | 9.06 | 1785.3317 | 0.060645 | 572.09 | 20.45 | 7.49 | 1833.3333 | 0.060585 | 633.13 | 22.57 | 7.97 | 1875.5861 | 0.079286 | 530.23 | 18.71 | 6.39 | 1911.8772 | 0.079246 | 576.83 | 20.07 | 6.72 | 1944.5525 | 0.079216 | 623.46 | 21.34 | 7.04 | 1973.892 | 0.099737 | 531.66 | 17.88 | 5.8 | 1875.7503 | 0.12291 | 427.45 | 14.43 | 4.6 | 1905.3063 | 0.12281 | 457.51 | 15.15 | 4.79 | 1818.9259 | 0.12301 | 452.84 | 15.05 | 4.7 | 1876.1726 | 0.17631 | 357.53 | 12.41 | 3.51 | 1853.0872 | 0.22182 | 315.67 | 11.13 | 2.83 | 1965.9006 | 0.24382 | 318.88 | 11.21 | 2.83 | 1898.1226 | 0.24402 | 316.51 | 11.16 | 2.78 | 1876.6421 | 0.33342 | 252.75 | 8.85 | 2.07 | 1858.7892 | 0.36163 | 251.47 | 8.72 | 2.01 | 1893.632 | 0.36143 | 271.92 | 9.27 | 2.11 | 1946.1744 | 0.41663 | 237.02 | 8.06 | 1.81 | 2001.9018 | 0.41643 | 272.47 | 9.84 | 1.97 | 2001.8517 | 0.49404 | 229.74 | 8.29 | 1.68 | 2047.5486 | 0.49384 | 259.64 | 9.55 | 1.81 | 2085.3753 | 0.49373 | 289.53 | 10.65 | 1.92 | 2085.5927 | 0.59204 | 241.53 | 8.88 | 1.6 | 2002.2024 | 0.59234 | 239.57 | 8.84 | 1.58 | 2159.2337 | 0.64974 | 243.64 | 8.86 | 1.55 | 2117.7875 | 0.70945 | 222.38 | 8.1 | 1.41 | 2145.3473 | 0.82436 | 209.31 | 7.51 | 1.27 | 2071.2868 | 0.96207 | 178.24 | 6.41 | 1.07 | 2033.5377 | 0.96237 | 192.4 | 6.82 | 1.11 | 2065.7874 | 1.0301 | 180.24 | 6.38 | 1.04 | 2002.2178 | 1.0311 | 179.12 | 6.35 | 1.03 | 2033.5059 | 1.1041 | 167.8 | 5.94 | 0.96311 | 2002.1452 | 1.1041 | 180.14 | 6.27 | 0.99452 | 2002.1738 | 1.2501 | 159.11 | 5.54 | 0.87795 | 2085.5927 | 1.2501 | 171.86 | 5.85 | 0.92518 | 1953.1965 | 1.4151 | 160.03 | 5.36 | 0.82098 | 1900.7071 | 1.4981 | 140.98 | 4.83 | 0.74125 | 1977.3592 | 1.4971 | 151.63 | 5.08 | 0.77941 | 1925.0513 | 1.6291 | 130.18 | 4.45 | 0.67725 | 1906.7822 | 1.6301 | 138.59 | 4.65 | 0.69755 | 1862.3925 | 1.6311 | 137.89 | 4.63 | 0.69058 | 1799.6536 | 1.8831 | 118.51 | 3.99 | 0.59122 | 1779.6563 | 1.9992 | 111.48 | 3.76 | 0.55201 | 1772.532 | 1.9992 | 118.34 | 3.91 | 0.56869 | 1829.8065 | 2.0822 | 114.32 | 3.77 | 0.55473 | 1849.6959 | 2.2082 | 108.02 | 3.56 | 0.52196 | 1683.7379 | 2.7822 | 89.31 | 2.9 | 0.4091 | 1652.8167 | 2.7852 | 88.92 | 2.89 | 0.40561 | 1772.9938 | 3.5393 | 88.74 | 3.09 | 0.36743 | 1815.8927 | 3.7093 | 85.19 | 2.96 | 0.35297 | 1745.4715 | 3.7153 | 84.45 | 2.94 | 0.34696 | 1839.4932 | 3.7083 | 94.92 | 3.34 | 0.37505 | 1951.628 | 4.2813 | 91.42 | 3.2 | 0.35358 | 1910.89 | 4.7173 | 82.74 | 2.9 | 0.31861 | 1887.6829 | 5.0504 | 84.2 | 2.93 | 0.31408 | 1970.533 | 5.7104 | 81.37 | 2.79 | 0.28542 | 1923.8282 | 5.7734 | 80.2 | 2.75 | 0.28666 | 2072.4186 | 6.5304 | 83.09 | 2.75 | 0.27987 | 1894.2455 | 7.7485 | 69.17 | 2.3 | 0.22486 | 1903.8722 | 7.8546 | 68.23 | 2.26 | 0.22298 | 1923.2896 | 8.3066 | 69.13 | 2.25 | 0.22175 | 1914.0588 | 8.8456 | 65.02 | 2.11 | 0.20485 | 1939.3375 | 9.8467 | 65.97 | 2.24 | 0.20199 | 1914.5352 | 10.4807 | 61.71 | 2.1 | 0.18611 | 1890.3512 | 10.4908 | 61.56 | 2.1 | 0.18521
1984.127 | 0.0012541 | 2250 | 81.05 | 105.18 | 2234.3595 | 0.0012541 | 5200 | 183.18 | 170.79 | 2155.1724 | 0.0012541 | 7460 | 260.88 | 205.63 | 2155.1724 | 0.0050163 | 1860 | 65.18 | 49.87 | 2248.3138 | 0.0050173 | 2600 | 96.13 | 60.31 | 2280.5017 | 0.011291 | 2060 | 69.03 | 35.98 | 1997.4034 | 0.030162 | 940.17 | 31.49 | 14.37 | 2043.7824 | 0.030152 | 1060 | 37.01 | 15.43 | 1875 | 0.043813 | 719.6 | 25.25 | 10.16 | 1963.8649 | 0.060465 | 642.64 | 22.77 | 8.2 | 2000 | 0.060444 | 703.73 | 24.7 | 8.65 | 2031.885 | 0.079146 | 584.17 | 20.22 | 6.89 | 2058.9446 | 0.079136 | 630.78 | 21.49 | 7.2 | 2083.4491 | 0.079126 | 677.43 | 22.67 | 7.5 | 2105.4848 | 0.099647 | 574.52 | 18.89 | 6.16 | 2000.8003 | 0.12271 | 462.24 | 15.25 | 4.89 | 2143.4696 | 0.12261 | 527.14 | 18.09 | 5.35 | 2046.2917 | 0.12271 | 522.4 | 18 | 5.25 | 2084.6362 | 0.17591 | 406.05 | 14.19 | 3.87 | 2038.396 | 0.22142 | 354.23 | 12.4 | 3.1 | 2144.6188 | 0.24352 | 353.96 | 12.27 | 3.06 | 2070.6792 | 0.24362 | 351.56 | 12.22 | 3.02 | 2033.0289 | 0.33282 | 278.41 | 9.57 | 2.23 | 2001.773 | 0.36093 | 275.12 | 9.34 | 2.16 | 2164.1508 | 0.36062 | 319.27 | 11.44 | 2.38 | 2224.1993 | 0.41603 | 278.07 | 9.94 | 2.05 | 2252.1395 | 0.41603 | 313.54 | 11.43 | 2.19 | 2252.0832 | 0.49363 | 264.35 | 9.63 | 1.88 | 2275.054 | 0.49363 | 294.25 | 10.73 | 1.99 | 2293.9128 | 0.49363 | 324.15 | 11.72 | 2.1 | 2294.152 | 0.59194 | 270.41 | 9.78 | 1.75 | 2202.4227 | 0.59184 | 268.44 | 9.74 | 1.72 | 2355.5276 | 0.64994 | 269.94 | 9.61 | 1.68 | 2310.3136 | 0.70944 | 246.47 | 8.79 | 1.52 | 2324.1262 | 0.82455 | 230.04 | 8.06 | 1.37 | 2243.894 | 0.96176 | 196.01 | 6.89 | 1.15 | 2189.9637 | 0.96176 | 210.16 | 7.27 | 1.18 | 2224.6941 | 1.0301 | 196.84 | 6.8 | 1.11 | 2156.2346 | 1.0301 | 195.71 | 6.77 | 1.1 | 2189.9295 | 1.1031 | 183.29 | 6.34 | 1.03 | 2145.1555 | 1.1031 | 195.63 | 6.64 | 1.06 | 2145.1862 | 1.2491 | 172.79 | 5.87 | 0.93554 | 2224.6322 | 1.2491 | 185.54 | 6.16 | 0.98107 | 2075.2713 | 1.4131 | 172.12 | 5.63 | 0.86856 | 2027.4209 | 1.4961 | 152.4 | 5.09 | 0.78747 | 2100.9442 | 1.4951 | 163.05 | 5.33 | 0.82439 | 2053.3881 | 1.6271 | 140.68 | 4.69 | 0.71913 | 2025.9561 | 1.6281 | 149.08 | 4.88 | 0.73816 | 1978.792 | 1.6281 | 148.38 | 4.86 | 0.73111 | 1912.1319 | 1.8801 | 127.59 | 4.19 | 0.62642 | 1890.8848 | 1.9941 | 120.04 | 3.95 | 0.58498 | 1876.7986 | 1.9951 | 126.9 | 4.09 | 0.60072 | 1937.4421 | 2.0782 | 122.54 | 3.94 | 0.58563 | 1958.5015 | 2.2052 | 115.77 | 3.72 | 0.55091 | 1870.8199 | 2.7702 | 101.63 | 3.38 | 0.45288 | 1836.463 | 2.7722 | 101.22 | 3.37 | 0.4493 | 1969.9931 | 3.5282 | 100.83 | 3.53 | 0.40593 | 2017.6585 | 3.7013 | 96.72 | 3.38 | 0.38952 | 1939.4127 | 3.7033 | 95.97 | 3.37 | 0.38339 | 2023.4425 | 3.7003 | 106.45 | 3.72 | 0.40992 | 2129.0487 | 4.2773 | 101.4 | 3.5 | 0.38289 | 2084.6073 | 4.7113 | 91.8 | 3.17 | 0.34517 | 2044.9898 | 5.0434 | 92.67 | 3.17 | 0.33815 | 2122.1124 | 5.7064 | 88.86 | 2.98 | 0.30531 | 2071.815 | 5.7684 | 87.61 | 2.95 | 0.30676 | 2210.5798 | 6.5314 | 89.64 | 2.9 | 0.29641 | 2020.5286 | 7.7425 | 74.69 | 2.42 | 0.23844 | 2030.797 | 7.8475 | 73.67 | 2.39 | 0.23645 | 2163.7008 | 8.3025 | 79.42 | 2.68 | 0.24637 | 2153.3161 | 8.8415 | 74.68 | 2.52 | 0.22749 | 2154.8195 | 9.8456 | 74.65 | 2.55 | 0.22174 | 2127.2613 | 10.4807 | 69.86 | 2.4 | 0.20446 | 2100.3903 | 10.4807 | 69.71 | 2.39 | 0.20355
2232.1429 | 0.0012541 | 2590 | 95.36 | 117.05 | 2482.6216 | 0.0012561 | 5880 | 207.97 | 187.2 | 2320.9549 | 0.0012541 | 8140 | 278.88 | 219.57 | 2320.9549 | 0.0050183 | 2030 | 69.68 | 53.26 | 2498.1264 | 0.0050253 | 2940 | 107.75 | 66.1 | 2423.0331 | 0.011301 | 2210 | 72.35 | 37.93 | 2247.0788 | 0.030142 | 1080 | 37.38 | 15.99 | 2270.8693 | 0.030142 | 1200 | 42.14 | 16.97 | 2083.3333 | 0.043723 | 817.21 | 28.81 | 11.2 | 2142.3981 | 0.060394 | 713.34 | 24.89 | 8.89 | 2166.6667 | 0.060394 | 774.45 | 26.67 | 9.31 | 2188.1838 | 0.079105 | 638.17 | 21.63 | 7.37 | 2206.0121 | 0.079105 | 684.79 | 22.82 | 7.66 | 2222.3457 | 0.079105 | 731.44 | 23.94 | 7.95 | 2368.6704 | 0.099666 | 660.27 | 22.46 | 6.84 | 2250.9004 | 0.12261 | 531.91 | 18.17 | 5.45 | 2381.6328 | 0.12271 | 596.82 | 20.61 | 5.87 | 2273.6574 | 0.12261 | 592.08 | 20.53 | 5.78 | 2293.0999 | 0.17591 | 454.62 | 15.77 | 4.22 | 2223.7047 | 0.22131 | 392.84 | 13.55 | 3.35 | 2323.337 | 0.24352 | 389.05 | 13.24 | 3.29 | 2243.2358 | 0.24352 | 386.65 | 13.2 | 3.25 | 2189.4157 | 0.33272 | 304.09 | 10.24 | 2.39 | 2287.7406 | 0.36062 | 322.5 | 11.5 | 2.43 | 2434.6697 | 0.36092 | 366.65 | 13.27 | 2.65 | 2500.556 | 0.41652 | 318.87 | 11.5 | 2.27 | 2500.6256 | 0.41652 | 354.29 | 12.8 | 2.4 | 2500.563 | 0.49423 | 298.7 | 10.79 | 2.06 | 2500.5119 | 0.49423 | 328.55 | 11.78 | 2.16 | 2500.5735 | 0.49423 | 358.43 | 12.69 | 2.26 | 2500.4171 | 0.59264 | 298.96 | 10.58 | 1.89 | 2402.6429 | 0.59224 | 297.31 | 10.56 | 1.86 | 2500.5889 | 0.65064 | 289.35 | 9.99 | 1.77 | 2500.5294 | 0.71024 | 270.26 | 9.41 | 1.63 | 2500.581 | 0.82545 | 250.48 | 8.57 | 1.46 | 2416.5013 | 0.96246 | 213.78 | 7.33 | 1.23 | 2346.3897 | 0.96206 | 227.93 | 7.69 | 1.26 | 2383.6008 | 1.0301 | 213.43 | 7.19 | 1.18 | 2310.2514 | 1.0301 | 212.3 | 7.17 | 1.17 | 2346.353 | 1.1031 | 198.78 | 6.7 | 1.1 | 2288.1659 | 1.1031 | 211.13 | 7 | 1.12 | 2288.1986 | 1.2491 | 186.47 | 6.18 | 0.99149 | 2363.6718 | 1.2501 | 199.22 | 6.46 | 1.04 | 2197.3461 | 1.4131 | 184.21 | 5.88 | 0.91498 | 2154.1347 | 1.4951 | 163.82 | 5.34 | 0.83252 | 2224.5291 | 1.4951 | 174.48 | 5.57 | 0.86826 | 2181.7248 | 1.6271 | 151.18 | 4.92 | 0.75994 | 2145.13 | 1.6271 | 159.58 | 5.1 | 0.77779 | 2095.1915 | 1.6271 | 158.88 | 5.09 | 0.77068 | 2024.6103 | 1.8771 | 136.69 | 4.39 | 0.66081 | 2002.1133 | 1.9921 | 128.62 | 4.13 | 0.6172 | 2085.3318 | 1.9911 | 144.05 | 4.76 | 0.66278 | 2152.7135 | 2.0751 | 139 | 4.58 | 0.64543 | 2176.1128 | 2.2021 | 131.28 | 4.32 | 0.60693 | 2104.6724 | 2.7642 | 117.07 | 4.03 | 0.5053 | 2066.0208 | 2.7652 | 116.66 | 4.02 | 0.50164 | 2166.9924 | 3.5252 | 112.95 | 3.93 | 0.44291 | 2219.4244 | 3.6992 | 108.27 | 3.75 | 0.4246 | 2133.354 | 3.6992 | 107.51 | 3.74 | 0.41838 | 2207.3918 | 3.6992 | 118 | 4.06 | 0.44349 | 2306.4695 | 4.2793 | 111.39 | 3.78 | 0.41117 | 2258.3245 | 4.7113 | 100.87 | 3.42 | 0.3708 | 2202.2967 | 5.0423 | 101.15 | 3.39 | 0.36146 | 2273.6919 | 5.7083 | 96.35 | 3.17 | 0.32459 | 2219.8018 | 5.7684 | 95.02 | 3.13 | 0.32626 | 2486.9023 | 6.5444 | 102.71 | 3.44 | 0.32814 | 2273.0946 | 7.7455 | 85.73 | 2.88 | 0.26456 | 2284.6467 | 7.8505 | 84.56 | 2.84 | 0.26236 | 2404.112 | 8.3165 | 89.71 | 3.05 | 0.26979 | 2392.5735 | 8.8565 | 84.34 | 2.86 | 0.24904 | 2370.3014 | 9.8616 | 83.32 | 2.83 | 0.24062 | 2339.9874 | 10.4906 | 78.01 | 2.66 | 0.22202 | 2310.4293 | 10.4906 | 77.86 | 2.66 | 0.2211
2480.1587 | 0.0012551 | 2930 | 107.82 | 128.34 | 2502.4826 | 0.0012561 | 5930 | 208.17 | 188.36 | 2500 | 0.0012561 | 8880 | 298.54 | 234.15 | 2500 | 0.0050273 | 2220 | 74.6 | 56.81 | 2500.6245 | 0.0050253 | 2950 | 107.76 | 66.15 | 2500 | 0.011311 | 2290 | 73.32 | 38.97 | 2496.7542 | 0.030182 | 1220 | 42.46 | 17.53 | 2497.9562 | 0.030182 | 1350 | 46.71 | 18.45 | 2291.6667 | 0.043723 | 914.92 | 31.99 | 12.21 | 2320.9312 | 0.060404 | 784.07 | 26.85 | 9.55 | 2333.3333 | 0.060414 | 845.18 | 28.51 | 9.95 | 2344.4827 | 0.079125 | 692.17 | 22.96 | 7.84 | 2353.0796 | 0.079135 | 738.79 | 24.08 | 8.12 | 2500.1389 | 0.079215 | 839.39 | 28.42 | 8.82 | 2500.7896 | 0.099776 | 703.21 | 23.28 | 7.17 | 2500.5002 | 0.12281 | 601.44 | 20.68 | 5.97 | 2500.7145 | 0.12281 | 631.57 | 21.2 | 6.13 | 2500.5684 | 0.12281 | 661.59 | 22.78 | 6.28 | 2500.3127 | 0.17611 | 502.92 | 17.2 | 4.55 | 2409.0134 | 0.22141 | 431.44 | 14.62 | 3.6 | 2500.6255 | 0.24381 | 423.81 | 14.13 | 3.51 | 2415.7924 | 0.24371 | 421.73 | 14.1 | 3.47 | 2500.6255 | 0.33322 | 355.15 | 12.53 | 2.69 | 2500.5004 | 0.36112 | 357.73 | 12.54 | 2.63 | 2500.4058 | 0.36112 | 378.17 | 13.37 | 2.71 | [30 empty] | 2500.5506 | 0.59264 | 311.41 | 10.75 | 1.93 | [15 empty] | 2500.561 | 0.96316 | 222.42 | 7.44 | 1.27 | 2500.4693 | 0.96306 | 245.43 | 8.08 | 1.33 | 2500.5562 | 1.0311 | 225.62 | 7.4 | 1.23 | 2464.2681 | 1.0311 | 228.89 | 7.55 | 1.24 | 2500.4302 | 1.1041 | 214.04 | 7.04 | 1.16 | 2431.1763 | 1.1041 | 226.62 | 7.33 | 1.18 | 2431.211 | 1.2501 | 200.14 | 6.48 | 1.05 | 2500.4866 | 1.2511 | 212.67 | 6.73 | 1.09 | 2441.4957 | 1.4141 | 208.4 | 6.81 | 1 | 2280.8485 | 1.4951 | 175.26 | 5.58 | 0.87644 | 2471.699 | 1.4971 | 197.34 | 6.44 | 0.95287 | 2310.0616 | 1.6271 | 161.69 | 5.14 | 0.7997 | 2383.4777 | 1.6281 | 180.59 | 5.9 | 0.85428 | 2327.9906 | 1.6281 | 179.89 | 5.89 | 0.84711 | 2249.567 | 1.8761 | 154.9 | 5.09 | 0.72731 | 2224.5704 | 1.9901 | 145.79 | 4.79 | 0.67952 | 2345.9982 | 1.9911 | 165.52 | 5.65 | 0.73679 | 2421.8027 | 2.0771 | 159.58 | 5.43 | 0.71666 | 2448.1269 | 2.2051 | 150.67 | 5.12 | 0.67363 | 2338.5249 | 2.7652 | 132.52 | 4.58 | 0.55531 | 2295.5787 | 2.7642 | 132.11 | 4.57 | 0.55161 | 2363.9917 | 3.5272 | 125.07 | 4.29 | 0.47846 | 2421.1903 | 3.7032 | 119.81 | 4.1 | 0.45828 | 2327.2953 | 3.7012 | 119.06 | 4.08 | 0.45203 | 2391.3411 | 3.7032 | 129.55 | 4.38 | 0.47584 | 2483.8902 | 4.2842 | 121.37 | 4.03 | 0.43847 | 2432.0418 | 4.7163 | 109.94 | 3.66 | 0.39556 | 2359.6036 | 5.0463 | 109.62 | 3.59 | 0.38405 | 2425.2713 | 5.7143 | 103.83 | 3.34 | 0.3433 | 2367.7886 | 5.7733 | 102.42 | 3.3 | 0.34518 | 2500.4974 | 6.5454 | 103.35 | 3.44 | 0.32966 | 2500.5051 | 7.7624 | 95.65 | 3.21 | 0.28696 | 2500.4696 | 7.8654 | 93.81 | 3.13 | 0.28337 | 2500.5169 | 8.3265 | 93.83 | 3.1 | 0.27886 | 2500.5264 | 8.8685 | 88.69 | 2.93 | 0.25843 | 2500.4956 | 9.8776 | 88.56 | 2.93 | 0.25163 | 2500.5105 | 10.5106 | 84.15 | 2.8 | 0.23477 | 2500.5146 | 10.5106 | 85.23 | 2.85 | 0.23635
2500 | 0.0012561 | 2960 | 107.98 | 129.23 | [25 empty] | 2500.749 | 0.030192 | 1230 | 42.46 | 17.56 | 2500.6813 | 0.030192 | 1350 | 46.71 | 18.46 | 2500 | 0.043773 | 1010 | 34.87 | 13.17 | 2499.4644 | 0.060474 | 854.76 | 28.67 | 10.18 | 2500 | 0.060474 | 915.87 | 30.23 | 10.56 | 2500.7815 | 0.079215 | 746.03 | 24.2 | 8.29 | 2500.7353 | 0.079235 | 792.89 | 25.28 | 8.56 | 2500.6945 | 0.079215 | 839.54 | 28.42 | 8.82 | [25 empty] | 2500.5559 | 0.22161 | 450.48 | 14.87 | 3.71 | [5 empty] | 2500.6902 | 0.24391 | 438.95 | 14.31 | 3.57 | [80 empty] | 2500.4621 | 1.0311 | 232.79 | 7.57 | 1.25 | [5 empty] | 2500.5363 | 1.1051 | 234.12 | 7.41 | 1.21 | 2500.572 | 1.2511 | 206.76 | 6.54 | 1.07 | [5 empty] | 2500.4578 | 1.4151 | 214.24 | 6.86 | 1.03 | 2500.5702 | 1.4971 | 195.06 | 6.25 | 0.95004 | 2500.4943 | 1.4971 | 200 | 6.45 | 0.96247 | 2500.5133 | 1.6301 | 177.26 | 5.6 | 0.85689 | 2500.5065 | 1.6301 | 190.89 | 6.08 | 0.89054 | 2500.4947 | 1.6301 | 195.44 | 6.29 | 0.90151 | 2500.5062 | 1.8791 | 175.21 | 5.84 | 0.79809 | 2500.5283 | 1.9931 | 167.07 | 5.66 | 0.75311 | 2500.5213 | 1.9941 | 178.23 | 5.93 | 0.77889 | 2500.4844 | 2.0791 | 165.59 | 5.49 | 0.73679 | 2500.4624 | 2.2061 | 154.4 | 5.15 | 0.68607 | 2500.5379 | 2.7692 | 143.22 | 4.83 | 0.58862 | 2500.528 | 2.7682 | 145.9 | 4.97 | 0.59434 | 2500.4728 | 3.5312 | 133.46 | 4.45 | 0.50229 | 2500.5246 | 3.7062 | 124.35 | 4.15 | 0.47115 | 2500.5236 | 3.7062 | 129.36 | 4.34 | 0.481 | 2500.5335 | 3.7062 | 136.39 | 4.49 | 0.49449 | 2500.4968 | 4.2852 | 122.3 | 4.03 | 0.44098 | 2500.4864 | 4.7203 | 113.51 | 3.69 | 0.40508 | 2500.4877 | 5.0523 | 117.2 | 3.75 | 0.40369 | 2500.5154 | 5.7193 | 107.54 | 3.38 | 0.35238 | 2500.5032 | 5.7813 | 109.06 | 3.43 | 0.36169
[40 empty] | 2500.8333 | 0.043773 | 1010 | 34.87 | 13.17 | 2500.1785 | 0.060474 | 855.18 | 28.67 | 10.19 | 2500.6667 | 0.060474 | 916.09 | 30.23 | 10.56

## gan (hidden)
h-1_energy | h-1_let | h-1_range | h-1_z_straggling | h-1_xy_straggling | h-2_energy | h-2_let | h-2_range | h-2_z_straggling | h-2_xy_straggling | h-3_energy | h-3_let | h-3_range | h-3_z_straggling | h-3_xy_straggling | he-3_energy | he-3_let | he-3_range | he-3_z_straggling | he-3_xy_straggling | he-4_energy | he-4_let | he-4_range | he-4_z_straggling | he-4_xy_straggling | li-7_energy | li-7_let | li-7_range | li-7_z_straggling | li-7_xy_straggling | b-10_energy | b-10_let | b-10_range | b-10_z_straggling | b-10_xy_straggling | b-11_energy | b-11_let | b-11_range | b-11_z_straggling | b-11_xy_straggling | c-12_energy | c-12_let | c-12_range | c-12_z_straggling | c-12_xy_straggling | n-14_energy | n-14_let | n-14_range | n-14_z_straggling | n-14_xy_straggling | n-15_energy | n-15_let | n-15_range | n-15_z_straggling | n-15_xy_straggling | o-16_energy | o-16_let | o-16_range | o-16_z_straggling | o-16_xy_straggling | o-17_energy | o-17_let | o-17_range | o-17_z_straggling | o-17_xy_straggling | o-18_energy | o-18_let | o-18_range | o-18_z_straggling | o-18_xy_straggling | f-19_energy | f-19_let | f-19_range | f-19_z_straggling | f-19_xy_straggling | ne-20_energy | ne-20_let | ne-20_range | ne-20_z_straggling | ne-20_xy_straggling | ne-21_energy | ne-21_let | ne-21_range | ne-21_z_straggling | ne-21_xy_straggling | ne-22_energy | ne-22_let | ne-22_range | ne-22_z_straggling | ne-22_xy_straggling | mg-24_energy | mg-24_let | mg-24_range | mg-24_z_straggling | mg-24_xy_straggling | al-27_energy | al-27_let | al-27_range | al-27_z_straggling | al-27_xy_straggling | si-28_energy | si-28_let | si-28_range | si-28_z_straggling | si-28_xy_straggling | si-29_energy | si-29_let | si-29_range | si-29_z_straggling | si-29_xy_straggling | s-32_energy | s-32_let | s-32_range | s-32_z_straggling | s-32_xy_straggling | cl-35_energy | cl-35_let | cl-35_range | cl-35_z_straggling | cl-35_xy_straggling | cl-37_energy | cl-37_let | cl-37_range | cl-37_z_straggling | cl-37_xy_straggling | ar-36_energy | ar-36_let | ar-36_range | ar-36_z_straggling | ar-36_xy_straggling | ar-40_energy | ar-40_let | ar-40_range | ar-40_z_straggling | ar-40_xy_straggling | ca-40_energy | ca-40_let | ca-40_range | ca-40_z_straggling | ca-40_xy_straggling | ca-44_energy | ca-44_let | ca-44_range | ca-44_z_straggling | ca-44_xy_straggling | ca-48_energy | ca-48_let | ca-48_range | ca-48_z_straggling | ca-48_xy_straggling | ti-48_energy | ti-48_let | ti-48_range | ti-48_z_straggling | ti-48_xy_straggling | ti-50_energy | ti-50_let | ti-50_range | ti-50_z_straggling | ti-50_xy_straggling | v-51_energy | v-51_let | v-51_range | v-51_z_straggling | v-51_xy_straggling | cr-52_energy | cr-52_let | cr-52_range | cr-52_z_straggling | cr-52_xy_straggling | fe-56_energy | fe-56_let | fe-56_range | fe-56_z_straggling | fe-56_xy_straggling | ni-58_energy | ni-58_let | ni-58_range | ni-58_z_straggling | ni-58_xy_straggling | ni-64_energy | ni-64_let | ni-64_range | ni-64_z_straggling | ni-64_xy_straggling | cu-63_energy | cu-63_let | cu-63_range | cu-63_z_straggling | cu-63_xy_straggling | cu-65_energy | cu-65_let | cu-65_range | cu-65_z_straggling | cu-65_xy_straggling | zn-64_energy | zn-64_let | zn-64_range | zn-64_z_straggling | zn-64_xy_straggling | zn-70_energy | zn-70_let | zn-70_range | zn-70_z_straggling | zn-70_xy_straggling | ge-70_energy | ge-70_let | ge-70_range | ge-70_z_straggling | ge-70_xy_straggling | ge-72_energy | ge-72_let | ge-72_range | ge-72_z_straggling | ge-72_xy_straggling | se-82_energy | se-82_let | se-82_range | se-82_z_straggling | se-82_xy_straggling | br-79_energy | br-79_let | br-79_range | br-79_z_straggling | br-79_xy_straggling | br-81_energy | br-81_let | br-81_range | br-81_z_straggling | br-81_xy_straggling | kr-78_energy | kr-78_let | kr-78_range | kr-78_z_straggling | kr-78_xy_straggling | kr-84_energy | kr-84_let | kr-84_range | kr-84_z_straggling | kr-84_xy_straggling | kr-86_energy | kr-86_let | kr-86_range | kr-86_z_straggling | kr-86_xy_straggling | y-89_energy | y-89_let | y-89_range | y-89_z_straggling | y-89_xy_straggling | zr-90_energy | zr-90_let | zr-90_range | zr-90_z_straggling | zr-90_xy_straggling | zr-96_energy | zr-96_let | zr-96_range | zr-96_z_straggling | zr-96_xy_straggling | nb-93_energy | nb-93_let | nb-93_range | nb-93_z_straggling | nb-93_xy_straggling | mo-92_energy | mo-92_let | mo-92_range | mo-92_z_straggling | mo-92_xy_straggling | ag-107_energy | ag-107_let | ag-107_range | ag-107_z_straggling | ag-107_xy_straggling | ag-109_energy | ag-109_let | ag-109_range | ag-109_z_straggling | ag-109_xy_straggling | i-127_energy | i-127_let | i-127_range | i-127_z_straggling | i-127_xy_straggling | xe-124_energy | xe-124_let | xe-124_range | xe-124_z_straggling | xe-124_xy_straggling | xe-129_energy | xe-129_let | xe-129_range | xe-129_z_straggling | xe-129_xy_straggling | xe-136_energy | xe-136_let | xe-136_range | xe-136_z_straggling | xe-136_xy_straggling | pr-141_energy | pr-141_let | pr-141_range | pr-141_z_straggling | pr-141_xy_straggling | sm-144_energy | sm-144_let | sm-144_range | sm-144_z_straggling | sm-144_xy_straggling | tb-159_energy | tb-159_let | tb-159_range | tb-159_z_straggling | tb-159_xy_straggling | ho-165_energy | ho-165_let | ho-165_range | ho-165_z_straggling | ho-165_xy_straggling | tm-169_energy | tm-169_let | tm-169_range | tm-169_z_straggling | tm-169_xy_straggling | ta-181_energy | ta-181_let | ta-181_range | ta-181_z_straggling | ta-181_xy_straggling | pt-198_energy | pt-198_let | pt-198_range | pt-198_z_straggling | pt-198_xy_straggling | au-197_energy | au-197_let | au-197_range | au-197_z_straggling | au-197_xy_straggling | pb-208_energy | pb-208_let | pb-208_range | pb-208_z_straggling | pb-208_xy_straggling | bi-209_energy | bi-209_let | bi-209_range | bi-209_z_straggling | bi-209_xy_straggling | th-232_energy | th-232_let | th-232_range | th-232_z_straggling | th-232_xy_straggling | u-235_energy | u-235_let | u-235_range | u-235_z_straggling | u-235_xy_straggling | u-238_energy | u-238_let | u-238_range | u-238_z_straggling | u-238_xy_straggling
0.10913 | 0.29899 | 0.0006117 | 0.0001103 | 0.0001288 | 0.11172 | 0.29827 | 0.00131 | 0.0001824 | 0.000228 | 0.10776 | 0.29955 | 0.00196 | 0.0002394 | 0.0003079 | 0.10776 | 0.80624 | 0.0008738 | 0.0001494 | 0.0001735 | 0.099925 | 0.78897 | 0.00112 | 0.0001804 | 0.0002133 | 0.11403 | 1.2009 | 0.00162 | 0.0002524 | 0.0002981 | 0.10986 | 1.9779 | 0.0013 | 0.0001907 | 0.0002295 | 0.109 | 1.9703 | 0.00143 | 0.0002026 | 0.0002457 | 0.1 | 2.2193 | 0.00126 | 0.0001985 | 0.0002336 | 0.099979 | 2.6066 | 0.00128 | 0.0002019 | 0.0002367 | 0.1 | 2.6071 | 0.00138 | 0.0002109 | 0.0002489 | 0.10003 | 2.8661 | 0.00138 | 0.0002255 | 0.0002622 | 0.10001 | 2.8666 | 0.00147 | 0.0002343 | 0.000274 | 0.10001 | 2.867 | 0.00157 | 0.0002427 | 0.0002855 | 0.10527 | 3.3342 | 0.0015 | 0.0002346 | 0.0002728 | 0.10004 | 3.2324 | 0.00149 | 0.0002523 | 0.0002882 | 0.10717 | 3.3667 | 0.00164 | 0.0002634 | 0.0003045 | 0.10231 | 3.2764 | 0.00167 | 0.0002687 | 0.0003105 | 0.10423 | 3.8502 | 0.0017 | 0.0003045 | 0.000343 | 0.10192 | 3.905 | 0.00174 | 0.0002946 | 0.0003344 | 0.10723 | 4.7365 | 0.00157 | 0.0002477 | 0.0002836 | 0.10353 | 4.6342 | 0.00159 | 0.0002512 | 0.0002874 | 0.10165 | 4.8082 | 0.0016 | 0.0002559 | 0.0002897 | 0.10009 | 5.0404 | 0.00161 | 0.0002526 | 0.0002861 | 0.10144 | 5.0852 | 0.00173 | 0.0002615 | 0.0002982 | 0.10426 | 4.9385 | 0.00169 | 0.0002593 | 0.0002937 | 0.1001 | 4.8084 | 0.00184 | 0.0002724 | 0.0003096 | 0.10009 | 5.84 | 0.00162 | 0.0002595 | 0.0002899 | 0.10238 | 5.9325 | 0.00182 | 0.0002753 | 0.0003108 | 0.10427 | 6.0093 | 0.00201 | 0.0002901 | 0.0003306 | 0.10428 | 5.9786 | 0.00198 | 0.0003005 | 0.0003378 | 0.10011 | 5.8106 | 0.00201 | 0.0003044 | 0.0003413 | 0.10796 | 6.8723 | 0.00202 | 0.0003 | 0.0003387 | 0.10589 | 7.0016 | 0.00201 | 0.0003141 | 0.0003512 | 0.10727 | 6.5683 | 0.00225 | 0.0003577 | 0.0003975 | 0.10356 | 4.6978 | 0.00284 | 0.0004947 | 0.0005327 | 0.10168 | 4.6051 | 0.0031 | 0.0005183 | 0.000561 | 0.10329 | 6.4167 | 0.00234 | 0.0003764 | 0.0004128 | 0.10011 | 6.265 | 0.00236 | 0.0003795 | 0.0004154 | 0.10168 | 7.1992 | 0.00207 | 0.0003195 | 0.0003497 | 0.10011 | 7.1234 | 0.00224 | 0.0003334 | 0.0003671 | 0.10011 | 6.9791 | 0.00245 | 0.0004079 | 0.0004425 | 0.11123 | 7.6513 | 0.00269 | 0.0004241 | 0.0004684 | 0.10987 | 7.9897 | 0.00263 | 0.0003719 | 0.000412 | 0.10137 | 7.145 | 0.00242 | 0.0003677 | 0.0003983 | 0.11123 | 7.638 | 0.00265 | 0.0003829 | 0.0004218 | 0.10267 | 7.3084 | 0.00234 | 0.0003591 | 0.0003879 | 0.10726 | 7.5435 | 0.0026 | 0.0003781 | 0.0004139 | 0.10476 | 7.4206 | 0.00262 | 0.00038 | 0.0004153 | 0.10123 | 8.2007 | 0.00237 | 0.0003466 | 0.0003733 | 0.10011 | 7.8436 | 0.00244 | 0.0003676 | 0.0003929 | 0.10427 | 8.0899 | 0.00269 | 0.0003848 | 0.0004167 | 0.10764 | 7.7557 | 0.00268 | 0.0003893 | 0.0004195 | 0.10881 | 8.8872 | 0.00249 | 0.0003637 | 0.0003927 | 0.1029 | 8.422 | 0.00276 | 0.0004087 | 0.0004319 | 0.10101 | 8.294 | 0.00277 | 0.0004097 | 0.0004323 | 0.10244 | 8.311 | 0.00297 | 0.0004163 | 0.0004349 | 0.10492 | 10.031 | 0.00253 | 0.0003434 | 0.0003636 | 0.10085 | 9.793 | 0.00255 | 0.0003445 | 0.0003637 | 0.10301 | 9.929 | 0.00274 | 0.0003562 | 0.0003799 | 0.10645 | 9.694 | 0.00301 | 0.0004131 | 0.0004367 | 0.10423 | 9.908 | 0.00287 | 0.0003993 | 0.0004182 | 0.10068 | 10.215 | 0.00272 | 0.0003488 | 0.0003615 | 0.10307 | 11.395 | 0.00271 | 0.0003389 | 0.0003545 | 0.10063 | 10.831 | 0.00273 | 0.0003452 | 0.0003568 | 0.11053 | 11.799 | 0.00315 | 0.0003893 | 0.0004096 | 0.10103 | 12.792 | 0.00265 | 0.0003117 | 0.0003227 | 0.10154 | 10.399 | 0.00297 | 0.0003637 | 0.0003669 | 0.10819 | 13.07 | 0.00286 | 0.0003251 | 0.0003372 | 0.10767 | 13.935 | 0.00275 | 0.0003116 | 0.0003239 | 0.10774 | 13.703 | 0.00295 | 0.0003295 | 0.0003397 | 0.10636 | 13.82 | 0.00284 | 0.000317 | 0.0003257 | 0.10502 | 13.781 | 0.00284 | 0.0003162 | 0.0003248
0.11905 | 0.29565 | 0.0006631 | 0.0001134 | 0.0001345 | 0.12413 | 0.29382 | 0.00145 | 0.0001882 | 0.0002389 | 0.11605 | 0.29691 | 0.00209 | 0.000244 | 0.0003172 | 0.11605 | 0.8222 | 0.0009215 | 0.0001514 | 0.0001774 | 0.11242 | 0.81562 | 0.00122 | 0.0001842 | 0.0002206 | 0.12828 | 1.2564 | 0.00174 | 0.0002566 | 0.0003065 | 0.11984 | 2.0609 | 0.00138 | 0.0001938 | 0.0002354 | 0.11809 | 2.0463 | 0.00151 | 0.0002055 | 0.0002514 | 0.10833 | 2.3148 | 0.00133 | 0.0002015 | 0.0002392 | 0.10712 | 2.702 | 0.00134 | 0.0002044 | 0.0002415 | 0.10667 | 2.6965 | 0.00144 | 0.0002133 | 0.0002536 | 0.10628 | 2.9792 | 0.00143 | 0.0002279 | 0.0002668 | 0.10589 | 2.9728 | 0.00153 | 0.0002366 | 0.0002785 | 0.11112 | 3.0647 | 0.00167 | 0.0002472 | 0.000294 | 0.11843 | 3.6059 | 0.00161 | 0.0002393 | 0.0002816 | 0.11255 | 3.465 | 0.0016 | 0.0002578 | 0.0002982 | 0.11908 | 3.583 | 0.00175 | 0.0002683 | 0.0003136 | 0.11368 | 3.4865 | 0.00178 | 0.0002738 | 0.00032 | 0.11465 | 4.1242 | 0.0018 | 0.000309 | 0.0003516 | 0.11119 | 4.1524 | 0.00184 | 0.0002993 | 0.0003431 | 0.11617 | 4.9808 | 0.00165 | 0.0002513 | 0.0002904 | 0.11216 | 4.8723 | 0.00167 | 0.0002549 | 0.0002944 | 0.10947 | 5.057 | 0.00168 | 0.0002599 | 0.000297 | 0.10724 | 5.2678 | 0.00169 | 0.0002565 | 0.0002931 | 0.10821 | 5.3001 | 0.0018 | 0.0002652 | 0.0003049 | 0.11121 | 5.1618 | 0.00177 | 0.0002634 | 0.0003011 | 0.11261 | 5.21 | 0.00199 | 0.0002808 | 0.000324 | 0.1126 | 6.3226 | 0.00175 | 0.0002663 | 0.0003018 | 0.11375 | 6.369 | 0.00194 | 0.0002815 | 0.000322 | 0.1147 | 6.4073 | 0.00214 | 0.0002959 | 0.0003413 | 0.11471 | 6.398 | 0.0021 | 0.000307 | 0.0003496 | 0.11012 | 6.2163 | 0.00214 | 0.0003112 | 0.0003536 | 0.11778 | 7.3292 | 0.00212 | 0.0003052 | 0.0003485 | 0.11552 | 7.4609 | 0.00212 | 0.0003193 | 0.0003611 | 0.11621 | 7.0176 | 0.00236 | 0.0003638 | 0.0004088 | 0.11219 | 5.1619 | 0.00299 | 0.000506 | 0.0005531 | 0.1095 | 5.0203 | 0.00326 | 0.0005295 | 0.0005814 | 0.11123 | 6.8029 | 0.00245 | 0.0003833 | 0.0004251 | 0.10781 | 6.6376 | 0.00248 | 0.0003866 | 0.0004281 | 0.1095 | 7.5998 | 0.00217 | 0.0003255 | 0.0003604 | 0.11441 | 7.8543 | 0.00245 | 0.0003451 | 0.0003873 | 0.11441 | 7.8401 | 0.00266 | 0.0004205 | 0.0004651 | 0.12514 | 8.4757 | 0.00288 | 0.0004343 | 0.0004875 | 0.12207 | 8.6624 | 0.00281 | 0.0003818 | 0.0004297 | 0.11404 | 7.7763 | 0.00262 | 0.0003806 | 0.00042 | 0.12358 | 8.2521 | 0.00284 | 0.0003939 | 0.000441 | 0.1155 | 7.958 | 0.00254 | 0.000372 | 0.0004092 | 0.11917 | 8.1523 | 0.0028 | 0.0003897 | 0.0004337 | 0.1164 | 8.0105 | 0.00282 | 0.0003919 | 0.0004354 | 0.11248 | 8.8647 | 0.00255 | 0.0003578 | 0.0003921 | 0.11123 | 8.4838 | 0.00263 | 0.0003799 | 0.0004134 | 0.11469 | 8.6875 | 0.00287 | 0.0003959 | 0.0004358 | 0.1184 | 8.3244 | 0.00287 | 0.0004015 | 0.0004399 | 0.11969 | 9.5594 | 0.00266 | 0.0003738 | 0.00041 | 0.11225 | 9.075 | 0.00294 | 0.0004205 | 0.000452 | 0.11019 | 8.932 | 0.00295 | 0.0004218 | 0.0004527 | 0.11032 | 8.807 | 0.00315 | 0.0004292 | 0.0004555 | 0.11299 | 10.529 | 0.00268 | 0.0003532 | 0.0003791 | 0.10861 | 10.261 | 0.00271 | 0.0003547 | 0.0003796 | 0.11037 | 10.377 | 0.00289 | 0.0003659 | 0.0003952 | 0.11355 | 10.124 | 0.00317 | 0.0004236 | 0.0004534 | 0.11118 | 10.313 | 0.00302 | 0.0004101 | 0.0004348 | 0.10697 | 10.535 | 0.00287 | 0.0003595 | 0.0003771 | 0.10914 | 11.773 | 0.00285 | 0.0003479 | 0.0003681 | 0.10655 | 11.162 | 0.00287 | 0.0003553 | 0.0003715 | 0.12435 | 12.806 | 0.00346 | 0.0004107 | 0.0004414 | 0.11365 | 13.463 | 0.00295 | 0.0003328 | 0.0003511 | 0.11423 | 11.048 | 0.00333 | 0.0003929 | 0.0004051 | 0.12021 | 13.744 | 0.00315 | 0.0003453 | 0.0003645 | 0.11963 | 14.625 | 0.00302 | 0.0003301 | 0.0003492 | 0.11852 | 14.267 | 0.00323 | 0.000349 | 0.0003657 | 0.117 | 14.227 | 0.00312 | 0.0003369 | 0.0003513 | 0.11552 | 14.166 | 0.00312 | 0.0003362 | 0.0003505
0.12897 | 0.29172 | 0.0007154 | 0.0001165 | 0.0001401 | 0.13654 | 0.28857 | 0.00158 | 0.0001938 | 0.0002495 | 0.12434 | 0.29377 | 0.00222 | 0.0002486 | 0.0003264 | 0.12434 | 0.83588 | 0.0009684 | 0.0001532 | 0.0001811 | 0.12491 | 0.83691 | 0.00132 | 0.0001876 | 0.0002273 | 0.14253 | 1.303 | 0.00187 | 0.0002603 | 0.0003139 | 0.12983 | 2.138 | 0.00145 | 0.0001966 | 0.0002408 | 0.12717 | 2.1185 | 0.00159 | 0.0002082 | 0.0002567 | 0.11667 | 2.4066 | 0.0014 | 0.0002041 | 0.0002444 | 0.11426 | 2.7945 | 0.0014 | 0.0002067 | 0.000246 | 0.11333 | 2.783 | 0.00149 | 0.0002155 | 0.000258 | 0.11254 | 3.0885 | 0.00149 | 0.0002301 | 0.000271 | 0.11765 | 3.1766 | 0.00163 | 0.0002408 | 0.0002865 | 0.12501 | 3.2973 | 0.00179 | 0.000252 | 0.0003032 | 0.13159 | 3.8622 | 0.00172 | 0.0002432 | 0.0002891 | 0.12505 | 3.6885 | 0.00171 | 0.0002625 | 0.0003069 | 0.13099 | 3.791 | 0.00185 | 0.0002724 | 0.0003216 | 0.12505 | 3.6893 | 0.00189 | 0.0002782 | 0.0003283 | 0.12508 | 4.391 | 0.00189 | 0.0003128 | 0.000359 | 0.12045 | 4.3956 | 0.00193 | 0.0003033 | 0.0003509 | 0.1251 | 5.2189 | 0.00172 | 0.0002545 | 0.0002965 | 0.12079 | 5.1052 | 0.00175 | 0.0002582 | 0.0003007 | 0.11729 | 5.3047 | 0.00175 | 0.0002634 | 0.0003036 | 0.11439 | 5.494 | 0.00176 | 0.0002599 | 0.0002995 | 0.12173 | 5.7261 | 0.00194 | 0.0002719 | 0.0003168 | 0.12511 | 5.6138 | 0.00192 | 0.0002709 | 0.0003142 | 0.12512 | 5.6173 | 0.00214 | 0.0002877 | 0.0003365 | 0.12512 | 6.7914 | 0.00187 | 0.0002719 | 0.000312 | 0.12513 | 6.7942 | 0.00206 | 0.0002868 | 0.0003318 | 0.12512 | 6.7966 | 0.00226 | 0.0003009 | 0.0003507 | 0.12514 | 6.808 | 0.00222 | 0.0003126 | 0.00036 | 0.12013 | 6.6138 | 0.00226 | 0.0003171 | 0.0003645 | 0.12759 | 7.7745 | 0.00223 | 0.0003097 | 0.0003572 | 0.12514 | 7.9048 | 0.00222 | 0.0003239 | 0.0003698 | 0.12515 | 7.4654 | 0.00247 | 0.000369 | 0.0004189 | 0.12083 | 5.6417 | 0.00313 | 0.0005154 | 0.0005707 | 0.12514 | 5.8897 | 0.00354 | 0.0005477 | 0.0006151 | 0.12713 | 7.5756 | 0.00267 | 0.0003951 | 0.0004462 | 0.12321 | 7.3873 | 0.0027 | 0.000399 | 0.0004499 | 0.12514 | 8.3878 | 0.00236 | 0.000336 | 0.0003788 | 0.12871 | 8.5697 | 0.00264 | 0.0003545 | 0.0004042 | 0.12871 | 8.6824 | 0.00284 | 0.0004303 | 0.0004835 | 0.13904 | 9.2771 | 0.00306 | 0.0004425 | 0.0005034 | 0.13428 | 9.3206 | 0.00299 | 0.0003901 | 0.0004451 | 0.12671 | 8.4053 | 0.00282 | 0.0003913 | 0.0004388 | 0.13594 | 8.86 | 0.00302 | 0.0004031 | 0.0004577 | 0.12834 | 8.6264 | 0.00273 | 0.0003826 | 0.0004276 | 0.13109 | 8.7763 | 0.00298 | 0.0003994 | 0.0004509 | 0.12804 | 8.6167 | 0.00301 | 0.0004019 | 0.0004531 | 0.12373 | 9.5201 | 0.00272 | 0.0003671 | 0.0004085 | 0.12235 | 9.1129 | 0.00281 | 0.0003902 | 0.0004314 | 0.12512 | 9.2723 | 0.00305 | 0.0004054 | 0.0004526 | 0.12916 | 8.9025 | 0.00305 | 0.0004119 | 0.0004579 | 0.13057 | 10.2241 | 0.00282 | 0.0003823 | 0.0004252 | 0.1216 | 9.7354 | 0.0031 | 0.0004305 | 0.0004697 | 0.11937 | 9.5791 | 0.00312 | 0.0004322 | 0.0004708 | 0.1182 | 9.318 | 0.00332 | 0.0004405 | 0.0004742 | 0.12106 | 11.043 | 0.00283 | 0.000362 | 0.0003933 | 0.11636 | 10.746 | 0.00286 | 0.0003638 | 0.0003943 | 0.11773 | 10.839 | 0.00304 | 0.0003745 | 0.0004093 | 0.12065 | 10.558 | 0.00332 | 0.0004332 | 0.000469 | 0.11813 | 10.723 | 0.00317 | 0.0004198 | 0.0004504 | 0.11326 | 10.872 | 0.00302 | 0.0003693 | 0.0003919 | 0.12126 | 12.571 | 0.0031 | 0.0003646 | 0.000393 | 0.11839 | 11.864 | 0.00314 | 0.0003741 | 0.0003988 | 0.13816 | 13.852 | 0.00376 | 0.0004285 | 0.0004692 | 0.12628 | 14.205 | 0.00323 | 0.000351 | 0.0003768 | 0.12692 | 11.818 | 0.00367 | 0.0004178 | 0.0004398 | 0.13223 | 14.504 | 0.00343 | 0.0003629 | 0.0003895 | 0.13159 | 15.381 | 0.00328 | 0.0003462 | 0.0003723 | 0.12929 | 14.916 | 0.0035 | 0.0003664 | 0.00039 | 0.12764 | 14.729 | 0.00339 | 0.0003549 | 0.0003755 | 0.12602 | 14.647 | 0.00339 | 0.0003543 | 0.0003748
0.13889 | 0.28749 | 0.0007685 | 0.0001195 | 0.0001456 | 0.14896 | 0.28304 | 0.00172 | 0.0001993 | 0.0002601 | 0.13263 | 0.29034 | 0.00236 | 0.000253 | 0.0003354 | 0.13263 | 0.84747 | 0.00101 | 0.000155 | 0.0001846 | 0.1374 | 0.85344 | 0.00141 | 0.0001907 | 0.0002335 | 0.15678 | 1.3426 | 0.00199 | 0.0002636 | 0.0003207 | 0.13982 | 2.2092 | 0.00153 | 0.0001991 | 0.0002457 | 0.13625 | 2.1847 | 0.00166 | 0.0002106 | 0.0002616 | 0.125 | 2.4935 | 0.00146 | 0.0002065 | 0.0002491 | 0.1214 | 2.8822 | 0.00145 | 0.0002088 | 0.0002501 | 0.12 | 2.8658 | 0.00155 | 0.0002176 | 0.0002621 | 0.12504 | 3.2976 | 0.00158 | 0.000234 | 0.0002786 | 0.13236 | 3.4124 | 0.00175 | 0.0002453 | 0.0002952 | 0.1389 | 3.5115 | 0.00191 | 0.000256 | 0.000311 | 0.14475 | 4.1032 | 0.00181 | 0.0002465 | 0.0002957 | 0.13756 | 3.9016 | 0.00181 | 0.0002664 | 0.0003146 | 0.1429 | 3.9906 | 0.00195 | 0.000276 | 0.0003287 | 0.13642 | 3.8838 | 0.002 | 0.000282 | 0.0003357 | 0.1355 | 4.6484 | 0.00197 | 0.0003161 | 0.0003656 | 0.12972 | 4.6336 | 0.00201 | 0.0003068 | 0.0003578 | 0.13404 | 5.4507 | 0.0018 | 0.0002573 | 0.0003021 | 0.12942 | 5.3319 | 0.00182 | 0.0002612 | 0.0003065 | 0.12511 | 5.5492 | 0.00182 | 0.0002665 | 0.0003096 | 0.12869 | 5.9407 | 0.0019 | 0.0002662 | 0.0003108 | 0.13526 | 6.1435 | 0.00207 | 0.0002774 | 0.0003271 | 0.13901 | 6.0673 | 0.00205 | 0.000277 | 0.0003255 | 0.13763 | 6.0248 | 0.00227 | 0.0002936 | 0.0003474 | 0.13763 | 7.2448 | 0.00198 | 0.0002766 | 0.0003209 | 0.1365 | 7.2074 | 0.00217 | 0.0002913 | 0.0003404 | 0.13555 | 7.1756 | 0.00237 | 0.0003052 | 0.0003591 | 0.13556 | 7.2101 | 0.00233 | 0.0003174 | 0.0003692 | 0.13014 | 7.0033 | 0.00237 | 0.0003221 | 0.0003741 | 0.13741 | 8.2056 | 0.00233 | 0.0003136 | 0.0003649 | 0.13477 | 8.3327 | 0.00231 | 0.0003278 | 0.0003776 | 0.14302 | 8.3436 | 0.00267 | 0.0003781 | 0.0004359 | 0.13809 | 6.6241 | 0.00338 | 0.0005305 | 0.0005996 | 0.14078 | 6.7834 | 0.00378 | 0.0005611 | 0.0006414 | 0.14302 | 8.3409 | 0.00287 | 0.0004045 | 0.0004636 | 0.13862 | 8.1317 | 0.00291 | 0.0004088 | 0.000468 | 0.14078 | 9.1517 | 0.00254 | 0.0003444 | 0.0003942 | 0.14301 | 9.2623 | 0.00281 | 0.0003622 | 0.0004186 | 0.14301 | 9.5006 | 0.00301 | 0.0004381 | 0.0004989 | 0.15294 | 10.053 | 0.00322 | 0.0004492 | 0.0005169 | 0.14649 | 9.9599 | 0.00315 | 0.0003971 | 0.0004584 | 0.13939 | 9.0269 | 0.003 | 0.0004003 | 0.000455 | 0.1483 | 9.4581 | 0.0032 | 0.000411 | 0.0004723 | 0.14117 | 9.3067 | 0.0029 | 0.0003914 | 0.0004435 | 0.14301 | 9.4099 | 0.00315 | 0.0004077 | 0.000466 | 0.13968 | 9.2337 | 0.00318 | 0.0004104 | 0.0004685 | 0.13497 | 10.1612 | 0.00288 | 0.000375 | 0.0004229 | 0.13347 | 9.7239 | 0.00298 | 0.0003989 | 0.0004471 | 0.13555 | 9.8399 | 0.00321 | 0.0004136 | 0.0004676 | 0.13993 | 9.4855 | 0.00322 | 0.0004209 | 0.000474 | 0.14145 | 10.8769 | 0.00296 | 0.0003896 | 0.0004387 | 0.13096 | 10.3967 | 0.00326 | 0.0004392 | 0.0004855 | 0.12855 | 10.2287 | 0.00328 | 0.000441 | 0.0004869 | 0.12608 | 9.84 | 0.00349 | 0.0004505 | 0.0004913 | 0.12913 | 11.569 | 0.00297 | 0.0003698 | 0.0004064 | 0.12412 | 11.247 | 0.003 | 0.000372 | 0.0004078 | 0.12509 | 11.316 | 0.00318 | 0.0003824 | 0.0004224 | 0.12774 | 10.995 | 0.00346 | 0.0004418 | 0.0004835 | 0.12508 | 11.139 | 0.00331 | 0.0004287 | 0.0004649 | 0.12585 | 11.584 | 0.00329 | 0.0003878 | 0.0004192 | 0.13642 | 13.629 | 0.0034 | 0.0003826 | 0.0004204 | 0.13319 | 12.796 | 0.00346 | 0.0003945 | 0.000429 | 0.15198 | 14.909 | 0.00403 | 0.0004434 | 0.0004936 | 0.13891 | 15.001 | 0.0035 | 0.0003668 | 0.0004002 | 0.13962 | 12.689 | 0.00399 | 0.0004388 | 0.000471 | 0.14425 | 15.335 | 0.00369 | 0.0003782 | 0.0004123 | 0.14355 | 16.179 | 0.00353 | 0.0003605 | 0.0003935 | 0.14006 | 15.636 | 0.00375 | 0.0003819 | 0.0004124 | 0.13827 | 15.303 | 0.00365 | 0.0003711 | 0.0003983 | 0.13653 | 15.21 | 0.00365 | 0.0003708 | 0.0003976
0.14881 | 0.28306 | 0.0008226 | 0.0001224 | 0.0001512 | 0.16137 | 0.2774 | 0.00186 | 0.0002047 | 0.0002706 | 0.1492 | 0.28298 | 0.00263 | 0.0002631 | 0.0003533 | 0.1492 | 0.86528 | 0.00111 | 0.0001584 | 0.0001912 | 0.14989 | 0.86599 | 0.0015 | 0.0001936 | 0.0002392 | 0.17104 | 1.3753 | 0.0021 | 0.0002666 | 0.000327 | 0.14981 | 2.2755 | 0.0016 | 0.0002013 | 0.0002503 | 0.14534 | 2.247 | 0.00173 | 0.0002129 | 0.0002662 | 0.13333 | 2.5765 | 0.00152 | 0.0002087 | 0.0002535 | 0.12854 | 2.9659 | 0.0015 | 0.0002107 | 0.000254 | 0.13333 | 3.0205 | 0.00166 | 0.0002215 | 0.0002695 | 0.14067 | 3.5375 | 0.0017 | 0.0002383 | 0.0002867 | 0.14707 | 3.6297 | 0.00186 | 0.0002491 | 0.0003026 | 0.15279 | 3.7081 | 0.00202 | 0.0002594 | 0.0003179 | 0.15791 | 4.3256 | 0.00191 | 0.0002493 | 0.0003015 | 0.15006 | 4.1054 | 0.00191 | 0.0002698 | 0.0003214 | 0.15481 | 4.1806 | 0.00205 | 0.0002792 | 0.0003351 | 0.14779 | 4.0697 | 0.00209 | 0.0002853 | 0.0003424 | 0.14592 | 4.8965 | 0.00205 | 0.0003189 | 0.0003715 | 0.13898 | 4.8662 | 0.00209 | 0.00031 | 0.0003641 | 0.14297 | 5.677 | 0.00187 | 0.0002598 | 0.0003071 | 0.13805 | 5.5541 | 0.0019 | 0.0002638 | 0.0003117 | 0.14075 | 6.0291 | 0.00196 | 0.0002722 | 0.0003202 | 0.14298 | 6.3766 | 0.00203 | 0.0002713 | 0.0003205 | 0.14879 | 6.5506 | 0.0022 | 0.000282 | 0.000336 | 0.15291 | 6.5178 | 0.00217 | 0.0002821 | 0.0003352 | 0.15014 | 6.4309 | 0.0024 | 0.0002985 | 0.0003569 | 0.15014 | 7.682 | 0.00208 | 0.0002806 | 0.0003287 | 0.14788 | 7.6063 | 0.00228 | 0.0002952 | 0.0003481 | 0.14598 | 7.5431 | 0.00248 | 0.000309 | 0.0003667 | 0.14599 | 7.6008 | 0.00244 | 0.0003216 | 0.0003775 | 0.14015 | 7.3837 | 0.00248 | 0.0003265 | 0.0003827 | 0.15704 | 9.0253 | 0.00251 | 0.0003205 | 0.0003782 | 0.15402 | 9.1392 | 0.00249 | 0.0003348 | 0.0003909 | 0.1609 | 9.1896 | 0.00285 | 0.0003851 | 0.0004498 | 0.15535 | 7.6112 | 0.0036 | 0.0005416 | 0.000622 | 0.15643 | 7.6763 | 0.004 | 0.0005712 | 0.0006625 | 0.15891 | 9.0906 | 0.00305 | 0.000412 | 0.0004783 | 0.15402 | 8.8627 | 0.00309 | 0.0004167 | 0.0004832 | 0.15642 | 9.8845 | 0.00271 | 0.0003513 | 0.0004073 | 0.15731 | 9.9297 | 0.00298 | 0.0003687 | 0.000431 | 0.15731 | 10.2892 | 0.00317 | 0.0004445 | 0.0005119 | 0.16685 | 10.8001 | 0.00337 | 0.0004547 | 0.0005285 | 0.1587 | 10.5753 | 0.0033 | 0.0004031 | 0.0004702 | 0.15206 | 9.6367 | 0.00316 | 0.0004079 | 0.0004693 | 0.16066 | 10.0434 | 0.00336 | 0.0004177 | 0.0004853 | 0.154 | 9.9943 | 0.00306 | 0.0003988 | 0.0004574 | 0.15493 | 10.0481 | 0.00331 | 0.0004147 | 0.0004793 | 0.15132 | 9.8553 | 0.00335 | 0.0004176 | 0.0004822 | 0.14622 | 10.7855 | 0.00303 | 0.0003819 | 0.0004357 | 0.1446 | 10.3144 | 0.00313 | 0.0004065 | 0.0004612 | 0.14597 | 10.3902 | 0.00336 | 0.0004207 | 0.000481 | 0.15069 | 10.0694 | 0.00338 | 0.0004286 | 0.0004883 | 0.15233 | 11.5096 | 0.0031 | 0.000396 | 0.0004507 | 0.14031 | 11.0544 | 0.0034 | 0.0004467 | 0.0004996 | 0.13773 | 10.8767 | 0.00343 | 0.0004487 | 0.0005013 | 0.13396 | 10.369 | 0.00364 | 0.0004594 | 0.000507 | 0.1372 | 12.109 | 0.0031 | 0.0003768 | 0.0004185 | 0.13188 | 11.755 | 0.00313 | 0.0003793 | 0.0004203 | 0.13244 | 11.797 | 0.00332 | 0.0003894 | 0.0004346 | 0.14194 | 11.865 | 0.00374 | 0.0004576 | 0.0005095 | 0.13897 | 11.981 | 0.00358 | 0.0004451 | 0.0004911 | 0.14158 | 12.532 | 0.00362 | 0.0004076 | 0.0004494 | 0.15158 | 14.73 | 0.00368 | 0.0003974 | 0.0004443 | 0.14799 | 13.78 | 0.00375 | 0.0004115 | 0.0004556 | 0.16579 | 15.982 | 0.00428 | 0.000456 | 0.000515 | 0.15154 | 15.826 | 0.00376 | 0.0003806 | 0.0004215 | 0.15231 | 13.631 | 0.00429 | 0.0004568 | 0.0004989 | 0.15627 | 16.212 | 0.00394 | 0.0003917 | 0.0004331 | 0.15552 | 17.004 | 0.00377 | 0.000373 | 0.0004128 | 0.15084 | 16.412 | 0.004 | 0.0003957 | 0.0004332 | 0.14891 | 15.964 | 0.0039 | 0.0003858 | 0.0004195 | 0.14703 | 15.839 | 0.00391 | 0.0003856 | 0.000419
0.15873 | 0.27854 | 0.0008776 | 0.0001254 | 0.0001567 | 0.17378 | 0.27177 | 0.002 | 0.00021 | 0.0002812 | 0.16578 | 0.27543 | 0.00292 | 0.000273 | 0.000371 | 0.16578 | 0.87692 | 0.0012 | 0.0001615 | 0.0001972 | 0.16238 | 0.87506 | 0.00159 | 0.0001962 | 0.0002447 | 0.18529 | 1.403 | 0.00222 | 0.0002693 | 0.0003327 | 0.15979 | 2.3369 | 0.00167 | 0.0002034 | 0.0002545 | 0.15442 | 2.3044 | 0.0018 | 0.0002149 | 0.0002704 | 0.14167 | 2.6546 | 0.00158 | 0.0002107 | 0.0002576 | 0.14283 | 3.1229 | 0.00161 | 0.0002144 | 0.000261 | 0.15 | 3.1972 | 0.00178 | 0.0002258 | 0.0002776 | 0.1563 | 3.755 | 0.00181 | 0.0002418 | 0.0002937 | 0.16177 | 3.8265 | 0.00196 | 0.0002523 | 0.0003091 | 0.16668 | 3.888 | 0.00212 | 0.0002624 | 0.000324 | 0.17107 | 4.5313 | 0.002 | 0.0002518 | 0.0003067 | 0.16257 | 4.2985 | 0.00201 | 0.0002729 | 0.0003275 | 0.16671 | 4.361 | 0.00214 | 0.000282 | 0.0003409 | 0.15916 | 4.248 | 0.00219 | 0.0002882 | 0.0003484 | 0.15635 | 5.1349 | 0.00213 | 0.0003214 | 0.0003768 | 0.14825 | 5.0932 | 0.00217 | 0.0003127 | 0.0003698 | 0.16085 | 6.1101 | 0.002 | 0.0002645 | 0.0003161 | 0.1553 | 5.9788 | 0.00203 | 0.0002687 | 0.000321 | 0.15639 | 6.4928 | 0.00208 | 0.0002769 | 0.0003293 | 0.15728 | 6.7992 | 0.00215 | 0.0002757 | 0.0003289 | 0.16231 | 6.9452 | 0.00231 | 0.000286 | 0.0003439 | 0.16681 | 6.9597 | 0.00229 | 0.0002864 | 0.0003437 | 0.16265 | 6.8303 | 0.00252 | 0.0003028 | 0.0003654 | 0.16265 | 8.1018 | 0.00218 | 0.0002841 | 0.0003357 | 0.15925 | 7.9915 | 0.00238 | 0.0002986 | 0.000355 | 0.16683 | 8.2425 | 0.00268 | 0.0003159 | 0.0003797 | 0.16685 | 8.3482 | 0.00264 | 0.0003292 | 0.0003917 | 0.16018 | 8.1153 | 0.00269 | 0.0003344 | 0.0003976 | 0.17666 | 9.7864 | 0.00268 | 0.0003261 | 0.0003891 | 0.17327 | 9.8806 | 0.00266 | 0.0003404 | 0.000402 | 0.17878 | 9.9979 | 0.00301 | 0.0003908 | 0.0004614 | 0.17261 | 8.5781 | 0.00379 | 0.0005499 | 0.00064 | 0.17207 | 8.5512 | 0.00419 | 0.0005791 | 0.0006797 | 0.1748 | 9.8175 | 0.00321 | 0.0004182 | 0.0004908 | 0.16942 | 9.575 | 0.00326 | 0.0004232 | 0.0004962 | 0.17207 | 10.5868 | 0.00286 | 0.000357 | 0.0004185 | 0.17161 | 10.5709 | 0.00313 | 0.0003741 | 0.0004418 | 0.17161 | 11.0508 | 0.00332 | 0.0004499 | 0.0005231 | 0.18075 | 11.5175 | 0.00351 | 0.0004595 | 0.0005386 | 0.1709 | 11.1809 | 0.00345 | 0.0004083 | 0.0004807 | 0.16473 | 10.2326 | 0.00332 | 0.0004144 | 0.0004819 | 0.17302 | 10.6182 | 0.00351 | 0.0004235 | 0.0004968 | 0.16684 | 10.6812 | 0.00321 | 0.0004051 | 0.0004697 | 0.16684 | 10.6849 | 0.00347 | 0.0004207 | 0.0004911 | 0.16296 | 10.4796 | 0.0035 | 0.0004238 | 0.0004944 | 0.15747 | 11.3832 | 0.00317 | 0.0003878 | 0.0004471 | 0.15572 | 10.8845 | 0.00328 | 0.0004131 | 0.0004737 | 0.1564 | 10.9165 | 0.00351 | 0.000427 | 0.0004931 | 0.16145 | 10.6462 | 0.00353 | 0.0004354 | 0.0005012 | 0.16321 | 12.1364 | 0.00324 | 0.0004016 | 0.0004616 | 0.14967 | 11.7145 | 0.00354 | 0.0004532 | 0.0005123 | 0.14692 | 11.5173 | 0.00356 | 0.0004555 | 0.0005143 | 0.14184 | 10.901 | 0.00379 | 0.0004674 | 0.0005213 | 0.14527 | 12.654 | 0.00322 | 0.0003831 | 0.0004297 | 0.13964 | 12.279 | 0.00326 | 0.000386 | 0.0004319 | 0.14716 | 12.792 | 0.00357 | 0.0004024 | 0.0004563 | 0.15968 | 12.95 | 0.00405 | 0.0004743 | 0.0005376 | 0.15635 | 13.036 | 0.0039 | 0.0004624 | 0.0005196 | 0.15731 | 13.531 | 0.00392 | 0.0004241 | 0.0004757 | 0.16674 | 15.869 | 0.00394 | 0.0004099 | 0.0004651 | 0.16279 | 14.782 | 0.00403 | 0.0004258 | 0.000479 | 0.17961 | 17.059 | 0.00452 | 0.0004668 | 0.0005341 | 0.16417 | 16.686 | 0.004 | 0.0003928 | 0.0004408 | 0.165 | 14.63 | 0.00457 | 0.0004721 | 0.0005238 | 0.16829 | 17.124 | 0.00418 | 0.0004035 | 0.0004521 | 0.16748 | 17.864 | 0.004 | 0.0003842 | 0.0004306 | 0.16161 | 17.223 | 0.00423 | 0.000408 | 0.0004524 | 0.15954 | 16.679 | 0.00414 | 0.000399 | 0.0004394 | 0.15753 | 16.544 | 0.00415 | 0.000399 | 0.000439
0.16865 | 0.27402 | 0.0009337 | 0.0001283 | 0.0001622 | 0.1862 | 0.26615 | 0.00215 | 0.0002154 | 0.0002917 | 0.18236 | 0.26789 | 0.00321 | 0.0002829 | 0.0003888 | 0.18236 | 0.88349 | 0.00129 | 0.0001644 | 0.0002029 | 0.17487 | 0.88115 | 0.00168 | 0.0001987 | 0.0002498 | 0.19954 | 1.4258 | 0.00233 | 0.0002719 | 0.0003381 | 0.16978 | 2.3933 | 0.00173 | 0.0002053 | 0.0002585 | 0.1635 | 2.3589 | 0.00187 | 0.0002168 | 0.0002744 | 0.15 | 2.7288 | 0.00164 | 0.0002125 | 0.0002614 | 0.16068 | 3.3007 | 0.00173 | 0.0002185 | 0.0002687 | 0.16667 | 3.3563 | 0.0019 | 0.0002295 | 0.0002847 | 0.17193 | 3.9508 | 0.00191 | 0.0002449 | 0.0002999 | 0.17648 | 4.0045 | 0.00207 | 0.0002552 | 0.0003149 | 0.18057 | 4.0513 | 0.00222 | 0.000265 | 0.0003295 | 0.18423 | 4.7193 | 0.00208 | 0.000254 | 0.0003114 | 0.17507 | 4.4821 | 0.0021 | 0.0002755 | 0.000333 | 0.17862 | 4.5327 | 0.00223 | 0.0002845 | 0.0003461 | 0.17052 | 4.4176 | 0.00228 | 0.0002908 | 0.0003539 | 0.16677 | 5.3628 | 0.00221 | 0.0003237 | 0.0003816 | 0.16678 | 5.5263 | 0.00232 | 0.0003177 | 0.0003797 | 0.17872 | 6.5175 | 0.00212 | 0.0002684 | 0.0003238 | 0.17256 | 6.38 | 0.00216 | 0.0002727 | 0.000329 | 0.17203 | 6.9369 | 0.0022 | 0.0002808 | 0.0003371 | 0.17158 | 7.2062 | 0.00226 | 0.0002794 | 0.0003363 | 0.17584 | 7.3259 | 0.00243 | 0.0002894 | 0.0003509 | 0.18072 | 7.3899 | 0.0024 | 0.0002901 | 0.0003512 | 0.17517 | 7.2217 | 0.00263 | 0.0003064 | 0.0003729 | 0.17516 | 8.5048 | 0.00228 | 0.0002871 | 0.0003419 | 0.182 | 8.7192 | 0.00257 | 0.0003048 | 0.0003669 | 0.18768 | 8.8932 | 0.00286 | 0.0003215 | 0.0003905 | 0.1877 | 9.0485 | 0.00282 | 0.0003352 | 0.0004035 | 0.1802 | 8.803 | 0.00287 | 0.0003408 | 0.0004099 | 0.19629 | 10.4877 | 0.00283 | 0.0003306 | 0.0003984 | 0.19253 | 10.5655 | 0.00281 | 0.000345 | 0.0004114 | 0.19666 | 10.7644 | 0.00316 | 0.0003955 | 0.0004712 | 0.18987 | 9.5097 | 0.00396 | 0.0005565 | 0.0006546 | 0.18771 | 9.3982 | 0.00436 | 0.0005855 | 0.000694 | 0.19069 | 10.5237 | 0.00337 | 0.0004234 | 0.0005016 | 0.18482 | 10.2647 | 0.00342 | 0.0004286 | 0.0005074 | 0.18771 | 11.2556 | 0.003 | 0.0003619 | 0.0004284 | 0.18591 | 11.181 | 0.00328 | 0.0003788 | 0.0004514 | 0.18592 | 11.7687 | 0.00346 | 0.0004544 | 0.0005328 | 0.19466 | 12.1976 | 0.00364 | 0.0004635 | 0.0005475 | 0.18311 | 11.7493 | 0.00359 | 0.0004128 | 0.0004901 | 0.1774 | 10.8088 | 0.00347 | 0.0004201 | 0.0004932 | 0.18538 | 11.1758 | 0.00365 | 0.0004287 | 0.0005072 | 0.17967 | 11.3655 | 0.00336 | 0.0004106 | 0.0004805 | 0.17876 | 11.3208 | 0.00361 | 0.0004259 | 0.0005017 | 0.1746 | 11.1 | 0.00365 | 0.0004293 | 0.0005052 | 0.16872 | 11.9745 | 0.00331 | 0.0003931 | 0.0004574 | 0.16684 | 11.4243 | 0.00342 | 0.0004189 | 0.000485 | 0.16683 | 11.4281 | 0.00365 | 0.0004326 | 0.000504 | 0.17222 | 11.2173 | 0.00368 | 0.0004414 | 0.0005129 | 0.17409 | 12.7367 | 0.00336 | 0.0004065 | 0.0004714 | 0.15902 | 12.3585 | 0.00367 | 0.000459 | 0.0005237 | 0.1561 | 12.1608 | 0.0037 | 0.0004614 | 0.000526 | 0.1576 | 11.972 | 0.00406 | 0.0004816 | 0.0005466 | 0.16141 | 13.764 | 0.00346 | 0.0003947 | 0.0004496 | 0.15515 | 13.337 | 0.00351 | 0.0003981 | 0.0004527 | 0.16555 | 14.053 | 0.00386 | 0.0004161 | 0.0004796 | 0.17742 | 14.002 | 0.00434 | 0.0004879 | 0.0005616 | 0.17372 | 14.07 | 0.00419 | 0.0004767 | 0.0005441 | 0.17304 | 14.567 | 0.0042 | 0.0004379 | 0.0004988 | 0.1819 | 17.011 | 0.00418 | 0.0004204 | 0.0004835 | 0.17758 | 15.798 | 0.00428 | 0.000438 | 0.0004997 | 0.19343 | 18.116 | 0.00475 | 0.0004762 | 0.0005511 | 0.1768 | 17.569 | 0.00423 | 0.0004035 | 0.0004584 | 0.17769 | 15.671 | 0.00483 | 0.0004853 | 0.0005462 | 0.18031 | 18.077 | 0.0044 | 0.0004139 | 0.0004694 | 0.17944 | 18.745 | 0.00421 | 0.0003941 | 0.0004469 | 0.17239 | 18.085 | 0.00446 | 0.000419 | 0.00047 | 0.17018 | 17.457 | 0.00437 | 0.0004109 | 0.0004578 | 0.16803 | 17.3 | 0.00438 | 0.000411 | 0.0004575
0.17857 | 0.2695 | 0.0009908 | 0.0001311 | 0.0001678 | 0.19861 | 0.26083 | 0.0023 | 0.0002207 | 0.0003023 | 0.19894 | 0.26066 | 0.00351 | 0.0002927 | 0.0004066 | 0.19894 | 0.88608 | 0.00138 | 0.0001671 | 0.0002084 | 0.19985 | 0.88626 | 0.00186 | 0.0002041 | 0.0002596 | 0.2138 | 1.4446 | 0.00244 | 0.0002742 | 0.0003432 | 0.17977 | 2.4448 | 0.0018 | 0.0002071 | 0.0002622 | 0.18167 | 2.4549 | 0.002 | 0.0002206 | 0.0002816 | 0.16667 | 2.8654 | 0.00176 | 0.0002161 | 0.0002683 | 0.17853 | 3.4589 | 0.00185 | 0.0002219 | 0.0002754 | 0.18333 | 3.4987 | 0.00202 | 0.0002327 | 0.0002911 | 0.18756 | 4.126 | 0.00201 | 0.0002475 | 0.0003054 | 0.19119 | 4.1649 | 0.00216 | 0.0002576 | 0.0003201 | 0.19446 | 4.1987 | 0.00232 | 0.0002674 | 0.0003344 | 0.19739 | 4.8906 | 0.00217 | 0.000256 | 0.0003156 | 0.18758 | 4.6559 | 0.00218 | 0.0002779 | 0.000338 | 0.19053 | 4.6957 | 0.00232 | 0.0002868 | 0.0003509 | 0.18189 | 4.5794 | 0.00237 | 0.0002932 | 0.0003589 | 0.18762 | 5.7864 | 0.00235 | 0.0003278 | 0.0003899 | 0.18531 | 5.9307 | 0.00246 | 0.0003219 | 0.0003881 | 0.19659 | 6.8979 | 0.00224 | 0.0002717 | 0.0003305 | 0.18981 | 6.7573 | 0.00228 | 0.0002762 | 0.0003359 | 0.18766 | 7.3602 | 0.00231 | 0.0002841 | 0.0003439 | 0.18588 | 7.5972 | 0.00236 | 0.0002827 | 0.0003429 | 0.18936 | 7.6905 | 0.00253 | 0.0002925 | 0.0003571 | 0.19462 | 7.807 | 0.0025 | 0.0002933 | 0.0003579 | 0.20019 | 7.9711 | 0.00284 | 0.0003132 | 0.0003857 | 0.20019 | 9.2577 | 0.00246 | 0.0002928 | 0.0003527 | 0.20475 | 9.3889 | 0.00274 | 0.0003099 | 0.0003768 | 0.20854 | 9.4964 | 0.00303 | 0.0003261 | 0.0003998 | 0.20856 | 9.7016 | 0.00299 | 0.0003402 | 0.0004135 | 0.20022 | 9.4467 | 0.00305 | 0.000346 | 0.0004203 | 0.21592 | 11.1345 | 0.00298 | 0.0003345 | 0.0004064 | 0.21178 | 11.1811 | 0.00296 | 0.0003489 | 0.0004195 | 0.21453 | 11.4793 | 0.0033 | 0.0003994 | 0.0004797 | 0.20713 | 10.3972 | 0.00412 | 0.0005618 | 0.0006667 | 0.20335 | 10.2087 | 0.00452 | 0.0005906 | 0.000706 | 0.20658 | 11.1964 | 0.00351 | 0.0004279 | 0.000511 | 0.20022 | 10.924 | 0.00357 | 0.0004332 | 0.0005172 | 0.20335 | 11.8871 | 0.00314 | 0.0003661 | 0.0004371 | 0.20021 | 11.7635 | 0.00341 | 0.0003829 | 0.00046 | 0.20022 | 12.4593 | 0.00359 | 0.0004583 | 0.0005414 | 0.20856 | 12.85 | 0.00377 | 0.0004671 | 0.0005554 | 0.19532 | 12.3 | 0.00372 | 0.0004169 | 0.0004986 | 0.19007 | 11.3768 | 0.00361 | 0.000425 | 0.0005033 | 0.19774 | 11.7057 | 0.00379 | 0.0004332 | 0.0005166 | 0.19251 | 12.0428 | 0.00349 | 0.0004153 | 0.0004902 | 0.19068 | 11.9491 | 0.00374 | 0.0004305 | 0.0005112 | 0.18624 | 11.718 | 0.00378 | 0.000434 | 0.000515 | 0.17997 | 12.5287 | 0.00343 | 0.0003977 | 0.0004668 | 0.17797 | 11.9472 | 0.00355 | 0.000424 | 0.0004952 | 0.17725 | 11.9124 | 0.00379 | 0.0004376 | 0.0005141 | 0.18298 | 11.7912 | 0.00381 | 0.0004467 | 0.0005235 | 0.18497 | 13.3099 | 0.00348 | 0.0004109 | 0.0004803 | 0.16837 | 12.9858 | 0.00379 | 0.0004642 | 0.0005341 | 0.16528 | 12.7776 | 0.00382 | 0.0004667 | 0.0005366 | 0.1773 | 13.2895 | 0.00437 | 0.0004961 | 0.0005731 | 0.18159 | 15.1509 | 0.00373 | 0.0004067 | 0.0004708 | 0.17455 | 14.6714 | 0.00379 | 0.0004108 | 0.0004747 | 0.18395 | 15.3193 | 0.00413 | 0.0004271 | 0.0004994 | 0.19516 | 15.018 | 0.00462 | 0.0004994 | 0.0005824 | 0.19109 | 15.089 | 0.00446 | 0.0004887 | 0.0005654 | 0.18877 | 15.615 | 0.00446 | 0.0004496 | 0.0005191 | 0.19705 | 18.165 | 0.0044 | 0.0004294 | 0.0004997 | 0.19238 | 16.827 | 0.00453 | 0.0004485 | 0.0005182 | 0.20724 | 19.163 | 0.00496 | 0.0004844 | 0.0005663 | 0.18942 | 18.462 | 0.00445 | 0.0004129 | 0.0004745 | 0.19039 | 16.733 | 0.00507 | 0.0004966 | 0.0005662 | 0.19233 | 19.04 | 0.00461 | 0.0004231 | 0.0004852 | 0.19141 | 19.625 | 0.00442 | 0.0004029 | 0.0004618 | 0.19393 | 19.857 | 0.00487 | 0.0004396 | 0.0005014 | 0.19145 | 19.141 | 0.00481 | 0.0004333 | 0.0004907 | 0.18904 | 18.944 | 0.00482 | 0.0004337 | 0.0004908
0.19841 | 0.26077 | 0.00111 | 0.0001374 | 0.000179 | 0.22344 | 0.25059 | 0.00261 | 0.0002334 | 0.0003238 | 0.21552 | 0.25373 | 0.00382 | 0.0003026 | 0.0004246 | 0.21552 | 0.88548 | 0.00146 | 0.0001696 | 0.0002136 | 0.22483 | 0.88411 | 0.00204 | 0.0002091 | 0.0002687 | 0.22805 | 1.4594 | 0.00255 | 0.0002764 | 0.000348 | 0.19974 | 2.537 | 0.00193 | 0.0002106 | 0.0002691 | 0.20438 | 2.5569 | 0.00216 | 0.000225 | 0.0002897 | 0.1875 | 3.0139 | 0.00189 | 0.0002201 | 0.0002758 | 0.19639 | 3.5994 | 0.00196 | 0.000225 | 0.0002815 | 0.2 | 3.6263 | 0.00213 | 0.0002355 | 0.0002968 | 0.20319 | 4.2834 | 0.0021 | 0.0002499 | 0.0003103 | 0.20589 | 4.3084 | 0.00226 | 0.0002599 | 0.0003248 | 0.20834 | 4.3314 | 0.00241 | 0.0002695 | 0.0003389 | 0.21055 | 5.046 | 0.00224 | 0.0002578 | 0.0003195 | 0.20008 | 4.8199 | 0.00227 | 0.0002801 | 0.0003426 | 0.21435 | 4.9962 | 0.00248 | 0.0002911 | 0.0003595 | 0.20463 | 4.8778 | 0.00254 | 0.0002978 | 0.0003678 | 0.20846 | 6.169 | 0.00248 | 0.0003311 | 0.000397 | 0.20384 | 6.3049 | 0.00259 | 0.0003253 | 0.0003954 | 0.21446 | 7.2531 | 0.00235 | 0.0002746 | 0.0003364 | 0.20707 | 7.1094 | 0.00239 | 0.0002791 | 0.000342 | 0.2033 | 7.7614 | 0.00242 | 0.000287 | 0.0003499 | 0.20018 | 7.9701 | 0.00247 | 0.0002855 | 0.0003488 | 0.21642 | 8.3707 | 0.00273 | 0.0002982 | 0.0003679 | 0.22242 | 8.5924 | 0.0027 | 0.0002993 | 0.0003692 | 0.22521 | 8.6688 | 0.00303 | 0.0003186 | 0.0003963 | 0.22521 | 9.9415 | 0.00262 | 0.0002973 | 0.0003617 | 0.22751 | 10.003 | 0.00291 | 0.0003141 | 0.0003852 | 0.22939 | 10.0525 | 0.00319 | 0.0003301 | 0.0004078 | 0.22942 | 10.313 | 0.00315 | 0.0003444 | 0.0004221 | 0.22024 | 10.0476 | 0.00321 | 0.0003504 | 0.0004294 | 0.23555 | 11.7331 | 0.00312 | 0.0003378 | 0.0004134 | 0.23103 | 11.7588 | 0.0031 | 0.0003523 | 0.0004266 | 0.23241 | 12.1563 | 0.00344 | 0.0004028 | 0.0004872 | 0.22439 | 11.232 | 0.00427 | 0.0005662 | 0.0006771 | 0.219 | 10.9792 | 0.00467 | 0.000595 | 0.0007164 | 0.22247 | 11.8413 | 0.00365 | 0.0004317 | 0.0005193 | 0.21562 | 11.5685 | 0.00371 | 0.0004372 | 0.0005258 | 0.21899 | 12.4809 | 0.00327 | 0.0003698 | 0.0004448 | 0.21452 | 12.3181 | 0.00354 | 0.0003865 | 0.0004676 | 0.21452 | 13.1221 | 0.00371 | 0.0004617 | 0.000549 | 0.22246 | 13.4742 | 0.00389 | 0.0004702 | 0.0005624 | 0.20753 | 12.8326 | 0.00384 | 0.0004205 | 0.0005064 | 0.20274 | 11.9272 | 0.00375 | 0.0004294 | 0.0005124 | 0.21009 | 12.2376 | 0.00392 | 0.0004373 | 0.0005252 | 0.20534 | 12.7024 | 0.00362 | 0.0004194 | 0.0004989 | 0.2026 | 12.5697 | 0.00387 | 0.0004346 | 0.0005198 | 0.19788 | 12.3281 | 0.00392 | 0.0004382 | 0.0005238 | 0.19121 | 13.0755 | 0.00356 | 0.0004019 | 0.0004753 | 0.18909 | 12.4428 | 0.00368 | 0.0004287 | 0.0005046 | 0.18768 | 12.3791 | 0.00392 | 0.0004421 | 0.0005233 | 0.19374 | 12.3376 | 0.00394 | 0.0004514 | 0.0005331 | 0.19585 | 13.8755 | 0.0036 | 0.0004148 | 0.0004885 | 0.18708 | 14.2185 | 0.00402 | 0.0004734 | 0.0005522 | 0.18365 | 13.9995 | 0.00406 | 0.0004762 | 0.0005552 | 0.197 | 14.581 | 0.00465 | 0.0005078 | 0.0005951 | 0.20177 | 16.5316 | 0.00398 | 0.0004164 | 0.0004886 | 0.19394 | 16 | 0.00405 | 0.0004211 | 0.0004933 | 0.20234 | 16.5763 | 0.00438 | 0.0004362 | 0.0005163 | 0.2129 | 15.9939 | 0.00487 | 0.0005091 | 0.0006006 | 0.20846 | 16.068 | 0.00471 | 0.0004989 | 0.0005841 | 0.2045 | 16.664 | 0.00471 | 0.0004596 | 0.0005371 | 0.21221 | 19.307 | 0.00461 | 0.0004371 | 0.0005142 | 0.20718 | 17.855 | 0.00475 | 0.0004576 | 0.0005346 | 0.22106 | 20.187 | 0.00516 | 0.0004916 | 0.0005801 | 0.20205 | 19.374 | 0.00466 | 0.0004214 | 0.0004892 | 0.20308 | 17.823 | 0.0053 | 0.0005065 | 0.0005842 | 0.21637 | 20.999 | 0.00501 | 0.0004404 | 0.0005129 | 0.21533 | 21.421 | 0.00481 | 0.0004198 | 0.0004883 | 0.21548 | 21.7 | 0.00526 | 0.0004563 | 0.0005283 | 0.21273 | 20.938 | 0.0052 | 0.0004514 | 0.0005191 | 0.21004 | 20.699 | 0.00522 | 0.0004522 | 0.0005196
0.22321 | 0.25054 | 0.00126 | 0.0001454 | 0.0001932 | 0.24826 | 0.24116 | 0.00293 | 0.0002462 | 0.0003457 | 0.2321 | 0.2472 | 0.00414 | 0.0003126 | 0.0004427 | 0.2321 | 0.8824 | 0.00155 | 0.0001721 | 0.0002186 | 0.24981 | 0.87699 | 0.00222 | 0.0002138 | 0.0002774 | 0.2423 | 1.4722 | 0.00266 | 0.0002785 | 0.0003526 | 0.22471 | 2.6321 | 0.00208 | 0.0002148 | 0.0002767 | 0.22709 | 2.6401 | 0.00231 | 0.0002288 | 0.0002969 | 0.20833 | 3.1417 | 0.00202 | 0.0002235 | 0.0002825 | 0.21424 | 3.7241 | 0.00207 | 0.0002277 | 0.0002869 | 0.21667 | 3.7401 | 0.00224 | 0.0002381 | 0.000302 | 0.21882 | 4.422 | 0.00219 | 0.000252 | 0.0003148 | 0.2206 | 4.4371 | 0.00235 | 0.0002619 | 0.0003291 | 0.22223 | 4.4512 | 0.0025 | 0.0002714 | 0.0003431 | 0.23687 | 5.3123 | 0.0024 | 0.0002613 | 0.0003265 | 0.22509 | 5.1196 | 0.00242 | 0.0002842 | 0.0003508 | 0.23816 | 5.2623 | 0.00264 | 0.0002949 | 0.0003669 | 0.22737 | 5.1457 | 0.00269 | 0.0003016 | 0.0003755 | 0.22931 | 6.5122 | 0.00261 | 0.000334 | 0.0004032 | 0.22237 | 6.6488 | 0.00271 | 0.0003283 | 0.0004018 | 0.23233 | 7.582 | 0.00246 | 0.0002771 | 0.0003417 | 0.22432 | 7.4381 | 0.0025 | 0.0002817 | 0.0003475 | 0.21894 | 8.1393 | 0.00252 | 0.0002895 | 0.0003553 | 0.22877 | 8.6599 | 0.00266 | 0.0002909 | 0.000359 | 0.24347 | 8.9861 | 0.00291 | 0.0003028 | 0.0003769 | 0.25022 | 9.3091 | 0.00287 | 0.000304 | 0.0003786 | 0.25024 | 9.3104 | 0.0032 | 0.000323 | 0.0004052 | 0.25023 | 10.5584 | 0.00278 | 0.0003012 | 0.0003694 | 0.25026 | 10.5598 | 0.00306 | 0.0003177 | 0.0003926 | 0.25025 | 10.561 | 0.00335 | 0.0003335 | 0.0004148 | 0.25027 | 10.873 | 0.0033 | 0.0003479 | 0.0004297 | 0.24026 | 10.6083 | 0.00336 | 0.0003542 | 0.0004372 | 0.25518 | 12.2833 | 0.00325 | 0.0003407 | 0.0004196 | 0.25028 | 12.288 | 0.00323 | 0.0003552 | 0.000433 | 0.25029 | 12.7849 | 0.00356 | 0.0004057 | 0.0004937 | 0.24165 | 12.0187 | 0.0044 | 0.0005699 | 0.0006859 | 0.23464 | 11.7064 | 0.00481 | 0.0005987 | 0.0007253 | 0.23836 | 12.4579 | 0.00378 | 0.000435 | 0.0005267 | 0.23103 | 12.1747 | 0.00384 | 0.0004407 | 0.0005336 | 0.23464 | 13.0465 | 0.00339 | 0.0003731 | 0.0004518 | 0.22882 | 12.8442 | 0.00367 | 0.0003897 | 0.0004746 | 0.22882 | 13.7467 | 0.00383 | 0.0004647 | 0.0005558 | 0.23637 | 14.0601 | 0.004 | 0.0004729 | 0.0005688 | 0.21973 | 13.3368 | 0.00396 | 0.0004238 | 0.0005134 | 0.21541 | 12.4495 | 0.00388 | 0.0004334 | 0.0005207 | 0.22245 | 12.7413 | 0.00405 | 0.0004409 | 0.000533 | 0.21817 | 13.354 | 0.00374 | 0.0004231 | 0.0005067 | 0.21451 | 13.172 | 0.004 | 0.0004382 | 0.0005276 | 0.20952 | 12.9201 | 0.00404 | 0.0004419 | 0.0005318 | 0.20246 | 13.5945 | 0.00368 | 0.0004057 | 0.0004831 | 0.20021 | 12.9207 | 0.00381 | 0.0004328 | 0.0005132 | 0.20853 | 13.2584 | 0.00416 | 0.0004506 | 0.0005396 | 0.21527 | 13.4163 | 0.00419 | 0.0004601 | 0.0005501 | 0.21761 | 14.9329 | 0.00382 | 0.0004222 | 0.0005029 | 0.21047 | 15.6788 | 0.00429 | 0.0004829 | 0.000571 | 0.2066 | 15.449 | 0.00432 | 0.000486 | 0.0005744 | 0.2167 | 15.8229 | 0.00491 | 0.0005172 | 0.0006138 | 0.22194 | 17.8728 | 0.00421 | 0.0004244 | 0.0005039 | 0.21334 | 17.3094 | 0.00429 | 0.0004296 | 0.0005093 | 0.22074 | 17.802 | 0.00461 | 0.0004439 | 0.000531 | 0.23065 | 16.9179 | 0.00511 | 0.0005175 | 0.0006167 | 0.22583 | 17.017 | 0.00495 | 0.0005077 | 0.0006007 | 0.22023 | 17.721 | 0.00494 | 0.0004682 | 0.0005531 | 0.22737 | 20.437 | 0.00481 | 0.0004439 | 0.0005271 | 0.22198 | 18.87 | 0.00497 | 0.0004655 | 0.0005495 | 0.24869 | 22.162 | 0.00554 | 0.000505 | 0.000604 | 0.22731 | 21.189 | 0.00505 | 0.0004374 | 0.000515 | 0.22846 | 20.006 | 0.00572 | 0.0005244 | 0.0006151 | 0.24041 | 22.963 | 0.00537 | 0.0004543 | 0.0005363 | 0.23926 | 23.202 | 0.00516 | 0.0004335 | 0.000511 | 0.23703 | 23.557 | 0.00561 | 0.00047 | 0.0005514 | 0.234 | 22.798 | 0.00557 | 0.0004663 | 0.0005437 | 0.23104 | 22.538 | 0.00559 | 0.0004673 | 0.0005444
0.24802 | 0.24121 | 0.00142 | 0.0001536 | 0.0002078 | 0.27309 | 0.23253 | 0.00326 | 0.0002592 | 0.0003681 | 0.26525 | 0.23516 | 0.0048 | 0.0003391 | 0.0004798 | 0.26525 | 0.87076 | 0.00173 | 0.0001777 | 0.0002283 | 0.27479 | 0.86658 | 0.0024 | 0.0002184 | 0.0002858 | 0.25656 | 1.4811 | 0.00277 | 0.0002805 | 0.000357 | 0.24968 | 2.7073 | 0.00223 | 0.0002184 | 0.0002836 | 0.2498 | 2.7085 | 0.00246 | 0.0002323 | 0.0003035 | 0.22917 | 3.2497 | 0.00214 | 0.0002266 | 0.0002885 | 0.23209 | 3.834 | 0.00217 | 0.0002301 | 0.0002919 | 0.23333 | 3.8411 | 0.00234 | 0.0002404 | 0.0003068 | 0.23445 | 4.5458 | 0.00228 | 0.0002539 | 0.0003189 | 0.23531 | 4.5529 | 0.00243 | 0.0002637 | 0.0003331 | 0.25001 | 4.6551 | 0.00268 | 0.0002753 | 0.0003506 | 0.26319 | 5.5271 | 0.00255 | 0.0002644 | 0.0003325 | 0.2501 | 5.3838 | 0.00258 | 0.0002878 | 0.0003579 | 0.26198 | 5.4989 | 0.00278 | 0.0002981 | 0.0003734 | 0.2501 | 5.3852 | 0.00284 | 0.000305 | 0.0003823 | 0.25016 | 6.82 | 0.00272 | 0.0003365 | 0.0004086 | 0.2409 | 6.9653 | 0.00283 | 0.0003309 | 0.0004074 | 0.25021 | 7.8864 | 0.00256 | 0.0002793 | 0.0003464 | 0.24158 | 7.7424 | 0.00261 | 0.000284 | 0.0003524 | 0.25022 | 8.8268 | 0.0027 | 0.0002943 | 0.0003646 | 0.25737 | 9.2766 | 0.00283 | 0.0002952 | 0.0003675 | 0.27052 | 9.5379 | 0.00308 | 0.0003067 | 0.0003846 | 0.27802 | 9.9564 | 0.00304 | 0.0003079 | 0.0003866 | 0.27526 | 9.8963 | 0.00337 | 0.0003267 | 0.0004129 | 0.27525 | 11.1199 | 0.00292 | 0.0003044 | 0.0003761 | 0.27301 | 11.0819 | 0.00321 | 0.0003209 | 0.0003991 | 0.2711 | 11.0336 | 0.0035 | 0.0003365 | 0.0004211 | 0.27113 | 11.3944 | 0.00344 | 0.0003511 | 0.0004364 | 0.26029 | 11.1293 | 0.00351 | 0.0003574 | 0.0004442 | 0.27481 | 12.7847 | 0.00338 | 0.0003432 | 0.0004251 | 0.26954 | 12.7686 | 0.00336 | 0.0003578 | 0.0004387 | 0.26817 | 13.3747 | 0.00369 | 0.0004082 | 0.0004996 | 0.25891 | 12.7469 | 0.00453 | 0.000573 | 0.0006937 | 0.25028 | 12.395 | 0.00494 | 0.0006018 | 0.0007332 | 0.25425 | 13.0359 | 0.0039 | 0.000438 | 0.0005334 | 0.24643 | 12.7524 | 0.00397 | 0.0004437 | 0.0005405 | 0.25028 | 13.5837 | 0.00351 | 0.000376 | 0.0004581 | 0.24312 | 13.3418 | 0.00379 | 0.0003926 | 0.0004809 | 0.24312 | 14.3429 | 0.00394 | 0.0004674 | 0.000562 | 0.25027 | 14.6273 | 0.00411 | 0.0004754 | 0.0005746 | 0.24415 | 14.2894 | 0.00419 | 0.00043 | 0.000526 | 0.22808 | 12.9634 | 0.004 | 0.0004369 | 0.0005283 | 0.24717 | 13.7027 | 0.00429 | 0.0004478 | 0.0005467 | 0.23101 | 13.9874 | 0.00386 | 0.0004263 | 0.0005139 | 0.23835 | 14.3412 | 0.00423 | 0.0004449 | 0.0005412 | 0.2328 | 14.0787 | 0.00428 | 0.0004489 | 0.0005459 | 0.22496 | 14.5677 | 0.0039 | 0.0004128 | 0.000497 | 0.22246 | 13.802 | 0.00404 | 0.0004407 | 0.0005285 | 0.2346 | 14.2662 | 0.00445 | 0.0004597 | 0.000557 | 0.24218 | 14.6835 | 0.00447 | 0.0004692 | 0.0005679 | 0.24481 | 16.1687 | 0.00407 | 0.0004301 | 0.0005182 | 0.23385 | 17.0492 | 0.00453 | 0.0004905 | 0.0005866 | 0.22956 | 16.8087 | 0.00457 | 0.0004938 | 0.0005904 | 0.2364 | 17.0228 | 0.00515 | 0.0005251 | 0.0006299 | 0.24212 | 19.1722 | 0.00443 | 0.0004311 | 0.0005171 | 0.23273 | 18.5773 | 0.00451 | 0.0004366 | 0.0005231 | 0.23913 | 18.9947 | 0.00483 | 0.0004504 | 0.0005438 | 0.24839 | 17.8086 | 0.00534 | 0.0005248 | 0.0006311 | 0.2432 | 17.9325 | 0.00518 | 0.0005154 | 0.0006156 | 0.23596 | 18.765 | 0.00515 | 0.0004757 | 0.0005674 | 0.24253 | 21.543 | 0.005 | 0.0004498 | 0.0005388 | 0.23678 | 19.873 | 0.00517 | 0.0004725 | 0.0005629 | 0.27632 | 24.047 | 0.00588 | 0.0005159 | 0.000624 | 0.25257 | 22.986 | 0.00541 | 0.0004505 | 0.0005371 | 0.25385 | 22.162 | 0.00609 | 0.0005385 | 0.0006406 | 0.26445 | 24.896 | 0.0057 | 0.0004657 | 0.0005564 | 0.26318 | 24.963 | 0.00549 | 0.000445 | 0.0005306 | 0.25858 | 25.401 | 0.00593 | 0.0004815 | 0.0005715 | 0.25527 | 24.688 | 0.0059 | 0.0004787 | 0.000565 | 0.25205 | 24.406 | 0.00593 | 0.00048 | 0.000566
0.27282 | 0.23259 | 0.00159 | 0.0001618 | 0.0002226 | 0.29791 | 0.22461 | 0.00361 | 0.0002723 | 0.0003909 | 0.29841 | 0.22453 | 0.00549 | 0.0003659 | 0.0005179 | 0.29841 | 0.85464 | 0.00192 | 0.000183 | 0.0002377 | 0.29978 | 0.8539 | 0.00259 | 0.0002229 | 0.000294 | 0.28506 | 1.4928 | 0.00298 | 0.0002851 | 0.0003654 | 0.27464 | 2.7687 | 0.00237 | 0.0002218 | 0.0002898 | 0.2725 | 2.7639 | 0.00261 | 0.0002354 | 0.0003095 | 0.25 | 3.3419 | 0.00226 | 0.0002293 | 0.000294 | 0.24995 | 3.931 | 0.00227 | 0.0002324 | 0.0002964 | 0.25 | 3.9312 | 0.00244 | 0.0002425 | 0.0003112 | 0.25008 | 4.6557 | 0.00237 | 0.0002557 | 0.0003227 | 0.26472 | 4.746 | 0.00261 | 0.0002675 | 0.0003403 | 0.27779 | 4.8194 | 0.00284 | 0.0002788 | 0.0003572 | 0.2895 | 5.7003 | 0.00269 | 0.0002671 | 0.000338 | 0.27511 | 5.6175 | 0.00272 | 0.0002909 | 0.0003642 | 0.2858 | 5.7078 | 0.00293 | 0.0003009 | 0.0003792 | 0.27284 | 5.5981 | 0.00299 | 0.0003079 | 0.0003884 | 0.271 | 7.0933 | 0.00284 | 0.0003387 | 0.0004134 | 0.25943 | 7.2552 | 0.00294 | 0.0003332 | 0.0004125 | 0.28595 | 8.4284 | 0.00276 | 0.0002838 | 0.0003547 | 0.27609 | 8.2881 | 0.00281 | 0.0002886 | 0.0003609 | 0.2815 | 9.4309 | 0.00288 | 0.0002983 | 0.0003724 | 0.28597 | 9.8268 | 0.003 | 0.0002989 | 0.0003748 | 0.29757 | 10.0319 | 0.00325 | 0.00031 | 0.0003913 | 0.30583 | 10.533 | 0.00319 | 0.0003112 | 0.0003934 | 0.30029 | 10.4253 | 0.00353 | 0.0003299 | 0.0004196 | 0.30028 | 11.6327 | 0.00306 | 0.0003073 | 0.000382 | 0.29576 | 11.5451 | 0.00335 | 0.0003236 | 0.0004048 | 0.29195 | 11.4772 | 0.00364 | 0.0003391 | 0.0004267 | 0.29198 | 11.8768 | 0.00358 | 0.0003539 | 0.0004424 | 0.28031 | 11.6115 | 0.00365 | 0.0003603 | 0.0004505 | 0.29444 | 13.2571 | 0.0035 | 0.0003455 | 0.0004302 | 0.28879 | 13.2203 | 0.00348 | 0.0003602 | 0.0004438 | 0.28605 | 13.9257 | 0.0038 | 0.0004105 | 0.0005049 | 0.27617 | 13.4363 | 0.00465 | 0.0005757 | 0.0007005 | 0.26592 | 13.0347 | 0.00507 | 0.0006046 | 0.0007403 | 0.27014 | 13.5951 | 0.00402 | 0.0004406 | 0.0005394 | 0.26183 | 13.3113 | 0.00409 | 0.0004465 | 0.0005467 | 0.26592 | 14.0921 | 0.00363 | 0.0003786 | 0.0004639 | 0.25742 | 13.8205 | 0.00391 | 0.0003952 | 0.0004867 | 0.25742 | 14.9103 | 0.00405 | 0.0004698 | 0.0005676 | 0.27808 | 15.6749 | 0.00432 | 0.0004801 | 0.0005848 | 0.27467 | 15.3709 | 0.00446 | 0.0004368 | 0.0005392 | 0.25343 | 13.9454 | 0.00424 | 0.0004436 | 0.0005417 | 0.27807 | 14.8332 | 0.00457 | 0.0004553 | 0.0005613 | 0.25667 | 15.1984 | 0.00407 | 0.0004324 | 0.0005263 | 0.26814 | 15.7193 | 0.00449 | 0.000452 | 0.0005554 | 0.2619 | 15.4362 | 0.00454 | 0.0004562 | 0.0005604 | 0.25308 | 15.6896 | 0.00416 | 0.0004204 | 0.0005117 | 0.25026 | 14.822 | 0.00432 | 0.0004493 | 0.0005449 | 0.26067 | 15.1712 | 0.00472 | 0.0004674 | 0.0005719 | 0.26909 | 15.8579 | 0.00473 | 0.0004766 | 0.0005828 | 0.27201 | 17.2921 | 0.00431 | 0.0004366 | 0.0005311 | 0.25724 | 18.3272 | 0.00475 | 0.0004968 | 0.0005998 | 0.25251 | 18.0761 | 0.0048 | 0.0005002 | 0.0006039 | 0.2561 | 18.1593 | 0.00538 | 0.0005318 | 0.0006439 | 0.2623 | 20.4281 | 0.00463 | 0.0004368 | 0.0005286 | 0.25212 | 19.8019 | 0.00471 | 0.0004427 | 0.0005352 | 0.25753 | 20.1431 | 0.00503 | 0.000456 | 0.0005551 | 0.26613 | 18.6548 | 0.00556 | 0.0005313 | 0.0006441 | 0.26058 | 18.8043 | 0.00539 | 0.0005222 | 0.0006289 | 0.25169 | 19.805 | 0.00536 | 0.0004823 | 0.0005804 | 0.27284 | 23.689 | 0.00535 | 0.0004611 | 0.0005589 | 0.26638 | 21.833 | 0.00555 | 0.0004857 | 0.0005861 | 0.30395 | 25.847 | 0.0062 | 0.0005249 | 0.0006411 | 0.27782 | 24.751 | 0.00574 | 0.0004613 | 0.0005561 | 0.27923 | 24.264 | 0.00644 | 0.0005498 | 0.000662 | 0.28849 | 26.773 | 0.00601 | 0.0004752 | 0.0005738 | 0.28711 | 26.668 | 0.0058 | 0.0004547 | 0.0005478 | 0.28013 | 27.21 | 0.00623 | 0.0004912 | 0.0005891 | 0.27654 | 26.582 | 0.00621 | 0.0004891 | 0.0005836 | 0.27305 | 26.27 | 0.00624 | 0.0004906 | 0.0005849
0.29762 | 0.22467 | 0.00176 | 0.0001701 | 0.0002378 | 0.32274 | 0.21739 | 0.00397 | 0.0002856 | 0.0004142 | 0.33156 | 0.215 | 0.00622 | 0.000393 | 0.0005571 | 0.33156 | 0.83605 | 0.00211 | 0.0001883 | 0.0002469 | 0.32476 | 0.84002 | 0.00278 | 0.0002273 | 0.000302 | 0.3207 | 1.4966 | 0.00325 | 0.0002909 | 0.0003751 | 0.29961 | 2.8162 | 0.00252 | 0.0002248 | 0.0002956 | 0.29521 | 2.8084 | 0.00275 | 0.0002383 | 0.0003151 | 0.27083 | 3.4191 | 0.00238 | 0.0002318 | 0.000299 | 0.2678 | 4.0171 | 0.00238 | 0.0002344 | 0.0003007 | 0.26667 | 4.0114 | 0.00254 | 0.0002445 | 0.0003153 | 0.28134 | 4.8368 | 0.00253 | 0.0002593 | 0.0003296 | 0.29413 | 4.8994 | 0.00277 | 0.0002708 | 0.0003466 | 0.30557 | 4.9509 | 0.00301 | 0.0002818 | 0.0003631 | 0.31582 | 5.8367 | 0.00283 | 0.0002696 | 0.0003429 | 0.30012 | 5.8215 | 0.00286 | 0.0002936 | 0.0003698 | 0.30961 | 5.893 | 0.00306 | 0.0003035 | 0.0003845 | 0.29558 | 5.7872 | 0.00313 | 0.0003106 | 0.0003938 | 0.29185 | 7.3379 | 0.00295 | 0.0003406 | 0.0004178 | 0.29649 | 7.7601 | 0.00315 | 0.0003377 | 0.0004212 | 0.32169 | 8.8915 | 0.00294 | 0.0002875 | 0.0003618 | 0.3106 | 8.7561 | 0.00299 | 0.0002925 | 0.0003682 | 0.31277 | 9.9582 | 0.00304 | 0.0003016 | 0.000379 | 0.31456 | 10.3131 | 0.00316 | 0.0003021 | 0.0003812 | 0.32462 | 10.4718 | 0.0034 | 0.0003129 | 0.0003972 | 0.33363 | 11.0574 | 0.00334 | 0.0003141 | 0.0003995 | 0.32531 | 10.91 | 0.00367 | 0.0003326 | 0.0004255 | 0.3253 | 12.0964 | 0.0032 | 0.0003098 | 0.0003873 | 0.31851 | 11.9791 | 0.00349 | 0.0003261 | 0.00041 | 0.31281 | 11.8715 | 0.00378 | 0.0003415 | 0.0004319 | 0.31284 | 12.3301 | 0.00371 | 0.0003563 | 0.0004478 | 0.30033 | 12.0646 | 0.00378 | 0.0003629 | 0.0004561 | 0.31407 | 13.6903 | 0.00362 | 0.0003475 | 0.0004347 | 0.30804 | 13.6329 | 0.0036 | 0.0003623 | 0.0004485 | 0.30392 | 14.4376 | 0.00392 | 0.0004126 | 0.0005097 | 0.29343 | 14.0769 | 0.00476 | 0.0005781 | 0.0007066 | 0.28157 | 13.6454 | 0.00519 | 0.0006071 | 0.0007465 | 0.28603 | 14.1354 | 0.00414 | 0.000443 | 0.0005449 | 0.27723 | 13.8413 | 0.00421 | 0.0004489 | 0.0005524 | 0.28156 | 14.5717 | 0.00374 | 0.0003809 | 0.0004692 | 0.28602 | 14.7109 | 0.00413 | 0.0004004 | 0.000497 | 0.28602 | 15.9585 | 0.00426 | 0.0004744 | 0.0005774 | 0.31284 | 16.8618 | 0.00457 | 0.0004852 | 0.0005954 | 0.30519 | 16.3574 | 0.00471 | 0.0004424 | 0.0005504 | 0.28511 | 15.0765 | 0.00451 | 0.0004508 | 0.0005558 | 0.30896 | 15.8687 | 0.00483 | 0.0004614 | 0.0005736 | 0.28876 | 16.6084 | 0.00432 | 0.0004387 | 0.0005392 | 0.29793 | 16.9929 | 0.00473 | 0.0004577 | 0.0005672 | 0.291 | 16.6993 | 0.00479 | 0.0004621 | 0.0005726 | 0.2812 | 16.698 | 0.00441 | 0.0004268 | 0.0005242 | 0.27807 | 15.7287 | 0.00458 | 0.0004564 | 0.0005588 | 0.28673 | 16.0017 | 0.00497 | 0.0004739 | 0.0005848 | 0.296 | 16.9579 | 0.00497 | 0.0004828 | 0.0005955 | 0.29922 | 18.3211 | 0.00453 | 0.0004421 | 0.0005422 | 0.28062 | 19.5212 | 0.00496 | 0.0005021 | 0.0006112 | 0.27547 | 19.2695 | 0.00501 | 0.0005057 | 0.0006155 | 0.2758 | 19.241 | 0.00559 | 0.0005376 | 0.0006561 | 0.28247 | 21.6294 | 0.00482 | 0.0004418 | 0.0005388 | 0.27152 | 20.9919 | 0.00491 | 0.0004479 | 0.0005459 | 0.27592 | 21.2562 | 0.00522 | 0.0004608 | 0.0005652 | 0.28387 | 19.4555 | 0.00576 | 0.0005371 | 0.0006558 | 0.27795 | 19.6411 | 0.0056 | 0.0005282 | 0.000641 | 0.28315 | 21.8087 | 0.00574 | 0.0004948 | 0.0006027 | 0.30316 | 25.722 | 0.00567 | 0.0004702 | 0.0005757 | 0.29597 | 23.711 | 0.0059 | 0.0004964 | 0.0006056 | 0.33159 | 27.537 | 0.0065 | 0.0005326 | 0.0006559 | 0.30308 | 26.478 | 0.00605 | 0.0004705 | 0.0005726 | 0.30462 | 26.291 | 0.00675 | 0.0005591 | 0.0006802 | 0.31253 | 28.603 | 0.0063 | 0.0004834 | 0.0005889 | 0.31103 | 28.336 | 0.00609 | 0.000463 | 0.0005629 | 0.30167 | 28.981 | 0.00652 | 0.0004996 | 0.0006047 | 0.29782 | 28.439 | 0.0065 | 0.000498 | 0.0006 | 0.29405 | 28.116 | 0.00653 | 0.0004997 | 0.0006016
0.32242 | 0.21745 | 0.00193 | 0.0001785 | 0.0002534 | 0.34757 | 0.21077 | 0.00434 | 0.0002991 | 0.0004381 | 0.36472 | 0.20658 | 0.00697 | 0.0004203 | 0.0005975 | 0.36472 | 0.81637 | 0.0023 | 0.0001935 | 0.0002559 | 0.34974 | 0.82536 | 0.00297 | 0.0002316 | 0.00031 | 0.35633 | 1.4924 | 0.00351 | 0.0002964 | 0.0003843 | 0.32458 | 2.8538 | 0.00266 | 0.0002277 | 0.000301 | 0.31792 | 2.845 | 0.00289 | 0.0002411 | 0.0003204 | 0.29167 | 3.4835 | 0.0025 | 0.0002341 | 0.0003037 | 0.28565 | 4.0924 | 0.00247 | 0.0002363 | 0.0003047 | 0.3 | 4.147 | 0.00274 | 0.0002488 | 0.0003229 | 0.3126 | 4.9793 | 0.0027 | 0.0002626 | 0.0003357 | 0.32355 | 5.021 | 0.00293 | 0.0002738 | 0.0003523 | 0.33335 | 5.0557 | 0.00317 | 0.0002847 | 0.0003684 | 0.34214 | 5.9454 | 0.00296 | 0.0002719 | 0.0003474 | 0.32513 | 6.0018 | 0.00299 | 0.0002961 | 0.0003749 | 0.33343 | 6.0574 | 0.0032 | 0.0003058 | 0.0003894 | 0.31831 | 5.9556 | 0.00327 | 0.000313 | 0.0003988 | 0.33354 | 7.7498 | 0.00316 | 0.0003446 | 0.0004254 | 0.33356 | 8.1799 | 0.00335 | 0.0003415 | 0.0004286 | 0.35744 | 9.2855 | 0.00312 | 0.0002908 | 0.0003679 | 0.34511 | 9.157 | 0.00317 | 0.0002958 | 0.0003745 | 0.34405 | 10.4205 | 0.0032 | 0.0003045 | 0.0003849 | 0.34316 | 10.7482 | 0.00331 | 0.0003048 | 0.0003868 | 0.35167 | 10.8673 | 0.00355 | 0.0003155 | 0.0004025 | 0.36143 | 11.5227 | 0.00348 | 0.0003166 | 0.0004048 | 0.35033 | 11.3454 | 0.00382 | 0.0003351 | 0.0004308 | 0.35032 | 12.5209 | 0.00333 | 0.0003121 | 0.000392 | 0.34126 | 12.3738 | 0.00362 | 0.0003283 | 0.0004148 | 0.33366 | 12.2464 | 0.00391 | 0.0003437 | 0.0004365 | 0.33369 | 12.7541 | 0.00383 | 0.0003586 | 0.0004527 | 0.32035 | 12.4884 | 0.00391 | 0.0003652 | 0.0004613 | 0.3337 | 14.0843 | 0.00373 | 0.0003494 | 0.000439 | 0.32729 | 14.0163 | 0.00371 | 0.0003643 | 0.0004529 | 0.3218 | 14.9203 | 0.00402 | 0.0004144 | 0.0005141 | 0.31069 | 14.6683 | 0.00487 | 0.0005803 | 0.000712 | 0.31285 | 14.7392 | 0.00541 | 0.0006116 | 0.0007574 | 0.31781 | 15.1184 | 0.00435 | 0.0004475 | 0.0005546 | 0.30803 | 14.8239 | 0.00443 | 0.0004537 | 0.0005625 | 0.31285 | 15.4635 | 0.00395 | 0.0003856 | 0.0004786 | 0.32177 | 15.7107 | 0.00439 | 0.0004061 | 0.000508 | 0.32178 | 17.1359 | 0.0045 | 0.0004793 | 0.0005878 | 0.3476 | 17.9128 | 0.0048 | 0.0004895 | 0.0006044 | 0.33571 | 17.2476 | 0.00495 | 0.0004472 | 0.0005601 | 0.31678 | 16.1225 | 0.00477 | 0.0004568 | 0.0005678 | 0.33986 | 16.8381 | 0.00507 | 0.0004666 | 0.0005841 | 0.32084 | 17.8935 | 0.00455 | 0.0004439 | 0.00055 | 0.32773 | 18.1607 | 0.00496 | 0.0004624 | 0.0005772 | 0.3201 | 17.8667 | 0.00502 | 0.000467 | 0.0005829 | 0.30932 | 17.6413 | 0.00464 | 0.0004323 | 0.0005351 | 0.30588 | 16.5707 | 0.00483 | 0.0004625 | 0.0005709 | 0.3128 | 16.7764 | 0.00522 | 0.0004796 | 0.0005962 | 0.32291 | 17.9822 | 0.0052 | 0.0004881 | 0.0006065 | 0.32642 | 19.2846 | 0.00475 | 0.0004468 | 0.000552 | 0.30401 | 20.6399 | 0.00516 | 0.0005067 | 0.0006212 | 0.29843 | 20.3778 | 0.00521 | 0.0005103 | 0.0006257 | 0.2955 | 20.277 | 0.00579 | 0.0005426 | 0.0006671 | 0.30265 | 22.785 | 0.005 | 0.0004461 | 0.0005479 | 0.29091 | 22.1265 | 0.00509 | 0.0004524 | 0.0005554 | 0.29432 | 22.3232 | 0.0054 | 0.0004651 | 0.0005743 | 0.31936 | 20.9682 | 0.00616 | 0.0005483 | 0.0006764 | 0.31269 | 21.2169 | 0.00599 | 0.0005399 | 0.0006622 | 0.31461 | 23.737 | 0.00609 | 0.0005048 | 0.0006213 | 0.33347 | 27.6365 | 0.00597 | 0.0004777 | 0.0005901 | 0.32557 | 25.5107 | 0.00623 | 0.0005053 | 0.0006222 | 0.35922 | 29.157 | 0.00678 | 0.0005391 | 0.0006689 | 0.32834 | 28.147 | 0.00634 | 0.0004784 | 0.0005872 | 0.33 | 28.238 | 0.00704 | 0.0005669 | 0.000696 | 0.33658 | 30.352 | 0.00657 | 0.0004904 | 0.0006023 | 0.33496 | 29.953 | 0.00636 | 0.0004703 | 0.0005763 | 0.34477 | 32.361 | 0.00704 | 0.0005158 | 0.0006309 | 0.34036 | 32.052 | 0.00703 | 0.000515 | 0.0006275 | 0.33606 | 31.697 | 0.00707 | 0.000517 | 0.0006295
0.34722 | 0.21084 | 0.00212 | 0.0001871 | 0.0002693 | 0.39722 | 0.19914 | 0.00512 | 0.0003354 | 0.0004873 | 0.39788 | 0.19896 | 0.00776 | 0.0004481 | 0.0006389 | 0.39788 | 0.79651 | 0.0025 | 0.0001986 | 0.000265 | 0.37472 | 0.8104 | 0.00316 | 0.000236 | 0.000318 | 0.39196 | 1.4832 | 0.00378 | 0.0003017 | 0.0003931 | 0.34955 | 2.8834 | 0.0028 | 0.0002303 | 0.0003061 | 0.34063 | 2.8736 | 0.00303 | 0.0002436 | 0.0003253 | 0.3125 | 3.5379 | 0.00261 | 0.0002363 | 0.000308 | 0.32136 | 4.2191 | 0.00267 | 0.0002405 | 0.0003119 | 0.33333 | 4.2548 | 0.00293 | 0.0002527 | 0.0003296 | 0.34386 | 5.089 | 0.00286 | 0.0002655 | 0.0003412 | 0.35296 | 5.1168 | 0.00309 | 0.0002766 | 0.0003576 | 0.36113 | 5.1397 | 0.00332 | 0.0002872 | 0.0003734 | 0.36846 | 6.0312 | 0.00309 | 0.000274 | 0.0003515 | 0.35014 | 6.1603 | 0.00313 | 0.0002984 | 0.0003795 | 0.38106 | 6.3298 | 0.00345 | 0.0003109 | 0.000398 | 0.36379 | 6.2389 | 0.00353 | 0.0003182 | 0.0004077 | 0.37523 | 8.0776 | 0.00336 | 0.000348 | 0.0004319 | 0.37062 | 8.5296 | 0.00354 | 0.0003448 | 0.0004351 | 0.39318 | 9.6211 | 0.00329 | 0.0002936 | 0.0003733 | 0.37962 | 9.4995 | 0.00334 | 0.0002987 | 0.0003801 | 0.37533 | 10.8164 | 0.00335 | 0.000307 | 0.00039 | 0.37176 | 11.134 | 0.00346 | 0.0003073 | 0.0003919 | 0.37873 | 11.2235 | 0.0037 | 0.0003178 | 0.0004073 | 0.38923 | 11.9385 | 0.00362 | 0.0003188 | 0.0004096 | 0.37536 | 11.7314 | 0.00396 | 0.0003373 | 0.0004356 | 0.37535 | 12.9061 | 0.00345 | 0.0003141 | 0.0003964 | 0.36401 | 12.7391 | 0.00375 | 0.0003303 | 0.0004191 | 0.35451 | 12.5919 | 0.00404 | 0.0003457 | 0.0004408 | 0.35455 | 13.1488 | 0.00396 | 0.0003606 | 0.0004572 | 0.34037 | 12.8828 | 0.00404 | 0.0003673 | 0.000466 | 0.35333 | 14.4588 | 0.00384 | 0.0003512 | 0.0004428 | 0.34655 | 14.3803 | 0.00382 | 0.000366 | 0.0004569 | 0.35756 | 15.7875 | 0.00423 | 0.0004182 | 0.0005219 | 0.34521 | 15.7334 | 0.00508 | 0.0005842 | 0.0007215 | 0.35196 | 15.9225 | 0.00567 | 0.0006164 | 0.0007685 | 0.35754 | 16.2409 | 0.00461 | 0.0004526 | 0.0005648 | 0.34654 | 15.946 | 0.00469 | 0.0004589 | 0.000573 | 0.35195 | 16.4647 | 0.0042 | 0.0003909 | 0.0004887 | 0.35753 | 16.604 | 0.00464 | 0.000411 | 0.0005174 | 0.35753 | 18.1973 | 0.00472 | 0.0004834 | 0.0005965 | 0.38236 | 18.8667 | 0.00501 | 0.0004931 | 0.0006121 | 0.36622 | 18.0806 | 0.00518 | 0.0004514 | 0.0005687 | 0.34846 | 17.0924 | 0.00501 | 0.0004618 | 0.0005781 | 0.37075 | 17.7305 | 0.0053 | 0.000471 | 0.0005933 | 0.35293 | 19.0626 | 0.00477 | 0.0004483 | 0.0005592 | 0.35752 | 19.2217 | 0.00517 | 0.0004665 | 0.0005858 | 0.3492 | 18.9373 | 0.00524 | 0.0004711 | 0.0005918 | 0.33744 | 18.4985 | 0.00486 | 0.000437 | 0.0005446 | 0.33369 | 17.3566 | 0.00506 | 0.0004679 | 0.0005817 | 0.33887 | 17.4944 | 0.00545 | 0.0004846 | 0.0006063 | 0.34982 | 18.9299 | 0.00541 | 0.0004926 | 0.0006162 | 0.35362 | 20.1816 | 0.00495 | 0.000451 | 0.0005606 | 0.32739 | 21.6824 | 0.00535 | 0.0005106 | 0.00063 | 0.32138 | 21.4199 | 0.0054 | 0.0005144 | 0.0006347 | 0.3152 | 21.2667 | 0.00598 | 0.0005471 | 0.0006768 | 0.32283 | 23.8842 | 0.00517 | 0.0004499 | 0.000556 | 0.31031 | 23.2048 | 0.00527 | 0.0004564 | 0.0005639 | 0.33111 | 24.3265 | 0.00575 | 0.0004736 | 0.00059 | 0.35484 | 22.3524 | 0.00653 | 0.0005577 | 0.0006939 | 0.34743 | 22.6654 | 0.00635 | 0.0005496 | 0.0006803 | 0.34608 | 25.5663 | 0.00641 | 0.0005131 | 0.0006372 | 0.36379 | 29.4402 | 0.00625 | 0.0004841 | 0.0006024 | 0.35517 | 27.2306 | 0.00653 | 0.0005128 | 0.0006366 | 0.38685 | 30.6939 | 0.00704 | 0.0005449 | 0.0006804 | 0.35359 | 29.753 | 0.00662 | 0.0004852 | 0.0006001 | 0.35539 | 30.103 | 0.00732 | 0.0005736 | 0.0007097 | 0.38466 | 33.662 | 0.00707 | 0.0005043 | 0.000625 | 0.38281 | 33.011 | 0.00687 | 0.0004848 | 0.0005993 | 0.38787 | 35.519 | 0.00751 | 0.0005285 | 0.0006523 | 0.38291 | 35.454 | 0.0075 | 0.0005282 | 0.0006498 | 0.37807 | 35.089 | 0.00754 | 0.0005304 | 0.0006521
0.37202 | 0.20483 | 0.00231 | 0.0001958 | 0.0002855 | 0.44687 | 0.18902 | 0.00594 | 0.0003718 | 0.0005384 | 0.43103 | 0.19214 | 0.00858 | 0.0004761 | 0.0006815 | 0.43103 | 0.77675 | 0.0027 | 0.0002038 | 0.0002741 | 0.3997 | 0.79545 | 0.00336 | 0.0002403 | 0.0003259 | 0.42759 | 1.469 | 0.00405 | 0.0003068 | 0.0004015 | 0.37451 | 2.905 | 0.00293 | 0.0002329 | 0.0003109 | 0.36334 | 2.8962 | 0.00317 | 0.0002461 | 0.00033 | 0.33333 | 3.5834 | 0.00272 | 0.0002383 | 0.0003121 | 0.35707 | 4.317 | 0.00285 | 0.0002443 | 0.0003185 | 0.36667 | 4.3399 | 0.00312 | 0.0002562 | 0.0003358 | 0.37512 | 5.1739 | 0.00301 | 0.0002682 | 0.0003463 | 0.38238 | 5.1908 | 0.00325 | 0.0002791 | 0.0003624 | 0.38891 | 5.2058 | 0.00348 | 0.0002897 | 0.000378 | 0.4211 | 6.1472 | 0.00336 | 0.000279 | 0.0003591 | 0.40016 | 6.4218 | 0.00338 | 0.0003034 | 0.0003879 | 0.42869 | 6.5437 | 0.0037 | 0.0003154 | 0.0004055 | 0.40926 | 6.4627 | 0.00378 | 0.0003228 | 0.0004154 | 0.41693 | 8.3379 | 0.00356 | 0.000351 | 0.0004377 | 0.40768 | 8.8197 | 0.00373 | 0.0003477 | 0.0004408 | 0.42892 | 9.9063 | 0.00345 | 0.0002962 | 0.0003782 | 0.41414 | 9.7936 | 0.00351 | 0.0003013 | 0.0003851 | 0.40661 | 11.1729 | 0.00349 | 0.0003093 | 0.0003946 | 0.40035 | 11.4703 | 0.0036 | 0.0003096 | 0.0003965 | 0.40578 | 11.53 | 0.00384 | 0.0003199 | 0.0004117 | 0.41704 | 12.3048 | 0.00375 | 0.0003209 | 0.000414 | 0.40038 | 12.0878 | 0.00409 | 0.0003393 | 0.00044 | 0.40037 | 13.2617 | 0.00358 | 0.000316 | 0.0004004 | 0.38676 | 13.0749 | 0.00387 | 0.0003321 | 0.0004231 | 0.37537 | 12.9078 | 0.00416 | 0.0003475 | 0.0004448 | 0.37541 | 13.514 | 0.00408 | 0.0003625 | 0.0004614 | 0.3604 | 13.2578 | 0.00416 | 0.0003693 | 0.0004703 | 0.39259 | 15.1392 | 0.00406 | 0.0003549 | 0.0004498 | 0.38505 | 15.0299 | 0.00404 | 0.0003699 | 0.0004641 | 0.40225 | 16.7344 | 0.00448 | 0.0004224 | 0.0005302 | 0.38837 | 16.8681 | 0.00533 | 0.0005885 | 0.0007313 | 0.39106 | 16.9387 | 0.00591 | 0.0006204 | 0.0007777 | 0.39727 | 17.2265 | 0.00485 | 0.0004568 | 0.0005734 | 0.38504 | 16.9412 | 0.00493 | 0.0004632 | 0.0005819 | 0.39106 | 17.3593 | 0.00444 | 0.0003954 | 0.0004973 | 0.39328 | 17.41 | 0.00488 | 0.0004152 | 0.0005256 | 0.39328 | 19.1417 | 0.00493 | 0.0004869 | 0.000604 | 0.41712 | 19.723 | 0.00522 | 0.0004962 | 0.0006189 | 0.39674 | 18.836 | 0.00539 | 0.0004551 | 0.0005762 | 0.38014 | 17.9951 | 0.00523 | 0.0004661 | 0.0005871 | 0.40165 | 18.5753 | 0.00552 | 0.0004749 | 0.0006015 | 0.38501 | 20.1347 | 0.00497 | 0.000452 | 0.0005672 | 0.38732 | 20.2052 | 0.00538 | 0.00047 | 0.0005934 | 0.3783 | 19.9204 | 0.00544 | 0.0004747 | 0.0005996 | 0.36555 | 19.3087 | 0.00507 | 0.0004411 | 0.0005531 | 0.36149 | 18.0858 | 0.00529 | 0.0004725 | 0.0005912 | 0.36493 | 18.1751 | 0.00567 | 0.000489 | 0.0006154 | 0.37672 | 19.8104 | 0.00562 | 0.0004966 | 0.0006248 | 0.38082 | 21.0214 | 0.00514 | 0.0004546 | 0.0005684 | 0.35078 | 22.6581 | 0.00553 | 0.0005141 | 0.0006378 | 0.34434 | 22.3952 | 0.00558 | 0.000518 | 0.0006427 | 0.3546 | 23.1146 | 0.00634 | 0.0005557 | 0.0006937 | 0.36318 | 25.9315 | 0.00549 | 0.0004574 | 0.0005701 | 0.34909 | 25.2404 | 0.0056 | 0.0004643 | 0.0005787 | 0.3679 | 26.1596 | 0.00606 | 0.0004805 | 0.0006031 | 0.39033 | 23.6352 | 0.00687 | 0.0005657 | 0.0007091 | 0.38218 | 24.0134 | 0.00669 | 0.0005578 | 0.0006959 | 0.37754 | 27.2943 | 0.00672 | 0.0005201 | 0.0006508 | 0.39411 | 31.1313 | 0.00652 | 0.0004896 | 0.0006133 | 0.38477 | 28.8684 | 0.00681 | 0.0005192 | 0.0006492 | 0.44212 | 33.5349 | 0.00754 | 0.0005566 | 0.0006999 | 0.40411 | 32.797 | 0.00713 | 0.000499 | 0.000622 | 0.40616 | 33.555 | 0.00782 | 0.0005865 | 0.0007326 | 0.43274 | 36.685 | 0.00752 | 0.0005153 | 0.0006435 | 0.43066 | 35.851 | 0.00734 | 0.0004965 | 0.0006182 | 0.43096 | 38.437 | 0.00794 | 0.0005388 | 0.0006701 | 0.42545 | 38.628 | 0.00793 | 0.0005387 | 0.0006682 | 0.42008 | 38.241 | 0.00798 | 0.0005412 | 0.0006709
0.39683 | 0.19911 | 0.0025 | 0.0002046 | 0.0003021 | 0.49652 | 0.1803 | 0.0068 | 0.0004085 | 0.0005915 | 0.46419 | 0.18583 | 0.00943 | 0.0005045 | 0.0007251 | 0.46419 | 0.7575 | 0.00291 | 0.000209 | 0.0002832 | 0.42468 | 0.7806 | 0.00357 | 0.0002447 | 0.0003339 | 0.46323 | 1.4529 | 0.00433 | 0.0003119 | 0.0004098 | 0.39948 | 2.9217 | 0.00307 | 0.0002353 | 0.0003155 | 0.40876 | 2.9267 | 0.00344 | 0.0002521 | 0.0003388 | 0.375 | 3.6516 | 0.00294 | 0.000243 | 0.0003198 | 0.39277 | 4.3931 | 0.00304 | 0.0002478 | 0.0003245 | 0.4 | 4.4071 | 0.0033 | 0.0002595 | 0.0003415 | 0.40638 | 5.24 | 0.00316 | 0.0002707 | 0.000351 | 0.41179 | 5.25 | 0.0034 | 0.0002815 | 0.0003669 | 0.44447 | 5.2982 | 0.00378 | 0.0002957 | 0.0003865 | 0.47373 | 6.2126 | 0.00362 | 0.0002837 | 0.000366 | 0.45018 | 6.6238 | 0.00363 | 0.0003078 | 0.0003952 | 0.47633 | 6.71 | 0.00394 | 0.0003195 | 0.0004122 | 0.45473 | 6.6399 | 0.00402 | 0.0003269 | 0.0004223 | 0.45862 | 8.5457 | 0.00375 | 0.0003537 | 0.0004428 | 0.44474 | 9.0603 | 0.00391 | 0.0003503 | 0.0004459 | 0.46467 | 10.1468 | 0.00361 | 0.0002985 | 0.0003827 | 0.44865 | 10.048 | 0.00367 | 0.0003037 | 0.0003896 | 0.43788 | 11.4798 | 0.00364 | 0.0003113 | 0.0003989 | 0.42895 | 11.777 | 0.00374 | 0.0003116 | 0.0004007 | 0.43283 | 11.817 | 0.00397 | 0.0003219 | 0.0004158 | 0.44484 | 12.6316 | 0.00388 | 0.0003227 | 0.000418 | 0.4254 | 12.4046 | 0.00422 | 0.0003412 | 0.0004441 | 0.42539 | 13.5879 | 0.00369 | 0.0003177 | 0.0004041 | 0.40951 | 13.3911 | 0.00399 | 0.0003338 | 0.0004268 | 0.41708 | 13.4807 | 0.0044 | 0.0003516 | 0.000452 | 0.41712 | 14.1856 | 0.00431 | 0.0003665 | 0.0004689 | 0.40044 | 13.9292 | 0.0044 | 0.0003734 | 0.0004781 | 0.44166 | 15.8594 | 0.00432 | 0.0003593 | 0.0004574 | 0.43318 | 15.7391 | 0.0043 | 0.0003744 | 0.000472 | 0.44695 | 17.5436 | 0.00471 | 0.000426 | 0.0005372 | 0.43152 | 17.8254 | 0.00556 | 0.0005921 | 0.0007395 | 0.43017 | 17.8072 | 0.00614 | 0.0006237 | 0.0007855 | 0.43699 | 18.1244 | 0.00507 | 0.0004604 | 0.0005808 | 0.42355 | 17.8288 | 0.00516 | 0.0004669 | 0.0005895 | 0.43016 | 18.1663 | 0.00466 | 0.0003993 | 0.0005048 | 0.42903 | 18.148 | 0.0051 | 0.0004189 | 0.0005328 | 0.42904 | 19.9983 | 0.00514 | 0.0004899 | 0.0006105 | 0.45188 | 20.5112 | 0.00542 | 0.0004989 | 0.0006249 | 0.42726 | 19.5431 | 0.0056 | 0.0004584 | 0.000583 | 0.41182 | 18.8402 | 0.00545 | 0.0004699 | 0.000595 | 0.43255 | 19.3619 | 0.00573 | 0.0004784 | 0.0006088 | 0.41709 | 21.0992 | 0.00517 | 0.0004552 | 0.0005742 | 0.41711 | 21.1007 | 0.00557 | 0.0004731 | 0.0006002 | 0.4074 | 20.8157 | 0.00564 | 0.0004779 | 0.0006065 | 0.39367 | 20.0614 | 0.00527 | 0.0004448 | 0.0005607 | 0.3893 | 18.7876 | 0.0055 | 0.0004767 | 0.0005998 | 0.391 | 18.8281 | 0.00589 | 0.000493 | 0.0006237 | 0.40363 | 20.6331 | 0.00582 | 0.0005001 | 0.0006326 | 0.40802 | 21.8236 | 0.00533 | 0.0004579 | 0.0005753 | 0.37416 | 23.5763 | 0.0057 | 0.0005172 | 0.0006449 | 0.36729 | 23.3131 | 0.00576 | 0.0005211 | 0.0006499 | 0.394 | 24.8015 | 0.00668 | 0.0005627 | 0.0007077 | 0.40353 | 27.7979 | 0.00578 | 0.0004636 | 0.000582 | 0.38788 | 27.0954 | 0.0059 | 0.0004708 | 0.000591 | 0.40469 | 27.85 | 0.00636 | 0.0004863 | 0.0006143 | 0.42581 | 24.8348 | 0.0072 | 0.0005726 | 0.0007224 | 0.41692 | 25.2588 | 0.00701 | 0.0005649 | 0.0007096 | 0.409 | 28.9291 | 0.007 | 0.000526 | 0.0006627 | 0.42442 | 32.7084 | 0.00677 | 0.0004944 | 0.0006229 | 0.41436 | 30.4325 | 0.00708 | 0.0005247 | 0.0006604 | 0.49738 | 36.1329 | 0.008 | 0.0005661 | 0.000716 | 0.45462 | 35.6111 | 0.0076 | 0.0005101 | 0.0006401 | 0.45693 | 36.6678 | 0.00827 | 0.0005967 | 0.000751 | 0.48082 | 39.4549 | 0.00794 | 0.0005243 | 0.0006589 | 0.47851 | 38.4792 | 0.00777 | 0.0005061 | 0.0006341 | 0.47406 | 41.142 | 0.00834 | 0.0005474 | 0.0006852 | 0.468 | 41.559 | 0.00833 | 0.0005475 | 0.0006838 | 0.46209 | 41.171 | 0.00838 | 0.00055 | 0.0006867
0.44643 | 0.18909 | 0.00291 | 0.0002261 | 0.0003363 | 0.54618 | 0.17259 | 0.00771 | 0.0004455 | 0.0006464 | 0.49735 | 0.18021 | 0.0103 | 0.0005333 | 0.0007698 | 0.49735 | 0.73885 | 0.00312 | 0.0002143 | 0.0002925 | 0.44966 | 0.76596 | 0.00377 | 0.0002491 | 0.0003419 | 0.49886 | 1.4348 | 0.00461 | 0.0003169 | 0.0004179 | 0.44942 | 2.9402 | 0.00334 | 0.0002414 | 0.0003242 | 0.45417 | 2.9412 | 0.00372 | 0.0002578 | 0.000347 | 0.41667 | 3.6959 | 0.00316 | 0.0002473 | 0.0003267 | 0.42848 | 4.4524 | 0.00322 | 0.000251 | 0.00033 | 0.43333 | 4.4594 | 0.00348 | 0.0002626 | 0.0003468 | 0.43764 | 5.2892 | 0.00332 | 0.0002731 | 0.0003554 | 0.47062 | 5.3275 | 0.0037 | 0.0002875 | 0.0003752 | 0.50003 | 5.351 | 0.00408 | 0.0003012 | 0.0003941 | 0.52637 | 6.2433 | 0.00387 | 0.0002881 | 0.0003723 | 0.5002 | 6.7782 | 0.00386 | 0.0003118 | 0.0004017 | 0.52396 | 6.8376 | 0.00418 | 0.0003232 | 0.0004183 | 0.5002 | 6.7784 | 0.00426 | 0.0003307 | 0.0004285 | 0.50031 | 8.7088 | 0.00393 | 0.0003562 | 0.0004474 | 0.4818 | 9.2592 | 0.00408 | 0.0003527 | 0.0004505 | 0.50041 | 10.3547 | 0.00377 | 0.0003007 | 0.0003868 | 0.48316 | 10.2558 | 0.00383 | 0.0003059 | 0.0003938 | 0.46916 | 11.7471 | 0.00377 | 0.0003132 | 0.0004027 | 0.45755 | 12.0442 | 0.00387 | 0.0003135 | 0.0004046 | 0.45988 | 12.0643 | 0.00411 | 0.0003237 | 0.0004195 | 0.47264 | 12.9286 | 0.004 | 0.0003244 | 0.0004217 | 0.45043 | 12.7017 | 0.00435 | 0.0003429 | 0.0004478 | 0.45042 | 13.8844 | 0.00381 | 0.0003193 | 0.0004075 | 0.45501 | 13.9345 | 0.00422 | 0.0003377 | 0.0004335 | 0.46921 | 14.0934 | 0.0047 | 0.0003566 | 0.0004599 | 0.46926 | 14.907 | 0.00458 | 0.0003712 | 0.000477 | 0.4505 | 14.6602 | 0.00468 | 0.0003783 | 0.0004865 | 0.49073 | 16.4714 | 0.00457 | 0.0003632 | 0.000464 | 0.48132 | 16.3603 | 0.00455 | 0.0003783 | 0.0004788 | 0.49164 | 18.2445 | 0.00493 | 0.0004292 | 0.0005434 | 0.47467 | 18.6448 | 0.00578 | 0.0005951 | 0.0007465 | 0.46928 | 18.5473 | 0.00636 | 0.0006266 | 0.0007923 | 0.47672 | 18.9141 | 0.00529 | 0.0004635 | 0.0005873 | 0.46205 | 18.6381 | 0.00538 | 0.0004701 | 0.0005962 | 0.46927 | 18.8952 | 0.00488 | 0.0004027 | 0.0005114 | 0.46478 | 18.8176 | 0.00532 | 0.0004222 | 0.0005392 | 0.46479 | 20.7767 | 0.00534 | 0.0004926 | 0.0006163 | 0.48664 | 21.2208 | 0.00561 | 0.0005014 | 0.0006302 | 0.45778 | 20.2018 | 0.0058 | 0.0004613 | 0.0005892 | 0.4435 | 19.6271 | 0.00566 | 0.0004733 | 0.0006021 | 0.46344 | 20.1001 | 0.00593 | 0.0004815 | 0.0006154 | 0.44918 | 21.9757 | 0.00535 | 0.0004581 | 0.0005805 | 0.4469 | 21.918 | 0.00576 | 0.0004758 | 0.0006063 | 0.4365 | 21.6427 | 0.00583 | 0.0004807 | 0.0006127 | 0.42179 | 20.7761 | 0.00547 | 0.0004482 | 0.0005676 | 0.41711 | 19.4414 | 0.00571 | 0.0004805 | 0.0006076 | 0.41707 | 19.4429 | 0.0061 | 0.0004966 | 0.0006313 | 0.43054 | 21.4077 | 0.00601 | 0.0005033 | 0.0006396 | 0.43522 | 22.5676 | 0.00551 | 0.0004609 | 0.0005817 | 0.42093 | 25.2691 | 0.00603 | 0.0005236 | 0.0006571 | 0.4132 | 24.9953 | 0.00609 | 0.0005276 | 0.0006624 | 0.4334 | 26.3552 | 0.00699 | 0.0005687 | 0.0007197 | 0.44388 | 29.5011 | 0.00606 | 0.0004688 | 0.0005921 | 0.42667 | 28.7974 | 0.00619 | 0.0004763 | 0.0006016 | 0.44148 | 29.4062 | 0.00664 | 0.0004913 | 0.000624 | 0.46129 | 25.9498 | 0.00752 | 0.0005787 | 0.0007342 | 0.45166 | 26.4201 | 0.00732 | 0.0005711 | 0.0007217 | 0.44046 | 30.4794 | 0.00727 | 0.0005313 | 0.0006733 | 0.48505 | 35.5764 | 0.00724 | 0.0005046 | 0.0006392 | 0.47356 | 33.3155 | 0.00759 | 0.0005363 | 0.0006793 | 0.55264 | 38.4833 | 0.00843 | 0.000574 | 0.0007296 | 0.50513 | 38.1899 | 0.00803 | 0.0005192 | 0.0006552 | 0.5077 | 39.4753 | 0.00869 | 0.0006049 | 0.0007663 | 0.5289 | 41.9871 | 0.00834 | 0.0005319 | 0.0006721 | 0.52637 | 40.9098 | 0.00817 | 0.0005143 | 0.0006478 | 0.51716 | 43.628 | 0.00872 | 0.0005547 | 0.0006983 | 0.51054 | 44.271 | 0.0087 | 0.0005548 | 0.0006972 | 0.50409 | 43.873 | 0.00876 | 0.0005575 | 0.0007003
0.49603 | 0.18038 | 0.00334 | 0.0002478 | 0.0003717 | 0.59583 | 0.16577 | 0.00865 | 0.0004827 | 0.000703 | 0.5305 | 0.1749 | 0.0112 | 0.0005623 | 0.0008156 | 0.5305 | 0.72091 | 0.00334 | 0.0002196 | 0.0003018 | 0.49963 | 0.73769 | 0.0042 | 0.0002615 | 0.000358 | 0.53449 | 1.4147 | 0.00489 | 0.0003218 | 0.0004258 | 0.49935 | 2.9447 | 0.00362 | 0.0002471 | 0.0003323 | 0.49959 | 2.9448 | 0.00399 | 0.0002632 | 0.0003548 | 0.45833 | 3.7233 | 0.00338 | 0.0002514 | 0.0003332 | 0.46419 | 4.4967 | 0.0034 | 0.0002541 | 0.0003352 | 0.46667 | 4.4987 | 0.00366 | 0.0002655 | 0.0003518 | 0.50016 | 5.3508 | 0.00362 | 0.000279 | 0.0003635 | 0.52944 | 5.3674 | 0.004 | 0.000293 | 0.0003827 | 0.55559 | 5.376 | 0.00438 | 0.0003064 | 0.0004011 | 0.57901 | 6.2482 | 0.00413 | 0.0002922 | 0.0003782 | 0.55022 | 6.8938 | 0.0041 | 0.0003155 | 0.0004077 | 0.57159 | 6.9344 | 0.00441 | 0.0003267 | 0.0004239 | 0.54568 | 6.8851 | 0.0045 | 0.0003342 | 0.0004343 | 0.54201 | 8.8362 | 0.00412 | 0.0003585 | 0.0004517 | 0.51886 | 9.4233 | 0.00425 | 0.0003549 | 0.0004548 | 0.53615 | 10.5228 | 0.00392 | 0.0003027 | 0.0003906 | 0.51767 | 10.4439 | 0.00398 | 0.000308 | 0.0003977 | 0.50044 | 11.9747 | 0.00391 | 0.000315 | 0.0004063 | 0.48614 | 12.2816 | 0.004 | 0.0003152 | 0.0004082 | 0.48693 | 12.2918 | 0.00424 | 0.0003254 | 0.000423 | 0.50044 | 13.186 | 0.00413 | 0.000326 | 0.0004251 | 0.50048 | 13.1866 | 0.0046 | 0.0003469 | 0.0004545 | 0.50046 | 14.4083 | 0.00404 | 0.000323 | 0.0004138 | 0.51189 | 14.5178 | 0.00451 | 0.0003425 | 0.0004409 | 0.52134 | 14.6074 | 0.00497 | 0.0003609 | 0.0004667 | 0.5214 | 15.5199 | 0.00485 | 0.0003754 | 0.0004841 | 0.50055 | 15.2929 | 0.00494 | 0.0003826 | 0.0004937 | 0.53981 | 17.0046 | 0.00481 | 0.0003666 | 0.0004698 | 0.52945 | 16.8929 | 0.00479 | 0.0003818 | 0.0004849 | 0.53634 | 18.8468 | 0.00515 | 0.000432 | 0.0005489 | 0.51782 | 19.3457 | 0.00599 | 0.0005978 | 0.0007526 | 0.50838 | 19.1988 | 0.00657 | 0.0006292 | 0.0007983 | 0.51645 | 19.6351 | 0.0055 | 0.0004663 | 0.0005931 | 0.50055 | 19.359 | 0.00559 | 0.000473 | 0.0006022 | 0.50838 | 19.5556 | 0.00509 | 0.0004058 | 0.0005174 | 0.50054 | 19.4286 | 0.00553 | 0.0004251 | 0.0005451 | 0.50054 | 21.4866 | 0.00552 | 0.000495 | 0.0006216 | 0.5214 | 21.8716 | 0.0058 | 0.0005037 | 0.0006351 | 0.4883 | 20.8217 | 0.006 | 0.0004641 | 0.0005948 | 0.47518 | 20.3656 | 0.00586 | 0.0004763 | 0.0006085 | 0.49434 | 20.7897 | 0.00613 | 0.0004842 | 0.0006213 | 0.48126 | 22.7737 | 0.00553 | 0.0004606 | 0.0005861 | 0.4767 | 22.6666 | 0.00594 | 0.0004783 | 0.0006117 | 0.4656 | 22.3911 | 0.00601 | 0.0004832 | 0.0006183 | 0.44991 | 21.4424 | 0.00566 | 0.0004512 | 0.000574 | 0.44491 | 20.077 | 0.00591 | 0.0004839 | 0.0006148 | 0.4692 | 20.607 | 0.0065 | 0.0005045 | 0.0006447 | 0.48436 | 22.8113 | 0.00637 | 0.0005101 | 0.0006518 | 0.48963 | 23.9605 | 0.00585 | 0.0004673 | 0.0005929 | 0.4677 | 26.7784 | 0.00633 | 0.0005289 | 0.0006675 | 0.45912 | 26.5142 | 0.0064 | 0.000533 | 0.000673 | 0.4728 | 27.7941 | 0.00728 | 0.0005738 | 0.0007301 | 0.48424 | 31.0597 | 0.00633 | 0.0004733 | 0.0006009 | 0.46546 | 30.355 | 0.00646 | 0.000481 | 0.0006108 | 0.47827 | 30.8368 | 0.0069 | 0.0004957 | 0.0006326 | 0.49678 | 26.999 | 0.00782 | 0.0005841 | 0.0007448 | 0.48641 | 27.5161 | 0.00762 | 0.0005767 | 0.0007326 | 0.50338 | 33.3129 | 0.00777 | 0.0005422 | 0.0006911 | 0.54569 | 38.0983 | 0.00767 | 0.0005129 | 0.0006527 | 0.53275 | 35.9233 | 0.00805 | 0.0005457 | 0.0006948 | 0.60791 | 40.6331 | 0.00884 | 0.0005808 | 0.0007412 | 0.55565 | 40.5598 | 0.00844 | 0.0005269 | 0.0006682 | 0.55847 | 42.0042 | 0.00909 | 0.0006119 | 0.0007792 | 0.57699 | 44.299 | 0.00871 | 0.0005384 | 0.0006836 | 0.57422 | 43.1603 | 0.00855 | 0.0005213 | 0.0006597 | 0.56025 | 45.924 | 0.00908 | 0.0005611 | 0.0007098 | 0.55309 | 46.765 | 0.00906 | 0.0005612 | 0.0007089 | 0.5461 | 46.366 | 0.00912 | 0.000564 | 0.0007121
0.54563 | 0.17267 | 0.00379 | 0.0002698 | 0.0004083 | 0.64548 | 0.15966 | 0.00963 | 0.0005203 | 0.0007613 | 0.56366 | 0.17009 | 0.01213 | 0.0005917 | 0.0008623 | 0.56366 | 0.70368 | 0.00357 | 0.0002251 | 0.0003113 | 0.56208 | 0.70451 | 0.00475 | 0.0002793 | 0.0003786 | 0.57013 | 1.3936 | 0.00517 | 0.0003268 | 0.0004337 | 0.54929 | 2.9394 | 0.00389 | 0.0002526 | 0.0003399 | 0.54501 | 2.9395 | 0.00426 | 0.0002684 | 0.0003621 | 0.5 | 3.7368 | 0.00359 | 0.0002553 | 0.0003393 | 0.49989 | 4.5291 | 0.00357 | 0.0002569 | 0.0003402 | 0.53333 | 4.5497 | 0.00401 | 0.0002732 | 0.0003611 | 0.56268 | 5.3777 | 0.00392 | 0.0002846 | 0.0003709 | 0.58827 | 5.3804 | 0.0043 | 0.0002983 | 0.0003897 | 0.61115 | 5.3802 | 0.00468 | 0.0003114 | 0.0004078 | 0.63165 | 6.2363 | 0.00439 | 0.0002963 | 0.0003837 | 0.60024 | 6.9787 | 0.00433 | 0.0003189 | 0.0004132 | 0.61922 | 7.0043 | 0.00464 | 0.0003299 | 0.0004291 | 0.59115 | 6.966 | 0.00473 | 0.0003375 | 0.0004396 | 0.5837 | 8.9337 | 0.0043 | 0.0003607 | 0.0004557 | 0.55593 | 9.5567 | 0.00442 | 0.000357 | 0.0004588 | 0.5719 | 10.6711 | 0.00407 | 0.0003046 | 0.0003941 | 0.55218 | 10.5921 | 0.00414 | 0.0003099 | 0.0004013 | 0.53172 | 12.1826 | 0.00404 | 0.0003166 | 0.0004096 | 0.51474 | 12.4992 | 0.00413 | 0.0003169 | 0.0004115 | 0.54104 | 12.6676 | 0.0045 | 0.0003295 | 0.0004294 | 0.55605 | 13.6214 | 0.00437 | 0.0003298 | 0.0004313 | 0.56303 | 13.6714 | 0.0049 | 0.0003518 | 0.0004619 | 0.56302 | 14.9521 | 0.00431 | 0.0003275 | 0.0004207 | 0.56876 | 15.0022 | 0.00478 | 0.0003467 | 0.0004474 | 0.57348 | 15.0323 | 0.00525 | 0.0003649 | 0.0004729 | 0.57354 | 16.0539 | 0.0051 | 0.0003791 | 0.0004903 | 0.55061 | 15.8267 | 0.0052 | 0.0003863 | 0.0005002 | 0.58888 | 17.4588 | 0.00504 | 0.0003698 | 0.0004751 | 0.57758 | 17.3566 | 0.00503 | 0.000385 | 0.0004904 | 0.58103 | 19.3801 | 0.00536 | 0.0004346 | 0.0005538 | 0.56097 | 19.9379 | 0.00619 | 0.0006001 | 0.000758 | 0.54749 | 19.7613 | 0.00678 | 0.0006315 | 0.0008036 | 0.55617 | 20.2773 | 0.0057 | 0.0004688 | 0.0005983 | 0.53906 | 20.0109 | 0.00579 | 0.0004756 | 0.0006075 | 0.54748 | 20.1572 | 0.00529 | 0.0004085 | 0.0005228 | 0.53629 | 19.9906 | 0.00573 | 0.0004278 | 0.0005504 | 0.5363 | 22.1277 | 0.00571 | 0.0004972 | 0.0006263 | 0.55616 | 22.4635 | 0.00598 | 0.0005057 | 0.0006395 | 0.54934 | 21.9345 | 0.00637 | 0.0004703 | 0.0006048 | 0.50686 | 21.0653 | 0.00605 | 0.000479 | 0.0006144 | 0.55613 | 22.0618 | 0.0065 | 0.0004905 | 0.0006318 | 0.51335 | 23.493 | 0.0057 | 0.0004629 | 0.0005912 | 0.53628 | 23.9773 | 0.00628 | 0.0004838 | 0.0006214 | 0.5238 | 23.7214 | 0.00636 | 0.0004889 | 0.0006282 | 0.50615 | 22.6891 | 0.00602 | 0.0004579 | 0.0005851 | 0.50053 | 21.2625 | 0.0063 | 0.0004914 | 0.0006274 | 0.52133 | 21.6857 | 0.00688 | 0.0005113 | 0.0006562 | 0.53818 | 24.0496 | 0.00671 | 0.0005158 | 0.0006622 | 0.54403 | 25.218 | 0.00618 | 0.0004728 | 0.0006025 | 0.51448 | 28.1426 | 0.00663 | 0.0005334 | 0.0006764 | 0.50503 | 27.8779 | 0.00669 | 0.0005377 | 0.0006821 | 0.5122 | 29.1272 | 0.00757 | 0.0005782 | 0.0007392 | 0.52459 | 32.4824 | 0.00658 | 0.0004773 | 0.0006087 | 0.50425 | 31.7768 | 0.00672 | 0.0004851 | 0.0006189 | 0.51506 | 32.1511 | 0.00716 | 0.0004995 | 0.0006402 | 0.56775 | 28.9377 | 0.00839 | 0.0005961 | 0.0007632 | 0.5559 | 29.5093 | 0.00818 | 0.0005888 | 0.0007515 | 0.5663 | 35.8393 | 0.00823 | 0.0005511 | 0.0007058 | 0.60632 | 40.3004 | 0.00808 | 0.0005199 | 0.0006642 | 0.59195 | 38.272 | 0.00848 | 0.0005535 | 0.0007079 | 0.66317 | 42.5902 | 0.00922 | 0.0005867 | 0.0007514 | 0.60616 | 42.7384 | 0.00883 | 0.0005336 | 0.0006796 | 0.60924 | 44.2918 | 0.00946 | 0.0006179 | 0.0007904 | 0.62507 | 46.3987 | 0.00906 | 0.0005442 | 0.0006937 | 0.62207 | 45.2287 | 0.00892 | 0.0005274 | 0.0006703 | 0.60335 | 48.0381 | 0.00942 | 0.0005667 | 0.00072 | 0.59563 | 49.056 | 0.00939 | 0.0005667 | 0.0007192 | 0.58811 | 48.666 | 0.00945 | 0.0005696 | 0.0007226
0.59524 | 0.16585 | 0.00425 | 0.0002921 | 0.0004462 | 0.69513 | 0.15415 | 0.01065 | 0.0005582 | 0.0008211 | 0.59682 | 0.16568 | 0.01308 | 0.0006213 | 0.00091 | 0.59682 | 0.68715 | 0.0038 | 0.0002306 | 0.0003209 | 0.62453 | 0.67385 | 0.00534 | 0.0002975 | 0.0003998 | 0.64139 | 1.3504 | 0.00576 | 0.0003417 | 0.0004494 | 0.59922 | 2.9251 | 0.00416 | 0.0002579 | 0.0003473 | 0.59043 | 2.9282 | 0.00453 | 0.0002734 | 0.0003692 | 0.54167 | 3.7403 | 0.00381 | 0.000259 | 0.0003451 | 0.57131 | 4.5642 | 0.00393 | 0.0002647 | 0.0003493 | 0.6 | 4.5699 | 0.00437 | 0.0002804 | 0.0003697 | 0.6252 | 5.3778 | 0.00422 | 0.0002899 | 0.0003778 | 0.6471 | 5.3736 | 0.0046 | 0.0003033 | 0.0003962 | 0.6667 | 5.3685 | 0.00498 | 0.0003162 | 0.000414 | 0.68428 | 6.2115 | 0.00465 | 0.0003002 | 0.0003891 | 0.65026 | 7.0386 | 0.00456 | 0.0003222 | 0.0004183 | 0.66686 | 7.0534 | 0.00487 | 0.000333 | 0.000434 | 0.63662 | 7.0241 | 0.00496 | 0.0003406 | 0.0004446 | 0.62539 | 9.0065 | 0.00447 | 0.0003627 | 0.0004595 | 0.59299 | 9.6643 | 0.00459 | 0.000359 | 0.0004625 | 0.60764 | 10.7896 | 0.00422 | 0.0003064 | 0.0003975 | 0.58669 | 10.7206 | 0.00429 | 0.0003117 | 0.0004047 | 0.56299 | 12.3606 | 0.00417 | 0.0003182 | 0.0004128 | 0.57194 | 12.8452 | 0.00438 | 0.0003209 | 0.0004177 | 0.60867 | 13.0332 | 0.00481 | 0.0003346 | 0.0004365 | 0.62556 | 14.0367 | 0.00466 | 0.0003345 | 0.0004382 | 0.62559 | 14.0372 | 0.00519 | 0.0003562 | 0.0004684 | 0.62558 | 15.397 | 0.00458 | 0.0003316 | 0.0004267 | 0.62564 | 15.3976 | 0.00504 | 0.0003505 | 0.0004531 | 0.62561 | 15.3981 | 0.00551 | 0.0003685 | 0.0004784 | 0.62568 | 16.5089 | 0.00535 | 0.0003824 | 0.0004959 | 0.60066 | 16.3015 | 0.00545 | 0.0003898 | 0.0005059 | 0.63796 | 17.8439 | 0.00527 | 0.0003727 | 0.0004799 | 0.62571 | 17.7711 | 0.00526 | 0.0003879 | 0.0004954 | 0.62573 | 19.8343 | 0.00556 | 0.0004369 | 0.0005583 | 0.60413 | 20.4611 | 0.00639 | 0.0006023 | 0.0007628 | 0.5866 | 20.2548 | 0.00698 | 0.0006335 | 0.0008084 | 0.5959 | 20.8605 | 0.00589 | 0.0004711 | 0.000603 | 0.57756 | 20.6039 | 0.00599 | 0.0004779 | 0.0006124 | 0.58659 | 20.6998 | 0.00549 | 0.0004111 | 0.0005278 | 0.57204 | 20.5035 | 0.00593 | 0.0004303 | 0.0005553 | 0.57205 | 22.7197 | 0.00589 | 0.0004992 | 0.0006306 | 0.62568 | 23.5096 | 0.00633 | 0.0005105 | 0.0006474 | 0.61037 | 22.9203 | 0.00673 | 0.0004758 | 0.0006134 | 0.57021 | 22.3278 | 0.00642 | 0.0004852 | 0.0006246 | 0.61792 | 23.187 | 0.00686 | 0.0004959 | 0.0006408 | 0.57752 | 24.7548 | 0.00604 | 0.0004682 | 0.0006001 | 0.59587 | 25.0713 | 0.00661 | 0.0004886 | 0.0006296 | 0.582 | 24.8351 | 0.00669 | 0.0004937 | 0.0006366 | 0.56239 | 23.8199 | 0.00637 | 0.0004637 | 0.0005947 | 0.55614 | 22.3622 | 0.00667 | 0.0004979 | 0.0006384 | 0.57347 | 22.6877 | 0.00724 | 0.0005173 | 0.0006663 | 0.592 | 25.1414 | 0.00704 | 0.0005208 | 0.0006713 | 0.59843 | 26.3592 | 0.00649 | 0.0004776 | 0.0006109 | 0.56125 | 29.3705 | 0.0069 | 0.0005374 | 0.0006843 | 0.55094 | 29.1155 | 0.00697 | 0.0005417 | 0.00069 | 0.5516 | 30.3636 | 0.00783 | 0.0005821 | 0.0007474 | 0.56494 | 33.7785 | 0.00682 | 0.0004808 | 0.0006156 | 0.54304 | 33.0922 | 0.00696 | 0.0004888 | 0.0006261 | 0.58864 | 34.4981 | 0.00764 | 0.0005084 | 0.0006532 | 0.63871 | 30.6763 | 0.00893 | 0.0006062 | 0.0007787 | 0.62538 | 31.2836 | 0.00871 | 0.000599 | 0.0007674 | 0.62923 | 38.075 | 0.00867 | 0.0005586 | 0.0007182 | 0.66695 | 42.25 | 0.00847 | 0.0005261 | 0.0006741 | 0.65114 | 40.3887 | 0.00889 | 0.0005602 | 0.0007191 | 0.71844 | 44.3831 | 0.00959 | 0.000592 | 0.0007605 | 0.65667 | 44.7238 | 0.00919 | 0.0005395 | 0.0006896 | 0.66001 | 46.3465 | 0.00981 | 0.0006231 | 0.0008002 | 0.67315 | 48.3245 | 0.0094 | 0.0005493 | 0.0007027 | 0.66992 | 47.1535 | 0.00926 | 0.0005329 | 0.0006797 | 0.64645 | 49.9784 | 0.00975 | 0.0005717 | 0.0007292 | 0.63818 | 51.1739 | 0.00971 | 0.0005717 | 0.0007284 | 0.63012 | 50.7838 | 0.00978 | 0.0005746 | 0.000732
0.64484 | 0.15974 | 0.00474 | 0.0003147 | 0.0004851 | 0.74479 | 0.14914 | 0.01171 | 0.0005964 | 0.0008824 | 0.66313 | 0.15767 | 0.01507 | 0.0007092 | 0.00101 | 0.66313 | 0.65609 | 0.00427 | 0.0002464 | 0.0003406 | 0.68698 | 0.6456 | 0.00594 | 0.000316 | 0.0004216 | 0.71266 | 1.3083 | 0.00636 | 0.0003567 | 0.0004651 | 0.64916 | 2.9048 | 0.00444 | 0.0002631 | 0.0003544 | 0.63584 | 2.9109 | 0.00481 | 0.0002783 | 0.000376 | 0.58333 | 3.735 | 0.00402 | 0.0002625 | 0.0003507 | 0.64272 | 4.5704 | 0.00428 | 0.000272 | 0.0003578 | 0.66667 | 4.5683 | 0.00472 | 0.0002872 | 0.0003777 | 0.68771 | 5.3601 | 0.00451 | 0.0002951 | 0.0003844 | 0.70592 | 5.353 | 0.0049 | 0.0003082 | 0.0004025 | 0.72226 | 5.3448 | 0.00528 | 0.0003209 | 0.00042 | 0.73692 | 6.1778 | 0.00491 | 0.000304 | 0.0003942 | 0.70028 | 7.0768 | 0.00479 | 0.0003253 | 0.0004232 | 0.71449 | 7.0846 | 0.0051 | 0.000336 | 0.0004387 | 0.6821 | 7.0652 | 0.00519 | 0.0003436 | 0.0004493 | 0.66708 | 9.0584 | 0.00465 | 0.0003647 | 0.000463 | 0.63005 | 9.75 | 0.00475 | 0.0003608 | 0.000466 | 0.64339 | 10.8882 | 0.00437 | 0.0003082 | 0.0004006 | 0.6212 | 10.8292 | 0.00444 | 0.0003134 | 0.0004079 | 0.62555 | 12.6373 | 0.00443 | 0.0003221 | 0.0004185 | 0.64343 | 13.181 | 0.00469 | 0.000326 | 0.0004246 | 0.6763 | 13.2996 | 0.00511 | 0.0003394 | 0.0004429 | 0.69506 | 14.3228 | 0.00494 | 0.0003388 | 0.0004443 | 0.68815 | 14.3036 | 0.00547 | 0.0003602 | 0.0004743 | 0.68814 | 15.7528 | 0.00483 | 0.0003353 | 0.0004322 | 0.68252 | 15.7236 | 0.0053 | 0.000354 | 0.0004584 | 0.67775 | 15.6944 | 0.00577 | 0.0003719 | 0.0004835 | 0.67782 | 16.8945 | 0.00559 | 0.0003855 | 0.0005009 | 0.65072 | 16.697 | 0.00569 | 0.0003929 | 0.0005111 | 0.68703 | 18.1795 | 0.00549 | 0.0003753 | 0.0004843 | 0.67384 | 18.1264 | 0.00548 | 0.0003907 | 0.0005 | 0.67042 | 20.2291 | 0.00576 | 0.0004391 | 0.0005625 | 0.64728 | 20.905 | 0.00658 | 0.0006042 | 0.0007672 | 0.6257 | 20.6889 | 0.00717 | 0.0006355 | 0.0008128 | 0.63563 | 21.3943 | 0.00608 | 0.0004732 | 0.0006073 | 0.61607 | 21.1376 | 0.00618 | 0.0004801 | 0.0006168 | 0.62569 | 21.2032 | 0.00568 | 0.0004134 | 0.0005323 | 0.64355 | 21.4213 | 0.00631 | 0.0004364 | 0.000564 | 0.64356 | 23.7462 | 0.00623 | 0.000504 | 0.0006383 | 0.6952 | 24.3882 | 0.00666 | 0.0005148 | 0.0006542 | 0.67141 | 23.7885 | 0.00707 | 0.0004806 | 0.000621 | 0.63357 | 23.4434 | 0.00677 | 0.0004905 | 0.0006334 | 0.67972 | 24.1847 | 0.0072 | 0.0005007 | 0.0006487 | 0.64168 | 25.7899 | 0.00635 | 0.0004727 | 0.0006078 | 0.65546 | 25.9879 | 0.00692 | 0.0004928 | 0.0006368 | 0.6402 | 25.7715 | 0.00701 | 0.000498 | 0.000644 | 0.61863 | 24.8538 | 0.0067 | 0.0004688 | 0.0006032 | 0.61176 | 23.3852 | 0.00702 | 0.0005035 | 0.0006479 | 0.6256 | 23.6324 | 0.00758 | 0.0005225 | 0.0006753 | 0.64581 | 26.1158 | 0.00735 | 0.0005252 | 0.0006793 | 0.65283 | 27.4132 | 0.00679 | 0.0004818 | 0.0006184 | 0.60802 | 30.5014 | 0.00717 | 0.000541 | 0.0006912 | 0.59685 | 30.2361 | 0.00724 | 0.0005453 | 0.0006971 | 0.6304 | 32.5942 | 0.00834 | 0.000591 | 0.0007612 | 0.64565 | 36.0687 | 0.00728 | 0.000489 | 0.0006276 | 0.62061 | 35.401 | 0.00743 | 0.0004972 | 0.0006385 | 0.66222 | 36.4935 | 0.00809 | 0.0005158 | 0.0006642 | 0.70968 | 32.2422 | 0.00944 | 0.0006148 | 0.000792 | 0.69487 | 32.8758 | 0.00921 | 0.0006077 | 0.000781 | 0.69215 | 40.0578 | 0.00908 | 0.000565 | 0.0007288 | 0.72758 | 43.9655 | 0.00884 | 0.0005315 | 0.0006828 | 0.71034 | 42.3018 | 0.00928 | 0.0005661 | 0.000729 | 0.7737 | 46.0206 | 0.00995 | 0.0005967 | 0.0007686 | 0.70718 | 46.5547 | 0.00954 | 0.0005447 | 0.0006986 | 0.71078 | 48.2067 | 0.01015 | 0.0006278 | 0.0008089 | 0.72123 | 50.0855 | 0.00973 | 0.0005539 | 0.0007108 | 0.71777 | 48.9235 | 0.0096 | 0.0005378 | 0.0006882 | 0.68954 | 51.7841 | 0.01006 | 0.0005762 | 0.0007375 | 0.68072 | 53.1275 | 0.01002 | 0.0005761 | 0.0007368 | 0.67212 | 52.7469 | 0.01009 | 0.0005791 | 0.0007404
0.69444 | 0.15424 | 0.00524 | 0.0003375 | 0.000525 | 0.79444 | 0.14464 | 0.01279 | 0.000635 | 0.0009452 | 0.74602 | 0.14905 | 0.01768 | 0.000833 | 0.00114 | 0.74602 | 0.62084 | 0.0049 | 0.0002695 | 0.0003662 | 0.74944 | 0.61956 | 0.00658 | 0.000335 | 0.0004442 | 0.78392 | 1.2652 | 0.00699 | 0.000372 | 0.000481 | 0.69909 | 2.8796 | 0.00472 | 0.0002682 | 0.0003613 | 0.72668 | 2.8645 | 0.00537 | 0.0002932 | 0.0003892 | 0.66667 | 3.7053 | 0.00445 | 0.0002728 | 0.0003612 | 0.71413 | 4.5558 | 0.00463 | 0.000279 | 0.0003658 | 0.73333 | 4.5487 | 0.00507 | 0.0002938 | 0.0003854 | 0.75023 | 5.3304 | 0.00482 | 0.0003 | 0.0003906 | 0.76475 | 5.3214 | 0.0052 | 0.000313 | 0.0004085 | 0.77782 | 5.3133 | 0.00558 | 0.0003255 | 0.0004258 | 0.78956 | 6.1382 | 0.00517 | 0.0003078 | 0.0003991 | 0.7503 | 7.098 | 0.00501 | 0.0003283 | 0.0004278 | 0.76212 | 7.1009 | 0.00533 | 0.0003389 | 0.0004432 | 0.72757 | 7.0905 | 0.00541 | 0.0003464 | 0.0004538 | 0.70878 | 9.0924 | 0.00483 | 0.0003666 | 0.0004664 | 0.66711 | 9.8159 | 0.00492 | 0.0003626 | 0.0004694 | 0.71487 | 11.0259 | 0.00466 | 0.0003128 | 0.0004065 | 0.69023 | 10.9868 | 0.00473 | 0.0003181 | 0.0004139 | 0.70374 | 12.8839 | 0.00474 | 0.0003271 | 0.000425 | 0.71492 | 13.4176 | 0.00499 | 0.0003307 | 0.0004308 | 0.74393 | 13.4866 | 0.00541 | 0.0003438 | 0.0004486 | 0.76457 | 14.5296 | 0.00522 | 0.0003428 | 0.0004498 | 0.75071 | 14.5006 | 0.00575 | 0.000364 | 0.0004796 | 0.75069 | 16.0291 | 0.00509 | 0.0003387 | 0.0004372 | 0.73939 | 15.9902 | 0.00555 | 0.0003573 | 0.0004632 | 0.72988 | 15.9412 | 0.00602 | 0.000375 | 0.0004882 | 0.72996 | 17.2207 | 0.00582 | 0.0003884 | 0.0005056 | 0.70077 | 17.043 | 0.00593 | 0.0003958 | 0.0005159 | 0.7361 | 18.4657 | 0.00571 | 0.0003779 | 0.0004884 | 0.72197 | 18.4422 | 0.0057 | 0.0003932 | 0.0005042 | 0.71512 | 20.5746 | 0.00596 | 0.0004412 | 0.0005663 | 0.69043 | 21.2897 | 0.00677 | 0.000606 | 0.0007713 | 0.70392 | 21.409 | 0.00756 | 0.00064 | 0.0008206 | 0.71508 | 22.2939 | 0.00645 | 0.0004783 | 0.000615 | 0.69308 | 22.0569 | 0.00655 | 0.0004853 | 0.0006247 | 0.70391 | 22.082 | 0.00605 | 0.0004193 | 0.0005405 | 0.71505 | 22.1914 | 0.00668 | 0.0004419 | 0.0005716 | 0.71506 | 24.615 | 0.00656 | 0.0005081 | 0.0006449 | 0.76472 | 25.1287 | 0.00699 | 0.0005186 | 0.0006602 | 0.73245 | 24.5684 | 0.00741 | 0.0004849 | 0.0006278 | 0.69693 | 24.4413 | 0.00711 | 0.0004951 | 0.0006411 | 0.74151 | 25.0642 | 0.00752 | 0.0005049 | 0.0006556 | 0.70585 | 26.6473 | 0.00666 | 0.0004768 | 0.0006146 | 0.71504 | 26.7566 | 0.00722 | 0.0004967 | 0.0006432 | 0.6984 | 26.5598 | 0.00731 | 0.0005019 | 0.0006505 | 0.67487 | 25.79 | 0.00701 | 0.0004733 | 0.0006107 | 0.66737 | 24.3507 | 0.00736 | 0.0005085 | 0.0006564 | 0.67773 | 24.5192 | 0.00792 | 0.0005272 | 0.0006833 | 0.69963 | 26.9824 | 0.00765 | 0.0005292 | 0.0006865 | 0.70724 | 28.3693 | 0.00707 | 0.0004857 | 0.000625 | 0.65479 | 31.5247 | 0.00743 | 0.0005442 | 0.0006974 | 0.64276 | 31.2692 | 0.0075 | 0.0005486 | 0.0007034 | 0.7092 | 34.5425 | 0.00882 | 0.0005985 | 0.0007728 | 0.72636 | 38.0066 | 0.00771 | 0.0004959 | 0.0006376 | 0.69819 | 37.3679 | 0.00787 | 0.0005044 | 0.0006489 | 0.7358 | 38.2151 | 0.00852 | 0.0005222 | 0.0006735 | 0.78065 | 33.6835 | 0.00993 | 0.0006224 | 0.0008036 | 0.76436 | 34.3241 | 0.00969 | 0.0006153 | 0.000793 | 0.75507 | 41.826 | 0.00947 | 0.0005706 | 0.0007382 | 0.78821 | 45.4957 | 0.0092 | 0.0005363 | 0.0006906 | 0.76953 | 44.0298 | 0.00965 | 0.0005713 | 0.0007377 | 0.82897 | 47.5318 | 0.01029 | 0.000601 | 0.0007759 | 0.7577 | 48.2302 | 0.00988 | 0.0005494 | 0.0007066 | 0.76155 | 49.8916 | 0.01048 | 0.000632 | 0.0008168 | 0.76932 | 51.7007 | 0.01004 | 0.000558 | 0.0007182 | 0.76562 | 50.5679 | 0.00992 | 0.0005422 | 0.0006959 | 0.73264 | 53.4444 | 0.01037 | 0.0005803 | 0.0007451 | 0.72327 | 54.9258 | 0.01032 | 0.0005802 | 0.0007444 | 0.71413 | 54.5548 | 0.01038 | 0.0005832 | 0.0007481
0.79365 | 0.14462 | 0.00631 | 0.0003979 | 0.000608 | 0.84409 | 0.14043 | 0.01391 | 0.0006739 | 0.00101 | 0.82891 | 0.14174 | 0.02044 | 0.0009529 | 0.00127 | 0.82891 | 0.58929 | 0.00556 | 0.0002931 | 0.000393 | 0.81189 | 0.59552 | 0.00724 | 0.0003543 | 0.0004675 | 0.85519 | 1.2251 | 0.00763 | 0.0003874 | 0.000497 | 0.79896 | 2.8202 | 0.00528 | 0.0002837 | 0.0003748 | 0.81751 | 2.8082 | 0.00593 | 0.0003077 | 0.0004019 | 0.75 | 3.6588 | 0.00489 | 0.0002828 | 0.0003713 | 0.78555 | 4.5253 | 0.00498 | 0.0002857 | 0.0003735 | 0.8 | 4.5182 | 0.00542 | 0.0003003 | 0.0003927 | 0.81275 | 5.2899 | 0.00512 | 0.0003049 | 0.0003966 | 0.82358 | 5.2829 | 0.0055 | 0.0003177 | 0.0004143 | 0.83338 | 5.2758 | 0.00589 | 0.00033 | 0.0004314 | 0.84219 | 6.0937 | 0.00543 | 0.0003115 | 0.000404 | 0.80032 | 7.1053 | 0.00524 | 0.0003312 | 0.0004322 | 0.80976 | 7.1053 | 0.00555 | 0.0003417 | 0.0004474 | 0.77304 | 7.1028 | 0.00564 | 0.0003492 | 0.0004581 | 0.75047 | 9.1125 | 0.00501 | 0.0003684 | 0.0004696 | 0.74123 | 9.9009 | 0.00524 | 0.0003674 | 0.0004756 | 0.80423 | 11.1135 | 0.00503 | 0.000319 | 0.0004133 | 0.7765 | 11.0943 | 0.00509 | 0.0003243 | 0.0004208 | 0.78193 | 13.041 | 0.00505 | 0.0003318 | 0.0004308 | 0.78641 | 13.5748 | 0.00529 | 0.0003351 | 0.0004364 | 0.81156 | 13.6141 | 0.00571 | 0.000348 | 0.000454 | 0.83407 | 14.6669 | 0.00549 | 0.0003465 | 0.0004549 | 0.81327 | 14.628 | 0.00602 | 0.0003676 | 0.0004846 | 0.81325 | 16.256 | 0.00533 | 0.000342 | 0.0004418 | 0.79627 | 16.1972 | 0.0058 | 0.0003604 | 0.0004677 | 0.78202 | 16.1483 | 0.00627 | 0.000378 | 0.0004925 | 0.7821 | 17.5074 | 0.00605 | 0.0003911 | 0.0005099 | 0.75083 | 17.3396 | 0.00617 | 0.0003985 | 0.0005204 | 0.78518 | 18.7123 | 0.00592 | 0.0003803 | 0.0004922 | 0.7701 | 18.7085 | 0.00591 | 0.0003956 | 0.0005082 | 0.80451 | 21.1368 | 0.00635 | 0.0004466 | 0.0005732 | 0.77673 | 21.9306 | 0.00714 | 0.0006104 | 0.0007785 | 0.78213 | 21.9608 | 0.00793 | 0.0006441 | 0.0008274 | 0.79453 | 23.0254 | 0.0068 | 0.0004829 | 0.0006217 | 0.77008 | 22.8181 | 0.00691 | 0.00049 | 0.0006316 | 0.78212 | 22.8128 | 0.00641 | 0.0004245 | 0.0005476 | 0.78656 | 22.8531 | 0.00704 | 0.0004468 | 0.0005784 | 0.78657 | 25.3357 | 0.00689 | 0.0005119 | 0.0006508 | 0.83424 | 25.7605 | 0.0073 | 0.0005221 | 0.0006656 | 0.79349 | 25.2497 | 0.00773 | 0.0004889 | 0.0006339 | 0.76028 | 25.321 | 0.00743 | 0.0004993 | 0.0006479 | 0.8033 | 25.8551 | 0.00784 | 0.0005087 | 0.0006619 | 0.77002 | 27.3566 | 0.00696 | 0.0004804 | 0.0006207 | 0.77463 | 27.4067 | 0.00752 | 0.0005002 | 0.000649 | 0.7566 | 27.2198 | 0.00761 | 0.0005054 | 0.0006564 | 0.73111 | 26.6481 | 0.00732 | 0.0004774 | 0.0006174 | 0.72299 | 25.2382 | 0.00768 | 0.000513 | 0.000664 | 0.72987 | 25.3476 | 0.00824 | 0.0005315 | 0.0006906 | 0.75345 | 27.7707 | 0.00795 | 0.0005328 | 0.000693 | 0.76164 | 29.2472 | 0.00735 | 0.0004891 | 0.0006311 | 0.74833 | 33.3269 | 0.00793 | 0.000552 | 0.0007083 | 0.73459 | 33.0809 | 0.008 | 0.0005565 | 0.0007144 | 0.788 | 36.2665 | 0.00928 | 0.0006049 | 0.0007827 | 0.80706 | 39.6602 | 0.00813 | 0.000502 | 0.0006462 | 0.77577 | 39.0506 | 0.00829 | 0.0005106 | 0.0006578 | 0.80938 | 39.7112 | 0.00893 | 0.000528 | 0.0006817 | 0.85162 | 34.9991 | 0.01039 | 0.0006292 | 0.0008139 | 0.83384 | 35.6371 | 0.01015 | 0.0006222 | 0.0008037 | 0.818 | 43.3985 | 0.00985 | 0.0005757 | 0.0007464 | 0.84884 | 46.8496 | 0.00955 | 0.0005407 | 0.0006977 | 0.82873 | 45.5819 | 0.01001 | 0.0005759 | 0.0007455 | 0.88423 | 48.9063 | 0.01062 | 0.0006049 | 0.0007826 | 0.80821 | 49.7695 | 0.01021 | 0.0005537 | 0.000714 | 0.81232 | 51.4203 | 0.0108 | 0.0006358 | 0.0008239 | 0.8174 | 53.1895 | 0.01035 | 0.0005619 | 0.000725 | 0.81347 | 52.0859 | 0.01023 | 0.0005463 | 0.000703 | 0.77574 | 54.9784 | 0.01066 | 0.0005841 | 0.000752 | 0.76581 | 56.5981 | 0.0106 | 0.0005838 | 0.0007513 | 0.75614 | 56.2268 | 0.01067 | 0.0005869 | 0.0007551
0.89286 | 0.13671 | 0.00744 | 0.0004576 | 0.0006946 | 0.89374 | 0.13662 | 0.01507 | 0.0007131 | 0.00107 | 0.9118 | 0.13533 | 0.02333 | 0.00107 | 0.00141 | 0.9118 | 0.56086 | 0.00626 | 0.0003171 | 0.0004209 | 0.87434 | 0.57339 | 0.00793 | 0.000374 | 0.0004916 | 0.92645 | 1.1861 | 0.0083 | 0.0004032 | 0.0005134 | 0.89883 | 2.7519 | 0.00586 | 0.000299 | 0.0003878 | 0.90835 | 2.7459 | 0.00651 | 0.0003219 | 0.0004144 | 0.83333 | 3.6014 | 0.00533 | 0.0002925 | 0.000381 | 0.85696 | 4.4848 | 0.00534 | 0.0002924 | 0.0003808 | 0.86667 | 4.4778 | 0.00578 | 0.0003066 | 0.0003998 | 0.87527 | 5.2434 | 0.00542 | 0.0003097 | 0.0004025 | 0.8824 | 5.2374 | 0.00581 | 0.0003223 | 0.00042 | 0.88894 | 5.2324 | 0.00619 | 0.0003345 | 0.0004369 | 0.89483 | 6.0462 | 0.0057 | 0.0003152 | 0.0004087 | 0.85034 | 7.1017 | 0.00547 | 0.000334 | 0.0004365 | 0.85739 | 7.0997 | 0.00578 | 0.0003445 | 0.0004516 | 0.81852 | 7.1052 | 0.00587 | 0.000352 | 0.0004623 | 0.83385 | 9.1169 | 0.00536 | 0.0003736 | 0.0004757 | 0.83389 | 9.9398 | 0.00565 | 0.000374 | 0.0004827 | 0.89359 | 11.1415 | 0.00539 | 0.0003249 | 0.0004195 | 0.86278 | 11.1422 | 0.00546 | 0.0003302 | 0.0004271 | 0.86013 | 13.1287 | 0.00536 | 0.0003363 | 0.0004362 | 0.8579 | 13.6724 | 0.00559 | 0.0003393 | 0.0004416 | 0.87919 | 13.7019 | 0.006 | 0.0003519 | 0.0004589 | 0.90358 | 14.7445 | 0.00577 | 0.0003501 | 0.0004597 | 0.87583 | 14.7158 | 0.0063 | 0.000371 | 0.0004892 | 0.87581 | 16.4333 | 0.00558 | 0.000345 | 0.0004461 | 0.85315 | 16.3746 | 0.00605 | 0.0003634 | 0.0004719 | 0.83415 | 16.3158 | 0.00652 | 0.0003808 | 0.0004966 | 0.83424 | 17.7444 | 0.00628 | 0.0003936 | 0.000514 | 0.80088 | 17.5965 | 0.0064 | 0.0004011 | 0.0005245 | 0.88332 | 19.0966 | 0.00635 | 0.0003871 | 0.0004992 | 0.86637 | 19.1622 | 0.00634 | 0.0004023 | 0.0005155 | 0.89389 | 21.5604 | 0.00672 | 0.0004515 | 0.0005794 | 0.86304 | 22.4131 | 0.00751 | 0.0006144 | 0.0007848 | 0.86034 | 22.404 | 0.00829 | 0.0006479 | 0.0008334 | 0.87399 | 23.6282 | 0.00715 | 0.0004871 | 0.0006277 | 0.84709 | 23.4407 | 0.00726 | 0.0004942 | 0.0006377 | 0.86033 | 23.4251 | 0.00675 | 0.0004293 | 0.000554 | 0.85806 | 23.416 | 0.00738 | 0.0004513 | 0.0005845 | 0.85807 | 25.9478 | 0.0072 | 0.0005154 | 0.0006561 | 0.90376 | 26.2935 | 0.00761 | 0.0005253 | 0.0006705 | 0.85452 | 25.862 | 0.00804 | 0.0004926 | 0.0006395 | 0.82364 | 26.1021 | 0.00774 | 0.0005031 | 0.000654 | 0.86509 | 26.5572 | 0.00815 | 0.0005123 | 0.0006675 | 0.83419 | 27.9574 | 0.00725 | 0.0004838 | 0.0006262 | 0.83422 | 27.9581 | 0.00781 | 0.0005034 | 0.0006543 | 0.8148 | 27.7911 | 0.0079 | 0.0005087 | 0.0006617 | 0.78735 | 27.4378 | 0.00762 | 0.0004811 | 0.0006236 | 0.7786 | 26.0773 | 0.00799 | 0.0005171 | 0.0006709 | 0.83413 | 26.8584 | 0.00885 | 0.0005424 | 0.0007034 | 0.86109 | 29.1012 | 0.00851 | 0.0005422 | 0.0007043 | 0.87045 | 30.807 | 0.00789 | 0.0004981 | 0.0006416 | 0.84187 | 34.8546 | 0.0084 | 0.0005587 | 0.0007174 | 0.82641 | 34.6182 | 0.00848 | 0.0005633 | 0.0007238 | 0.8668 | 37.7846 | 0.00971 | 0.0006106 | 0.0007913 | 0.88777 | 41.0881 | 0.00853 | 0.0005074 | 0.0006538 | 0.85334 | 40.5078 | 0.0087 | 0.0005161 | 0.0006656 | 0.88296 | 41.0108 | 0.00933 | 0.0005331 | 0.000689 | 0.92259 | 36.208 | 0.01085 | 0.0006353 | 0.0008232 | 0.90333 | 36.8337 | 0.01059 | 0.0006283 | 0.0008132 | 0.88092 | 44.8145 | 0.01021 | 0.0005803 | 0.0007539 | 0.90948 | 48.0666 | 0.00989 | 0.0005448 | 0.0007041 | 0.88792 | 46.9972 | 0.01035 | 0.0005802 | 0.0007526 | 0.9395 | 50.1733 | 0.01095 | 0.0006085 | 0.0007888 | 0.85872 | 51.1819 | 0.01053 | 0.0005577 | 0.0007207 | 0.86309 | 52.8122 | 0.01111 | 0.0006393 | 0.0008304 | 0.86548 | 54.5513 | 0.01065 | 0.0005654 | 0.0007312 | 0.86133 | 53.487 | 0.01054 | 0.0005501 | 0.0007095 | 0.86193 | 57.7359 | 0.01123 | 0.0005936 | 0.0007644 | 0.8509 | 59.5825 | 0.01116 | 0.000593 | 0.0007637 | 0.84016 | 59.2306 | 0.01123 | 0.0005962 | 0.0007676
0.99206 | 0.1299 | 0.00863 | 0.000517 | 0.0007847 | 0.99305 | 0.12981 | 0.01747 | 0.0008273 | 0.00121 | 0.99469 | 0.12972 | 0.02636 | 0.00119 | 0.00155 | 0.99469 | 0.53512 | 0.00699 | 0.0003415 | 0.0004501 | 0.9368 | 0.55286 | 0.00864 | 0.0003941 | 0.0005166 | 0.99772 | 1.149 | 0.00899 | 0.0004192 | 0.0005301 | 0.9987 | 2.6807 | 0.00645 | 0.0003141 | 0.0004008 | 0.99918 | 2.6807 | 0.00711 | 0.000336 | 0.0004267 | 0.91667 | 3.5371 | 0.00578 | 0.0003021 | 0.0003904 | 0.92837 | 4.4355 | 0.0057 | 0.0002989 | 0.000388 | 0.93333 | 4.4315 | 0.00614 | 0.0003129 | 0.0004067 | 0.93779 | 5.192 | 0.00573 | 0.0003145 | 0.0004082 | 0.94123 | 5.189 | 0.00612 | 0.0003269 | 0.0004255 | 0.9445 | 5.1861 | 0.0065 | 0.0003389 | 0.0004423 | 0.94747 | 5.9968 | 0.00596 | 0.0003188 | 0.0004133 | 0.90036 | 7.0882 | 0.00569 | 0.0003368 | 0.0004406 | 0.95265 | 7.0657 | 0.00623 | 0.0003528 | 0.0004595 | 0.90946 | 7.0842 | 0.00632 | 0.0003601 | 0.0004702 | 0.93809 | 9.0744 | 0.0058 | 0.0003809 | 0.0004828 | 0.92654 | 9.9262 | 0.00605 | 0.0003803 | 0.0004894 | 0.98295 | 11.1199 | 0.00575 | 0.0003307 | 0.0004254 | 0.94906 | 11.1305 | 0.00582 | 0.0003358 | 0.0004329 | 0.93832 | 13.1667 | 0.00567 | 0.0003405 | 0.0004412 | 0.92939 | 13.7303 | 0.00588 | 0.0003433 | 0.0004465 | 0.94682 | 13.74 | 0.0063 | 0.0003558 | 0.0004636 | 0.97309 | 14.7824 | 0.00604 | 0.0003536 | 0.0004641 | 0.93839 | 14.7738 | 0.00657 | 0.0003743 | 0.0004935 | 0.93837 | 16.5609 | 0.00582 | 0.000348 | 0.0004502 | 0.91002 | 16.5123 | 0.00629 | 0.0003662 | 0.0004759 | 0.93842 | 16.5616 | 0.00701 | 0.0003893 | 0.0005042 | 0.93852 | 18.1194 | 0.00673 | 0.0004009 | 0.0005214 | 0.90099 | 18.0013 | 0.00685 | 0.0004084 | 0.0005321 | 0.98147 | 19.3718 | 0.00677 | 0.0003934 | 0.0005056 | 0.96263 | 19.497 | 0.00676 | 0.0004086 | 0.000522 | 0.98328 | 21.8751 | 0.00709 | 0.0004562 | 0.0005849 | 0.94934 | 22.7868 | 0.00786 | 0.000618 | 0.0007904 | 0.93856 | 22.7482 | 0.00864 | 0.0006514 | 0.0008388 | 0.95344 | 24.1221 | 0.00749 | 0.000491 | 0.000633 | 0.9241 | 23.9545 | 0.0076 | 0.0004981 | 0.0006432 | 0.93854 | 23.9486 | 0.00709 | 0.0004337 | 0.0005598 | 0.92957 | 23.8899 | 0.00772 | 0.0004555 | 0.0005901 | 0.92958 | 26.461 | 0.00751 | 0.0005186 | 0.0006609 | 0.97328 | 26.7374 | 0.00791 | 0.0005284 | 0.000675 | 0.9766 | 26.8894 | 0.00865 | 0.000503 | 0.0006494 | 0.887 | 26.7944 | 0.00805 | 0.0005066 | 0.0006596 | 0.98868 | 27.744 | 0.00874 | 0.0005219 | 0.0006775 | 0.89836 | 28.4493 | 0.00753 | 0.000487 | 0.0006312 | 0.95339 | 28.8139 | 0.00838 | 0.0005125 | 0.0006637 | 0.9312 | 28.6765 | 0.00847 | 0.0005178 | 0.0006713 | 0.89983 | 28.8205 | 0.00819 | 0.0004911 | 0.0006344 | 0.88983 | 27.5791 | 0.00859 | 0.0005276 | 0.000683 | 0.9384 | 28.173 | 0.00944 | 0.0005519 | 0.0007142 | 0.96872 | 30.1855 | 0.00905 | 0.0005505 | 0.0007141 | 0.97925 | 32.1308 | 0.0084 | 0.000506 | 0.0006507 | 0.93541 | 36.1562 | 0.00885 | 0.0005647 | 0.0007254 | 0.91823 | 35.9296 | 0.00893 | 0.0005693 | 0.0007318 | 0.9456 | 39.146 | 0.01013 | 0.0006156 | 0.0007989 | 0.96848 | 42.3193 | 0.00891 | 0.0005123 | 0.0006606 | 0.93092 | 41.7683 | 0.00909 | 0.0005211 | 0.0006726 | 0.95654 | 42.1533 | 0.00972 | 0.0005378 | 0.0006955 | 0.99356 | 37.3196 | 0.01128 | 0.0006408 | 0.0008316 | 0.97282 | 37.9432 | 0.01102 | 0.0006339 | 0.0008219 | 0.94384 | 46.0733 | 0.01057 | 0.0005844 | 0.0007607 | 0.97011 | 49.1461 | 0.01022 | 0.0005486 | 0.00071 | 0.94712 | 48.2752 | 0.01069 | 0.0005841 | 0.0007591 | 0.99476 | 51.3327 | 0.01127 | 0.0006119 | 0.0007944 | 0.90924 | 52.477 | 0.01084 | 0.0005613 | 0.000727 | 0.91386 | 54.0869 | 0.01141 | 0.0006425 | 0.0008364 | 0.96164 | 56.9623 | 0.01123 | 0.0005747 | 0.0007424 | 0.95703 | 56.0168 | 0.01112 | 0.00056 | 0.0007212 | 0.96967 | 60.6615 | 0.01191 | 0.0006054 | 0.0007778 | 0.95727 | 62.765 | 0.01181 | 0.0006043 | 0.0007769 | 0.94518 | 62.4324 | 0.01189 | 0.0006076 | 0.000781
1.0913 | 0.12439 | 0.00988 | 0.0005763 | 0.0008778 | 1.1172 | 0.1229 | 0.02064 | 0.0009858 | 0.00138 | 1.0776 | 0.12511 | 0.0295 | 0.0013 | 0.00169 | 1.0776 | 0.5119 | 0.00776 | 0.0003665 | 0.0004805 | 0.99925 | 0.53384 | 0.00938 | 0.0004147 | 0.0005423 | 1.1403 | 1.0819 | 0.01043 | 0.0004746 | 0.0005648 | 1.0986 | 2.6085 | 0.00706 | 0.0003292 | 0.0004137 | 1.09 | 2.6145 | 0.00771 | 0.0003502 | 0.000439 | 1 | 3.4698 | 0.00624 | 0.0003117 | 0.0003997 | 0.99979 | 4.3801 | 0.00607 | 0.0003054 | 0.000395 | 1 | 4.3802 | 0.00651 | 0.0003191 | 0.0004135 | 1.0003 | 5.1366 | 0.00604 | 0.0003193 | 0.0004138 | 1.0001 | 5.1377 | 0.00643 | 0.0003315 | 0.000431 | 1.0001 | 5.1377 | 0.00681 | 0.0003434 | 0.0004476 | 1.0527 | 5.895 | 0.0065 | 0.0003306 | 0.0004224 | 1.0004 | 7.0382 | 0.00615 | 0.0003453 | 0.0004485 | 1.0717 | 6.9897 | 0.00681 | 0.0003646 | 0.0004689 | 1.0231 | 7.0242 | 0.00689 | 0.0003717 | 0.0004795 | 1.0423 | 8.9951 | 0.00625 | 0.000388 | 0.0004895 | 1.0192 | 9.8738 | 0.00646 | 0.0003865 | 0.0004956 | 1.0723 | 11.0585 | 0.00611 | 0.0003363 | 0.000431 | 1.0353 | 11.0891 | 0.00618 | 0.0003414 | 0.0004385 | 1.0165 | 13.155 | 0.00597 | 0.0003447 | 0.000446 | 1.0009 | 13.7585 | 0.00617 | 0.0003471 | 0.0004512 | 1.0144 | 13.7583 | 0.00659 | 0.0003595 | 0.0004681 | 1.0426 | 14.7906 | 0.00631 | 0.0003569 | 0.0004684 | 1.001 | 14.792 | 0.00684 | 0.0003775 | 0.0004977 | 1.0009 | 16.6687 | 0.00607 | 0.0003508 | 0.000454 | 1.0238 | 16.6984 | 0.00678 | 0.0003747 | 0.0004832 | 1.0427 | 16.7181 | 0.00749 | 0.0003972 | 0.0005111 | 1.0428 | 18.3753 | 0.00717 | 0.0004076 | 0.0005281 | 1.0011 | 18.287 | 0.00729 | 0.0004151 | 0.0005389 | 1.0796 | 19.5679 | 0.00718 | 0.0003994 | 0.0005114 | 1.0589 | 19.7527 | 0.00717 | 0.0004144 | 0.0005281 | 1.0727 | 22.1006 | 0.00746 | 0.0004606 | 0.0005901 | 1.0356 | 23.0815 | 0.00821 | 0.0006215 | 0.0007955 | 1.0168 | 23.0232 | 0.00899 | 0.0006546 | 0.0008438 | 1.0329 | 24.5169 | 0.00782 | 0.0004946 | 0.000638 | 1.0011 | 24.3691 | 0.00793 | 0.0005018 | 0.0006482 | 1.0168 | 24.3829 | 0.00742 | 0.0004378 | 0.0005651 | 1.0011 | 24.2946 | 0.00806 | 0.0004594 | 0.0005953 | 1.0011 | 26.895 | 0.00781 | 0.0005216 | 0.0006653 | 1.1123 | 27.4373 | 0.00851 | 0.0005372 | 0.000683 | 1.0987 | 27.7093 | 0.00924 | 0.0005122 | 0.0006581 | 1.0137 | 27.9515 | 0.00863 | 0.0005161 | 0.0006694 | 1.1123 | 28.6835 | 0.00931 | 0.0005305 | 0.0006862 | 1.0267 | 29.216 | 0.00809 | 0.0004959 | 0.0006402 | 1.0726 | 29.4225 | 0.00893 | 0.0005207 | 0.0006719 | 1.0476 | 29.3148 | 0.00903 | 0.0005261 | 0.0006796 | 1.0123 | 29.9967 | 0.00873 | 0.0004998 | 0.0006437 | 1.0011 | 28.8845 | 0.00916 | 0.0005368 | 0.0006934 | 1.0427 | 29.3304 | 0.01 | 0.0005603 | 0.0007237 | 1.0764 | 31.0927 | 0.00958 | 0.0005579 | 0.0007227 | 1.0881 | 33.2576 | 0.00889 | 0.0005131 | 0.0006586 | 1.029 | 37.2809 | 0.00929 | 0.0005701 | 0.0007324 | 1.0101 | 37.064 | 0.00937 | 0.0005748 | 0.000739 | 1.0244 | 40.3599 | 0.01053 | 0.0006202 | 0.0008056 | 1.0492 | 43.393 | 0.00929 | 0.0005168 | 0.0006667 | 1.0085 | 42.8715 | 0.00947 | 0.0005257 | 0.0006789 | 1.0301 | 43.1579 | 0.0101 | 0.0005422 | 0.0007015 | 1.0645 | 38.3533 | 0.01171 | 0.000646 | 0.0008393 | 1.0423 | 38.9652 | 0.01144 | 0.0006391 | 0.0008298 | 1.0068 | 47.2145 | 0.01091 | 0.0005883 | 0.0007669 | 1.0307 | 50.1278 | 0.01054 | 0.0005521 | 0.0007154 | 1.0063 | 49.4455 | 0.01102 | 0.0005878 | 0.0007651 | 1.1053 | 53.3968 | 0.01188 | 0.0006211 | 0.0008047 | 1.0103 | 54.7938 | 0.01144 | 0.0005711 | 0.0007382 | 1.0154 | 56.3129 | 0.01199 | 0.000651 | 0.0008471 | 1.0819 | 59.5019 | 0.01192 | 0.0005865 | 0.0007545 | 1.0767 | 58.7051 | 0.01183 | 0.0005725 | 0.0007339 | 1.0774 | 63.1184 | 0.01256 | 0.0006158 | 0.0007893 | 1.0636 | 65.4693 | 0.01244 | 0.0006142 | 0.0007882 | 1.0502 | 65.1561 | 0.01252 | 0.0006175 | 0.0007925
1.1905 | 0.11889 | 0.01119 | 0.0006358 | 0.0009738 | 1.2413 | 0.11609 | 0.02399 | 0.00114 | 0.00157 | 1.1605 | 0.1205 | 0.03277 | 0.00142 | 0.00184 | 1.1605 | 0.49067 | 0.00856 | 0.000392 | 0.0005122 | 1.1242 | 0.4997 | 0.01093 | 0.0004825 | 0.0005964 | 1.2828 | 1.0208 | 0.01196 | 0.00053 | 0.0006012 | 1.1984 | 2.5363 | 0.00768 | 0.0003443 | 0.0004266 | 1.1809 | 2.5483 | 0.00834 | 0.0003644 | 0.0004514 | 1.0833 | 3.4005 | 0.00671 | 0.0003212 | 0.000409 | 1.0712 | 4.3218 | 0.00644 | 0.0003118 | 0.0004019 | 1.0667 | 4.3259 | 0.00688 | 0.0003253 | 0.0004202 | 1.0628 | 5.0793 | 0.00636 | 0.000324 | 0.0004194 | 1.0589 | 5.0834 | 0.00674 | 0.0003361 | 0.0004363 | 1.1112 | 5.0342 | 0.00745 | 0.0003578 | 0.000458 | 1.1843 | 5.7663 | 0.00719 | 0.0003479 | 0.0004336 | 1.1255 | 6.9483 | 0.00672 | 0.0003574 | 0.0004579 | 1.1908 | 6.8929 | 0.00739 | 0.0003763 | 0.0004778 | 1.1368 | 6.9393 | 0.00747 | 0.0003831 | 0.0004885 | 1.1465 | 8.893 | 0.0067 | 0.000395 | 0.0004959 | 1.1119 | 9.7966 | 0.00687 | 0.0003925 | 0.0005016 | 1.1617 | 10.9773 | 0.00648 | 0.0003418 | 0.0004363 | 1.1216 | 11.0179 | 0.00654 | 0.0003468 | 0.0004438 | 1.0947 | 13.1235 | 0.00628 | 0.0003487 | 0.0004505 | 1.0724 | 13.7469 | 0.00647 | 0.0003509 | 0.0004556 | 1.0821 | 13.7468 | 0.00688 | 0.0003631 | 0.0004724 | 1.1121 | 14.769 | 0.00658 | 0.0003602 | 0.0004724 | 1.1261 | 14.759 | 0.00739 | 0.0003875 | 0.0005055 | 1.126 | 16.7851 | 0.00655 | 0.0003594 | 0.0004611 | 1.1375 | 16.7851 | 0.00726 | 0.0003827 | 0.00049 | 1.147 | 16.7952 | 0.00797 | 0.0004048 | 0.0005176 | 1.1471 | 18.5518 | 0.00761 | 0.000414 | 0.0005342 | 1.1012 | 18.4834 | 0.00773 | 0.0004215 | 0.0005451 | 1.1778 | 19.6846 | 0.00759 | 0.0004052 | 0.0005168 | 1.1552 | 19.929 | 0.00757 | 0.00042 | 0.0005336 | 1.1621 | 22.2667 | 0.00782 | 0.0004648 | 0.0005948 | 1.1219 | 23.307 | 0.00856 | 0.0006247 | 0.0008002 | 1.095 | 23.2388 | 0.00934 | 0.0006578 | 0.0008483 | 1.1123 | 24.8323 | 0.00814 | 0.0004981 | 0.0006425 | 1.0781 | 24.7044 | 0.00826 | 0.0005052 | 0.0006528 | 1.095 | 24.738 | 0.00775 | 0.0004417 | 0.0005701 | 1.1441 | 24.9357 | 0.00871 | 0.0004713 | 0.0006046 | 1.1441 | 27.5651 | 0.0084 | 0.0005305 | 0.0006733 | 1.2514 | 27.9292 | 0.00909 | 0.0005454 | 0.0006902 | 1.2207 | 28.361 | 0.00982 | 0.0005208 | 0.0006658 | 1.1404 | 28.8712 | 0.0092 | 0.0005247 | 0.0006779 | 1.2358 | 29.4349 | 0.00986 | 0.0005384 | 0.0006938 | 1.155 | 29.7453 | 0.00863 | 0.0005042 | 0.0006481 | 1.1917 | 29.8731 | 0.00947 | 0.0005284 | 0.0006793 | 1.164 | 29.7853 | 0.00957 | 0.0005338 | 0.0006871 | 1.1248 | 30.9854 | 0.00926 | 0.0005077 | 0.0006519 | 1.1123 | 30.0226 | 0.00971 | 0.0005449 | 0.0007024 | 1.1469 | 30.3498 | 0.01054 | 0.0005678 | 0.0007321 | 1.184 | 31.8419 | 0.01009 | 0.0005648 | 0.0007304 | 1.1969 | 34.2265 | 0.00937 | 0.0005195 | 0.0006657 | 1.1225 | 38.2478 | 0.00971 | 0.0005751 | 0.0007387 | 1.1019 | 38.0507 | 0.0098 | 0.0005798 | 0.0007454 | 1.1032 | 41.4459 | 0.01092 | 0.0006245 | 0.0008118 | 1.1299 | 44.3388 | 0.00965 | 0.000521 | 0.0006722 | 1.0861 | 43.8468 | 0.00984 | 0.00053 | 0.0006846 | 1.1037 | 44.0444 | 0.01047 | 0.0005462 | 0.0007069 | 1.1355 | 39.3089 | 0.01212 | 0.0006507 | 0.0008464 | 1.1118 | 39.9092 | 0.01184 | 0.0006439 | 0.0008371 | 1.0697 | 48.2376 | 0.01125 | 0.0005919 | 0.0007726 | 1.0914 | 51.0112 | 0.01086 | 0.0005555 | 0.0007205 | 1.0655 | 50.4978 | 0.01134 | 0.0005912 | 0.0007706 | 1.2435 | 55.5599 | 0.01262 | 0.000633 | 0.0008158 | 1.1365 | 57.2093 | 0.01216 | 0.0005836 | 0.0007503 | 1.1423 | 58.6076 | 0.01269 | 0.0006619 | 0.0008587 | 1.2021 | 61.6004 | 0.01258 | 0.0005971 | 0.000765 | 1.1963 | 60.9726 | 0.0125 | 0.0005835 | 0.0007449 | 1.1852 | 65.2138 | 0.01319 | 0.0006251 | 0.0007994 | 1.17 | 67.7926 | 0.01305 | 0.000623 | 0.0007982 | 1.1552 | 67.4889 | 0.01313 | 0.0006264 | 0.0008025
1.2897 | 0.11358 | 0.01256 | 0.000696 | 0.00107 | 1.3654 | 0.10989 | 0.02753 | 0.00129 | 0.00176 | 1.2434 | 0.116 | 0.03616 | 0.00153 | 0.002 | 1.2434 | 0.47125 | 0.0094 | 0.000418 | 0.0005452 | 1.2491 | 0.46996 | 0.01259 | 0.0005497 | 0.0006538 | 1.4253 | 0.96663 | 0.01358 | 0.0005858 | 0.0006396 | 1.2983 | 2.4651 | 0.00833 | 0.0003596 | 0.0004397 | 1.2717 | 2.4832 | 0.00898 | 0.0003787 | 0.0004638 | 1.1667 | 3.3313 | 0.00719 | 0.0003308 | 0.0004182 | 1.1426 | 4.2606 | 0.00681 | 0.0003182 | 0.0004088 | 1.1333 | 4.2686 | 0.00725 | 0.0003315 | 0.0004268 | 1.1254 | 5.021 | 0.00668 | 0.0003287 | 0.0004249 | 1.1765 | 4.9728 | 0.00738 | 0.0003511 | 0.0004469 | 1.2501 | 4.9026 | 0.00826 | 0.0003793 | 0.0004708 | 1.3159 | 5.6397 | 0.0079 | 0.0003649 | 0.0004445 | 1.2505 | 6.8385 | 0.00731 | 0.0003694 | 0.000467 | 1.3099 | 6.7822 | 0.00797 | 0.0003878 | 0.0004865 | 1.2505 | 6.8386 | 0.00805 | 0.0003943 | 0.0004971 | 1.2508 | 8.7751 | 0.00715 | 0.000402 | 0.0005021 | 1.2045 | 9.7016 | 0.00728 | 0.0003985 | 0.0005073 | 1.251 | 10.8762 | 0.00685 | 0.0003472 | 0.0004415 | 1.2079 | 10.9268 | 0.00691 | 0.0003521 | 0.000449 | 1.1729 | 13.0722 | 0.00658 | 0.0003527 | 0.0004548 | 1.1439 | 13.7255 | 0.00676 | 0.0003546 | 0.0004598 | 1.2173 | 13.6743 | 0.00747 | 0.0003748 | 0.0004805 | 1.2511 | 14.6663 | 0.00713 | 0.0003706 | 0.0004801 | 1.2512 | 14.6666 | 0.00793 | 0.0003972 | 0.0005127 | 1.2512 | 16.8122 | 0.00703 | 0.0003676 | 0.0004678 | 1.2513 | 16.8124 | 0.00774 | 0.0003905 | 0.0004963 | 1.2512 | 16.8127 | 0.00845 | 0.0004121 | 0.0005236 | 1.2514 | 18.6489 | 0.00804 | 0.0004201 | 0.0005399 | 1.2013 | 18.6104 | 0.00816 | 0.0004276 | 0.0005509 | 1.2759 | 19.7517 | 0.008 | 0.0004107 | 0.0005219 | 1.2514 | 20.0558 | 0.00797 | 0.0004253 | 0.0005389 | 1.2515 | 22.3833 | 0.00818 | 0.0004688 | 0.0005993 | 1.2083 | 23.473 | 0.0089 | 0.0006278 | 0.0008045 | 1.2514 | 23.5416 | 0.01003 | 0.0006672 | 0.0008566 | 1.2713 | 25.2947 | 0.00878 | 0.0005085 | 0.0006508 | 1.2321 | 25.1966 | 0.0089 | 0.0005157 | 0.0006612 | 1.2514 | 25.2998 | 0.0084 | 0.0004534 | 0.000579 | 1.2871 | 25.3987 | 0.00935 | 0.0004822 | 0.0006129 | 1.2871 | 28.0372 | 0.00898 | 0.0005387 | 0.0006803 | 1.3904 | 28.2725 | 0.00966 | 0.0005532 | 0.0006966 | 1.3428 | 28.8741 | 0.01038 | 0.0005287 | 0.0006728 | 1.2671 | 29.6028 | 0.00975 | 0.0005325 | 0.0006854 | 1.3594 | 30.0276 | 0.0104 | 0.0005456 | 0.0007007 | 1.2834 | 30.1265 | 0.00917 | 0.0005119 | 0.0006552 | 1.3109 | 30.1953 | 0.01001 | 0.0005357 | 0.000686 | 1.2804 | 30.1173 | 0.01011 | 0.0005411 | 0.0006938 | 1.2373 | 31.8159 | 0.00977 | 0.0005149 | 0.0006592 | 1.2235 | 31.0126 | 0.01023 | 0.0005522 | 0.0007104 | 1.2512 | 31.2308 | 0.01106 | 0.0005747 | 0.0007397 | 1.2916 | 32.4728 | 0.01059 | 0.0005712 | 0.0007374 | 1.3057 | 35.047 | 0.00983 | 0.0005254 | 0.0006721 | 1.216 | 39.0865 | 0.01013 | 0.0005797 | 0.0007445 | 1.1937 | 38.8992 | 0.01022 | 0.0005844 | 0.0007512 | 1.182 | 42.4336 | 0.01131 | 0.0006284 | 0.0008174 | 1.2106 | 45.1663 | 0.01001 | 0.000525 | 0.0006774 | 1.1636 | 44.6939 | 0.0102 | 0.000534 | 0.0006899 | 1.1773 | 44.8424 | 0.01083 | 0.0005501 | 0.000712 | 1.2065 | 40.206 | 0.01253 | 0.0006552 | 0.000853 | 1.1813 | 40.7849 | 0.01224 | 0.0006484 | 0.0008439 | 1.1326 | 49.1523 | 0.01158 | 0.0005953 | 0.0007779 | 1.2126 | 52.5425 | 0.01148 | 0.0005651 | 0.0007298 | 1.1839 | 52.347 | 0.01197 | 0.0006007 | 0.0007806 | 1.3816 | 57.3296 | 0.01333 | 0.0006437 | 0.0008256 | 1.2628 | 59.2127 | 0.01285 | 0.0005948 | 0.0007609 | 1.2692 | 60.4904 | 0.01336 | 0.0006716 | 0.0008688 | 1.3223 | 63.3657 | 0.01322 | 0.0006066 | 0.0007743 | 1.3159 | 62.897 | 0.01315 | 0.0005935 | 0.0007546 | 1.2929 | 67.0058 | 0.0138 | 0.0006337 | 0.0008085 | 1.2764 | 69.8127 | 0.01363 | 0.0006311 | 0.000807 | 1.2602 | 69.5287 | 0.01372 | 0.0006345 | 0.0008115
1.3889 | 0.10888 | 0.01399 | 0.0007571 | 0.00118 | 1.4896 | 0.10448 | 0.03127 | 0.00144 | 0.00195 | 1.3263 | 0.11179 | 0.03969 | 0.00165 | 0.00215 | 1.3263 | 0.45343 | 0.01026 | 0.0004446 | 0.0005793 | 1.374 | 0.44393 | 0.01435 | 0.0006169 | 0.0007145 | 1.5678 | 0.91818 | 0.01529 | 0.0006421 | 0.00068 | 1.3982 | 2.396 | 0.00899 | 0.000375 | 0.0004529 | 1.3625 | 2.4201 | 0.00963 | 0.0003932 | 0.0004764 | 1.25 | 3.2621 | 0.00768 | 0.0003405 | 0.0004274 | 1.214 | 4.1983 | 0.00719 | 0.0003247 | 0.0004156 | 1.2 | 4.2104 | 0.00763 | 0.0003377 | 0.0004334 | 1.2504 | 4.9015 | 0.00733 | 0.0003444 | 0.0004357 | 1.3236 | 4.8323 | 0.0082 | 0.0003734 | 0.0004601 | 1.389 | 4.7701 | 0.00909 | 0.0004005 | 0.0004835 | 1.4475 | 5.5151 | 0.00862 | 0.0003819 | 0.0004554 | 1.3756 | 6.7168 | 0.0079 | 0.0003812 | 0.0004758 | 1.429 | 6.6636 | 0.00857 | 0.0003993 | 0.0004951 | 1.3642 | 6.729 | 0.00864 | 0.0004054 | 0.0005055 | 1.355 | 8.6483 | 0.00761 | 0.000409 | 0.0005082 | 1.2972 | 9.5947 | 0.0077 | 0.0004044 | 0.0005129 | 1.3404 | 10.7653 | 0.00722 | 0.0003526 | 0.0004465 | 1.2942 | 10.8158 | 0.00728 | 0.0003575 | 0.000454 | 1.2511 | 13.001 | 0.00689 | 0.0003566 | 0.000459 | 1.2869 | 13.6131 | 0.00735 | 0.0003666 | 0.0004679 | 1.3526 | 13.5523 | 0.00806 | 0.0003862 | 0.0004882 | 1.3901 | 14.5241 | 0.00768 | 0.0003808 | 0.0004873 | 1.3763 | 14.5345 | 0.00849 | 0.0004068 | 0.0005196 | 1.3763 | 16.7897 | 0.00751 | 0.0003756 | 0.000474 | 1.365 | 16.7902 | 0.00822 | 0.000398 | 0.0005023 | 1.3555 | 16.7906 | 0.00893 | 0.0004193 | 0.0005293 | 1.3556 | 18.6963 | 0.00847 | 0.000426 | 0.0005453 | 1.3014 | 18.6777 | 0.00859 | 0.0004334 | 0.0005563 | 1.3741 | 19.7792 | 0.00841 | 0.0004161 | 0.0005268 | 1.3477 | 20.1331 | 0.00837 | 0.0004304 | 0.0005438 | 1.4302 | 22.4777 | 0.0089 | 0.000482 | 0.0006076 | 1.3809 | 23.6863 | 0.00959 | 0.0006374 | 0.0008125 | 1.4078 | 23.7059 | 0.01071 | 0.0006761 | 0.000864 | 1.4302 | 25.5687 | 0.00942 | 0.0005184 | 0.0006581 | 1.3862 | 25.5104 | 0.00954 | 0.0005255 | 0.0006687 | 1.4078 | 25.6733 | 0.00903 | 0.0004644 | 0.000587 | 1.4301 | 25.7129 | 0.00998 | 0.0004924 | 0.0006204 | 1.4301 | 28.3407 | 0.00955 | 0.0005464 | 0.0006867 | 1.5294 | 28.487 | 0.01023 | 0.0005606 | 0.0007026 | 1.4649 | 29.2782 | 0.01093 | 0.0005362 | 0.0006792 | 1.3939 | 30.1757 | 0.01029 | 0.0005397 | 0.0006922 | 1.483 | 30.4915 | 0.01093 | 0.0005525 | 0.000707 | 1.4117 | 30.3892 | 0.0097 | 0.0005192 | 0.0006617 | 1.4301 | 30.4186 | 0.01054 | 0.0005426 | 0.0006922 | 1.3968 | 30.3605 | 0.01064 | 0.000548 | 0.0007001 | 1.3497 | 32.5279 | 0.01027 | 0.0005216 | 0.0006659 | 1.3347 | 31.8641 | 0.01074 | 0.0005589 | 0.0007177 | 1.3555 | 32.0131 | 0.01157 | 0.0005811 | 0.0007466 | 1.3993 | 32.995 | 0.01108 | 0.0005772 | 0.0007438 | 1.4145 | 35.7489 | 0.01029 | 0.0005309 | 0.000678 | 1.3096 | 39.8167 | 0.01054 | 0.000584 | 0.0007497 | 1.2855 | 39.6393 | 0.01063 | 0.0005887 | 0.0007565 | 1.2608 | 43.3126 | 0.01168 | 0.0006321 | 0.0008226 | 1.2913 | 45.8952 | 0.01037 | 0.0005287 | 0.0006822 | 1.2412 | 45.4524 | 0.01056 | 0.0005377 | 0.0006948 | 1.2509 | 45.5416 | 0.01118 | 0.0005537 | 0.0007167 | 1.2774 | 41.0343 | 0.01292 | 0.0006593 | 0.0008591 | 1.2508 | 41.6019 | 0.01263 | 0.0006527 | 0.0008503 | 1.2585 | 50.7459 | 0.01222 | 0.000605 | 0.0007876 | 1.3642 | 54.1031 | 0.01224 | 0.0005779 | 0.00074 | 1.3319 | 54.2254 | 0.01272 | 0.0006132 | 0.0007915 | 1.5198 | 58.8043 | 0.01402 | 0.0006535 | 0.0008343 | 1.3891 | 60.8821 | 0.01352 | 0.0006049 | 0.0007702 | 1.3962 | 62.0492 | 0.01402 | 0.0006805 | 0.0008777 | 1.4425 | 64.8461 | 0.01385 | 0.0006155 | 0.0007827 | 1.4355 | 64.5366 | 0.01378 | 0.0006026 | 0.0007633 | 1.4006 | 68.553 | 0.01439 | 0.0006416 | 0.0008167 | 1.3827 | 71.5883 | 0.0142 | 0.0006385 | 0.0008151 | 1.3653 | 71.3139 | 0.01429 | 0.0006419 | 0.0008196
1.4881 | 0.10457 | 0.01548 | 0.0008192 | 0.00128 | 1.6137 | 0.099614 | 0.0352 | 0.00159 | 0.00216 | 1.492 | 0.10438 | 0.04712 | 0.00202 | 0.00248 | 1.492 | 0.422 | 0.0121 | 0.0005315 | 0.0006514 | 1.4989 | 0.42081 | 0.01621 | 0.0006844 | 0.0007785 | 1.7104 | 0.87463 | 0.01709 | 0.0006992 | 0.0007225 | 1.4981 | 2.3289 | 0.00967 | 0.0003906 | 0.0004663 | 1.4534 | 2.359 | 0.01031 | 0.0004078 | 0.0004891 | 1.3333 | 3.194 | 0.00818 | 0.0003503 | 0.0004367 | 1.2854 | 4.1351 | 0.00758 | 0.0003312 | 0.0004224 | 1.3333 | 4.093 | 0.00841 | 0.0003586 | 0.0004465 | 1.4067 | 4.753 | 0.00816 | 0.0003677 | 0.0004492 | 1.4707 | 4.6928 | 0.00905 | 0.0003955 | 0.0004731 | 1.5279 | 4.6397 | 0.00995 | 0.0004217 | 0.0004962 | 1.5791 | 5.3957 | 0.00936 | 0.0003987 | 0.0004663 | 1.5006 | 6.5903 | 0.00851 | 0.0003931 | 0.0004845 | 1.5481 | 6.5411 | 0.00918 | 0.0004107 | 0.0005035 | 1.4779 | 6.6134 | 0.00925 | 0.0004166 | 0.0005138 | 1.4592 | 8.5166 | 0.00808 | 0.000416 | 0.0005141 | 1.3898 | 9.4809 | 0.00812 | 0.0004103 | 0.0005183 | 1.4297 | 10.6345 | 0.00759 | 0.0003581 | 0.0004514 | 1.3805 | 10.705 | 0.00765 | 0.0003628 | 0.0004589 | 1.4075 | 12.819 | 0.00752 | 0.0003696 | 0.0004671 | 1.4298 | 13.4711 | 0.00794 | 0.0003783 | 0.0004756 | 1.4879 | 13.4005 | 0.00866 | 0.0003974 | 0.0004955 | 1.5291 | 14.3422 | 0.00824 | 0.0003909 | 0.0004943 | 1.5014 | 14.3728 | 0.00904 | 0.0004162 | 0.0005263 | 1.5014 | 16.7176 | 0.00799 | 0.0003834 | 0.0004799 | 1.4788 | 16.7282 | 0.0087 | 0.0004053 | 0.0005079 | 1.4598 | 16.7387 | 0.00941 | 0.0004262 | 0.0005348 | 1.4599 | 18.7042 | 0.0089 | 0.0004318 | 0.0005504 | 1.4015 | 18.7055 | 0.00903 | 0.0004391 | 0.0005614 | 1.5704 | 19.735 | 0.00922 | 0.0004342 | 0.0005359 | 1.5402 | 20.1885 | 0.00917 | 0.0004475 | 0.0005531 | 1.609 | 22.4632 | 0.00962 | 0.0004946 | 0.0006152 | 1.5535 | 23.7911 | 0.01026 | 0.0006465 | 0.0008196 | 1.5643 | 23.7911 | 0.01139 | 0.0006847 | 0.0008707 | 1.5891 | 25.7037 | 0.01005 | 0.0005277 | 0.0006649 | 1.5402 | 25.6753 | 0.01017 | 0.0005348 | 0.0006755 | 1.5642 | 25.908 | 0.00965 | 0.0004747 | 0.0005943 | 1.5731 | 25.9181 | 0.0106 | 0.0005021 | 0.0006274 | 1.5731 | 28.5353 | 0.01011 | 0.0005538 | 0.0006926 | 1.6685 | 28.6123 | 0.01079 | 0.0005677 | 0.0007081 | 1.587 | 29.5932 | 0.01148 | 0.0005433 | 0.0006852 | 1.5206 | 30.6197 | 0.01082 | 0.0005466 | 0.0006984 | 1.6066 | 30.8563 | 0.01146 | 0.000559 | 0.0007128 | 1.54 | 30.5729 | 0.01023 | 0.0005262 | 0.0006678 | 1.5493 | 30.5829 | 0.01107 | 0.0005493 | 0.000698 | 1.5132 | 30.5347 | 0.01117 | 0.0005547 | 0.0007059 | 1.4622 | 33.121 | 0.01077 | 0.0005278 | 0.000672 | 1.446 | 32.6068 | 0.01124 | 0.0005652 | 0.0007243 | 1.4597 | 32.6864 | 0.01207 | 0.000587 | 0.0007529 | 1.5069 | 33.4481 | 0.01157 | 0.0005828 | 0.0007497 | 1.5233 | 36.3518 | 0.01073 | 0.0005361 | 0.0006834 | 1.4031 | 40.458 | 0.01094 | 0.0005881 | 0.0007546 | 1.3773 | 40.2905 | 0.01103 | 0.0005928 | 0.0007614 | 1.3396 | 44.1128 | 0.01205 | 0.0006356 | 0.0008274 | 1.372 | 46.5452 | 0.01072 | 0.0005322 | 0.0006866 | 1.3188 | 46.1321 | 0.01091 | 0.0005413 | 0.0006994 | 1.3244 | 46.172 | 0.01153 | 0.0005572 | 0.0007211 | 1.4194 | 42.5241 | 0.01369 | 0.0006714 | 0.0008702 | 1.3897 | 43.0796 | 0.01339 | 0.0006648 | 0.0008618 | 1.4158 | 52.3488 | 0.013 | 0.0006179 | 0.0007981 | 1.5158 | 55.3489 | 0.01297 | 0.0005897 | 0.0007491 | 1.4799 | 55.7394 | 0.01346 | 0.0006245 | 0.0008011 | 1.6579 | 60.0227 | 0.0147 | 0.0006626 | 0.0008421 | 1.5154 | 62.286 | 0.01417 | 0.0006143 | 0.0007787 | 1.5231 | 63.3427 | 0.01466 | 0.0006888 | 0.0008858 | 1.5627 | 66.1105 | 0.01447 | 0.0006237 | 0.0007904 | 1.5552 | 65.9404 | 0.0144 | 0.0006111 | 0.0007713 | 1.5084 | 69.8944 | 0.01497 | 0.0006489 | 0.0008243 | 1.4891 | 73.1582 | 0.01476 | 0.0006453 | 0.0008224 | 1.4703 | 72.8935 | 0.01485 | 0.0006488 | 0.0008269
1.5873 | 0.10057 | 0.01704 | 0.0008822 | 0.00139 | 1.7378 | 0.095239 | 0.03931 | 0.00175 | 0.00237 | 1.6578 | 0.098016 | 0.05505 | 0.00238 | 0.00283 | 1.6578 | 0.39487 | 0.01407 | 0.0006168 | 0.0007283 | 1.6238 | 0.40019 | 0.01817 | 0.0007525 | 0.0008457 | 1.8529 | 0.83529 | 0.01897 | 0.0007571 | 0.000767 | 1.5979 | 2.2648 | 0.01037 | 0.0004064 | 0.00048 | 1.5442 | 2.2989 | 0.011 | 0.0004227 | 0.000502 | 1.4167 | 3.1268 | 0.00869 | 0.0003601 | 0.000446 | 1.4283 | 4.0088 | 0.00837 | 0.0003532 | 0.0004359 | 1.5 | 3.9457 | 0.00941 | 0.0003898 | 0.0004629 | 1.563 | 4.6075 | 0.00902 | 0.0003908 | 0.0004627 | 1.6177 | 4.5574 | 0.00992 | 0.0004176 | 0.0004863 | 1.6668 | 4.5144 | 0.01083 | 0.0004429 | 0.0005091 | 1.7107 | 5.2813 | 0.01011 | 0.0004156 | 0.0004772 | 1.6257 | 6.4608 | 0.00912 | 0.000405 | 0.0004931 | 1.6671 | 6.4187 | 0.0098 | 0.0004223 | 0.0005119 | 1.5916 | 6.496 | 0.00986 | 0.0004277 | 0.000522 | 1.5635 | 8.383 | 0.00856 | 0.000423 | 0.00052 | 1.4825 | 9.3612 | 0.00855 | 0.0004163 | 0.0005237 | 1.6085 | 10.3831 | 0.00836 | 0.0003768 | 0.0004611 | 1.553 | 10.4636 | 0.00842 | 0.000381 | 0.0004685 | 1.5639 | 12.6074 | 0.00815 | 0.0003825 | 0.0004748 | 1.5728 | 13.2895 | 0.00854 | 0.0003898 | 0.000483 | 1.6231 | 13.2291 | 0.00926 | 0.0004085 | 0.0005026 | 1.6681 | 14.1407 | 0.00881 | 0.0004009 | 0.0005009 | 1.6265 | 14.2013 | 0.00961 | 0.0004255 | 0.0005327 | 1.6265 | 16.6058 | 0.00847 | 0.000391 | 0.0004856 | 1.5925 | 16.6365 | 0.00918 | 0.0004125 | 0.0005134 | 1.6683 | 16.5657 | 0.01038 | 0.0004504 | 0.0005452 | 1.6685 | 18.6205 | 0.00976 | 0.0004513 | 0.00056 | 1.6018 | 18.6617 | 0.00989 | 0.0004583 | 0.0005711 | 1.7666 | 19.5917 | 0.01004 | 0.0004517 | 0.0005444 | 1.7327 | 20.1449 | 0.00997 | 0.0004638 | 0.0005617 | 1.7878 | 22.3695 | 0.01034 | 0.0005068 | 0.0006223 | 1.7261 | 23.8067 | 0.01094 | 0.0006553 | 0.0008261 | 1.7207 | 23.8072 | 0.01207 | 0.000693 | 0.000877 | 1.748 | 25.7396 | 0.01067 | 0.0005368 | 0.0006712 | 1.6942 | 25.741 | 0.0108 | 0.0005437 | 0.0006818 | 1.7207 | 26.0535 | 0.01027 | 0.0004845 | 0.0006011 | 1.7161 | 26.044 | 0.01122 | 0.0005114 | 0.0006339 | 1.7161 | 28.6407 | 0.01068 | 0.000561 | 0.0006981 | 1.8075 | 28.6682 | 0.01135 | 0.0005746 | 0.0007133 | 1.709 | 29.8288 | 0.01202 | 0.0005502 | 0.0006908 | 1.6473 | 30.9546 | 0.01134 | 0.0005531 | 0.0007042 | 1.7302 | 31.1317 | 0.01198 | 0.0005652 | 0.0007182 | 1.6684 | 30.6876 | 0.01076 | 0.000533 | 0.0006734 | 1.6684 | 30.688 | 0.01159 | 0.0005558 | 0.0007034 | 1.6296 | 30.6596 | 0.0117 | 0.0005611 | 0.0007114 | 1.5747 | 33.6149 | 0.01125 | 0.0005338 | 0.0006777 | 1.5572 | 33.2404 | 0.01173 | 0.000571 | 0.0007304 | 1.564 | 33.2704 | 0.01255 | 0.0005926 | 0.0007588 | 1.6145 | 33.8221 | 0.01204 | 0.0005883 | 0.0007553 | 1.6321 | 36.8656 | 0.01117 | 0.0005411 | 0.0006884 | 1.4967 | 41.0203 | 0.01133 | 0.000592 | 0.0007591 | 1.4692 | 40.8627 | 0.01143 | 0.0005967 | 0.000766 | 1.4184 | 44.8439 | 0.01241 | 0.0006389 | 0.0008319 | 1.4527 | 47.1263 | 0.01106 | 0.0005356 | 0.0006908 | 1.3964 | 46.7328 | 0.01126 | 0.0005447 | 0.0007037 | 1.4716 | 47.2552 | 0.01222 | 0.0005678 | 0.0007292 | 1.5968 | 44.1435 | 0.01462 | 0.0006875 | 0.0008824 | 1.5635 | 44.6766 | 0.01431 | 0.0006808 | 0.0008745 | 1.5731 | 53.6266 | 0.01376 | 0.0006297 | 0.0008075 | 1.6674 | 56.3787 | 0.01369 | 0.0006007 | 0.0007573 | 1.6279 | 56.9577 | 0.01417 | 0.0006349 | 0.0008097 | 1.7961 | 61.0341 | 0.01537 | 0.0006712 | 0.0008493 | 1.6417 | 63.4635 | 0.01481 | 0.000623 | 0.0007865 | 1.65 | 64.4298 | 0.01529 | 0.0006965 | 0.0008931 | 1.6829 | 67.1882 | 0.01507 | 0.0006314 | 0.0007974 | 1.6748 | 67.1476 | 0.015 | 0.0006191 | 0.0007786 | 1.6161 | 71.0691 | 0.01555 | 0.0006559 | 0.0008313 | 1.5954 | 74.5617 | 0.0153 | 0.0006518 | 0.0008291 | 1.5753 | 74.3067 | 0.01539 | 0.0006553 | 0.0008337
1.6865 | 0.096985 | 0.01865 | 0.0009463 | 0.0015 | 1.862 | 0.091265 | 0.04361 | 0.0019 | 0.00259 | 1.8236 | 0.09246 | 0.06349 | 0.00273 | 0.00319 | 1.8236 | 0.37145 | 0.01616 | 0.0007018 | 0.0008099 | 1.7487 | 0.38167 | 0.02023 | 0.0008215 | 0.0009161 | 1.9954 | 0.79965 | 0.02094 | 0.0008158 | 0.0008136 | 1.6978 | 2.2037 | 0.01109 | 0.0004224 | 0.000494 | 1.635 | 2.2418 | 0.01171 | 0.0004377 | 0.0005152 | 1.5 | 3.0627 | 0.00921 | 0.0003701 | 0.0004554 | 1.6068 | 3.8534 | 0.00939 | 0.0003861 | 0.000453 | 1.6667 | 3.8033 | 0.01045 | 0.0004206 | 0.0004795 | 1.7193 | 4.4672 | 0.00991 | 0.0004139 | 0.0004764 | 1.7648 | 4.4281 | 0.01082 | 0.0004398 | 0.0004996 | 1.8057 | 4.3931 | 0.01173 | 0.0004642 | 0.000522 | 1.8423 | 5.171 | 0.01088 | 0.0004324 | 0.0004882 | 1.7507 | 6.3324 | 0.00975 | 0.0004169 | 0.0005016 | 1.7862 | 6.2963 | 0.01044 | 0.0004339 | 0.0005202 | 1.7052 | 6.3796 | 0.01049 | 0.000439 | 0.0005302 | 1.6677 | 8.2485 | 0.00904 | 0.0004301 | 0.0005259 | 1.6678 | 9.1161 | 0.00942 | 0.000437 | 0.0005342 | 1.7872 | 10.122 | 0.00915 | 0.0003954 | 0.0004706 | 1.7256 | 10.2124 | 0.00919 | 0.0003992 | 0.0004778 | 1.7203 | 12.376 | 0.0088 | 0.0003953 | 0.0004823 | 1.7158 | 13.0981 | 0.00915 | 0.0004012 | 0.0004901 | 1.7584 | 13.0478 | 0.00988 | 0.0004195 | 0.0005095 | 1.8072 | 13.9393 | 0.00938 | 0.0004108 | 0.0005075 | 1.7517 | 14.02 | 0.01018 | 0.0004349 | 0.0005389 | 1.7516 | 16.4842 | 0.00896 | 0.0003985 | 0.0004911 | 1.82 | 16.4037 | 0.01016 | 0.0004377 | 0.0005239 | 1.8768 | 16.3332 | 0.01136 | 0.0004737 | 0.0005551 | 1.877 | 18.4576 | 0.01063 | 0.00047 | 0.000569 | 1.802 | 18.5287 | 0.01075 | 0.0004768 | 0.0005801 | 1.9629 | 19.399 | 0.01087 | 0.0004687 | 0.0005526 | 1.9253 | 20.0319 | 0.01077 | 0.0004796 | 0.0005698 | 1.9666 | 22.2265 | 0.01106 | 0.0005188 | 0.0006291 | 1.8987 | 23.7631 | 0.01162 | 0.0006639 | 0.0008323 | 1.8771 | 23.7639 | 0.01274 | 0.0007011 | 0.0008828 | 1.9069 | 25.7061 | 0.0113 | 0.0005456 | 0.0006771 | 1.8482 | 25.7274 | 0.01142 | 0.0005524 | 0.0006877 | 1.8771 | 26.1097 | 0.01089 | 0.000494 | 0.0006075 | 1.8591 | 26.1105 | 0.01184 | 0.0005204 | 0.00064 | 1.8592 | 28.6768 | 0.01124 | 0.000568 | 0.0007032 | 1.9466 | 28.6747 | 0.01192 | 0.0005813 | 0.0007182 | 1.8311 | 29.9949 | 0.01256 | 0.0005568 | 0.000696 | 1.774 | 31.2101 | 0.01186 | 0.0005593 | 0.0007096 | 1.8538 | 31.3377 | 0.01249 | 0.0005712 | 0.0007233 | 1.7967 | 30.7529 | 0.01128 | 0.0005396 | 0.0006788 | 1.7876 | 30.7536 | 0.01212 | 0.0005622 | 0.0007086 | 1.746 | 30.7352 | 0.01222 | 0.0005674 | 0.0007167 | 1.6872 | 34.0396 | 0.01172 | 0.0005394 | 0.000683 | 1.6684 | 33.7848 | 0.01221 | 0.0005766 | 0.0007361 | 1.6683 | 33.7852 | 0.01303 | 0.0005979 | 0.0007642 | 1.7222 | 34.1367 | 0.01252 | 0.0005935 | 0.0007605 | 1.7409 | 37.3001 | 0.01161 | 0.0005458 | 0.0006932 | 1.5902 | 41.5035 | 0.01172 | 0.0005957 | 0.0007634 | 1.561 | 41.3657 | 0.01182 | 0.0006005 | 0.0007703 | 1.576 | 46.0986 | 0.01312 | 0.0006488 | 0.0008401 | 1.6141 | 48.1108 | 0.01174 | 0.0005462 | 0.0006985 | 1.5515 | 47.7568 | 0.01194 | 0.0005553 | 0.0007115 | 1.6555 | 48.3281 | 0.01307 | 0.0005826 | 0.0007383 | 1.7742 | 45.5065 | 0.01552 | 0.000702 | 0.0008932 | 1.7372 | 46.0478 | 0.0152 | 0.0006954 | 0.0008857 | 1.7304 | 54.6381 | 0.01451 | 0.0006407 | 0.0008159 | 1.819 | 57.2215 | 0.0144 | 0.000611 | 0.0007648 | 1.7758 | 57.9493 | 0.01487 | 0.0006447 | 0.0008175 | 1.9343 | 61.8779 | 0.01602 | 0.0006793 | 0.000856 | 1.768 | 64.4739 | 0.01544 | 0.0006313 | 0.0007936 | 1.7769 | 65.3498 | 0.01591 | 0.0007039 | 0.0008999 | 1.8031 | 68.1086 | 0.01567 | 0.0006388 | 0.000804 | 1.7944 | 68.1975 | 0.0156 | 0.0006266 | 0.0007854 | 1.7239 | 72.1067 | 0.01611 | 0.0006625 | 0.0008378 | 1.7018 | 75.8282 | 0.01584 | 0.0006579 | 0.0008353 | 1.6803 | 75.5829 | 0.01593 | 0.0006615 | 0.00084
1.7857 | 0.093652 | 0.02032 | 0.00101 | 0.00162 | 1.9861 | 0.087652 | 0.04809 | 0.00206 | 0.00282 | 1.9894 | 0.087565 | 0.07242 | 0.00308 | 0.00357 | 1.9894 | 0.35083 | 0.01839 | 0.000787 | 0.0008963 | 1.9985 | 0.34984 | 0.02463 | 0.00106 | 0.00107 | 2.138 | 0.76892 | 0.023 | 0.0008752 | 0.0008622 | 1.7977 | 2.1446 | 0.01183 | 0.0004387 | 0.0005083 | 1.8167 | 2.1336 | 0.01318 | 0.0004909 | 0.0005423 | 1.6667 | 2.9385 | 0.01028 | 0.0004048 | 0.0004746 | 1.7853 | 3.7051 | 0.01046 | 0.0004186 | 0.0004704 | 1.8333 | 3.6671 | 0.01153 | 0.0004514 | 0.0004964 | 1.8756 | 4.3339 | 0.01082 | 0.0004371 | 0.0004903 | 1.9119 | 4.3039 | 0.01174 | 0.000462 | 0.0005131 | 1.9446 | 4.2768 | 0.01266 | 0.0004857 | 0.0005352 | 1.9739 | 5.0647 | 0.01167 | 0.0004492 | 0.0004992 | 1.8758 | 6.205 | 0.01039 | 0.0004289 | 0.0005102 | 1.9053 | 6.176 | 0.01108 | 0.0004456 | 0.0005286 | 1.8189 | 6.2632 | 0.01112 | 0.0004503 | 0.0005383 | 1.8762 | 7.9826 | 0.01004 | 0.0004555 | 0.0005375 | 1.8531 | 8.8721 | 0.01031 | 0.0004578 | 0.0005446 | 1.9659 | 9.8561 | 0.00995 | 0.000414 | 0.00048 | 1.8981 | 9.9555 | 0.00999 | 0.0004173 | 0.0004871 | 1.8766 | 12.1449 | 0.00945 | 0.0004081 | 0.0004897 | 1.8588 | 12.9069 | 0.00977 | 0.0004126 | 0.0004972 | 1.8936 | 12.8567 | 0.0105 | 0.0004304 | 0.0005163 | 1.9462 | 13.7281 | 0.00996 | 0.0004207 | 0.0005139 | 2.0019 | 13.6479 | 0.01134 | 0.0004682 | 0.0005511 | 2.0019 | 16.1817 | 0.00994 | 0.000425 | 0.0005017 | 2.0475 | 16.1814 | 0.01114 | 0.0004621 | 0.0005339 | 2.0854 | 16.1712 | 0.01235 | 0.0004964 | 0.0005646 | 2.0856 | 18.3453 | 0.01151 | 0.0004883 | 0.0005776 | 2.0022 | 18.3263 | 0.01163 | 0.0004947 | 0.0005886 | 2.1592 | 19.3667 | 0.0117 | 0.0004851 | 0.0005603 | 2.1178 | 20.0194 | 0.01158 | 0.0004949 | 0.0005775 | 2.1453 | 22.2539 | 0.01178 | 0.0005305 | 0.0006355 | 2.0713 | 23.8001 | 0.0123 | 0.0006723 | 0.000838 | 2.0335 | 23.761 | 0.01342 | 0.0007091 | 0.0008884 | 2.0658 | 25.7431 | 0.01192 | 0.0005542 | 0.0006827 | 2.0022 | 25.6643 | 0.01205 | 0.000561 | 0.0006933 | 2.0335 | 26.1765 | 0.01151 | 0.0005032 | 0.0006136 | 2.0021 | 26.1174 | 0.01246 | 0.0005292 | 0.0006459 | 2.0022 | 28.6633 | 0.0118 | 0.0005748 | 0.0007081 | 2.0856 | 28.8016 | 0.01248 | 0.0005879 | 0.0007229 | 1.9532 | 30.1215 | 0.0131 | 0.0005633 | 0.0007011 | 1.9007 | 31.3961 | 0.01237 | 0.0005654 | 0.0007146 | 1.9774 | 31.4841 | 0.01301 | 0.0005771 | 0.0007282 | 1.9251 | 30.7888 | 0.01181 | 0.000546 | 0.0006839 | 1.9068 | 30.7897 | 0.01264 | 0.0005683 | 0.0007136 | 1.8624 | 30.7812 | 0.01275 | 0.0005736 | 0.0007216 | 1.7997 | 34.3849 | 0.01219 | 0.0005448 | 0.000688 | 1.7797 | 34.2598 | 0.01269 | 0.0005818 | 0.0007414 | 1.7725 | 34.2305 | 0.01351 | 0.000603 | 0.0007694 | 1.8298 | 34.402 | 0.01299 | 0.0005985 | 0.0007655 | 1.8497 | 37.6651 | 0.01204 | 0.0005504 | 0.0006976 | 1.6837 | 41.9373 | 0.01211 | 0.0005993 | 0.0007674 | 1.6528 | 41.7994 | 0.01221 | 0.0006041 | 0.0007744 | 1.773 | 47.373 | 0.01398 | 0.0006625 | 0.0008491 | 1.8159 | 49.0649 | 0.01256 | 0.0005609 | 0.0007072 | 1.7455 | 48.7604 | 0.01277 | 0.0005701 | 0.0007204 | 1.8395 | 49.164 | 0.01389 | 0.0005963 | 0.0007464 | 1.9516 | 46.6824 | 0.01639 | 0.0007153 | 0.000903 | 1.9109 | 47.2321 | 0.01606 | 0.0007087 | 0.0008958 | 1.8877 | 55.4523 | 0.01524 | 0.000651 | 0.0008236 | 1.9705 | 57.9267 | 0.0151 | 0.0006208 | 0.0007717 | 1.9238 | 58.7534 | 0.01556 | 0.0006539 | 0.0008247 | 2.0724 | 62.9136 | 0.01667 | 0.0006871 | 0.0008622 | 1.8942 | 65.3167 | 0.01606 | 0.0006391 | 0.0008003 | 1.9039 | 66.1322 | 0.01653 | 0.0007109 | 0.0009062 | 1.9233 | 68.9011 | 0.01625 | 0.0006458 | 0.0008101 | 1.9141 | 69.0996 | 0.01618 | 0.0006338 | 0.0007918 | 1.9393 | 73.8185 | 0.01721 | 0.0006837 | 0.0008496 | 1.9145 | 78.0081 | 0.01688 | 0.0006773 | 0.0008466 | 1.8904 | 77.7824 | 0.01698 | 0.0006809 | 0.0008514
1.9841 | 0.087696 | 0.02384 | 0.0012 | 0.00186 | 2.2344 | 0.081316 | 0.05759 | 0.00255 | 0.00329 | 2.1552 | 0.08322 | 0.08182 | 0.00343 | 0.00396 | 2.1552 | 0.33612 | 0.02073 | 0.0008722 | 0.0009867 | 2.2483 | 0.32802 | 0.02938 | 0.00128 | 0.00123 | 2.2805 | 0.73829 | 0.02513 | 0.0009355 | 0.0009128 | 1.9974 | 2.0345 | 0.01338 | 0.0004965 | 0.0005378 | 2.0438 | 2.0165 | 0.01512 | 0.0005699 | 0.0005777 | 1.875 | 2.7942 | 0.01168 | 0.0004567 | 0.0004994 | 1.9639 | 3.5649 | 0.01157 | 0.0004511 | 0.0004882 | 2 | 3.5379 | 0.01264 | 0.0004823 | 0.0005136 | 2.0319 | 4.2166 | 0.01176 | 0.0004603 | 0.0005043 | 2.0589 | 4.2036 | 0.01269 | 0.0004843 | 0.0005268 | 2.0834 | 4.1906 | 0.01361 | 0.0005072 | 0.0005485 | 2.1055 | 4.9995 | 0.01247 | 0.000466 | 0.0005104 | 2.0008 | 6.0807 | 0.01105 | 0.0004411 | 0.0005188 | 2.1435 | 6.0004 | 0.01241 | 0.0004874 | 0.0005453 | 2.0463 | 6.0576 | 0.01243 | 0.0004908 | 0.0005546 | 2.0846 | 7.7738 | 0.01106 | 0.0004809 | 0.0005492 | 2.0384 | 8.6593 | 0.01123 | 0.0004786 | 0.000555 | 2.1446 | 9.6943 | 0.01078 | 0.0004325 | 0.0004894 | 2.0707 | 9.7566 | 0.01081 | 0.0004354 | 0.0004964 | 2.033 | 11.9339 | 0.01012 | 0.0004208 | 0.000497 | 2.0018 | 12.7059 | 0.0104 | 0.0004239 | 0.0005041 | 2.1642 | 12.6049 | 0.01176 | 0.0004695 | 0.0005296 | 2.2242 | 13.4962 | 0.01114 | 0.000456 | 0.0005264 | 2.2521 | 13.4662 | 0.01253 | 0.0005004 | 0.0005629 | 2.2521 | 16.0696 | 0.01094 | 0.0004504 | 0.0005119 | 2.2751 | 16.0496 | 0.01214 | 0.0004856 | 0.0005436 | 2.2939 | 16.0296 | 0.01335 | 0.0005184 | 0.0005738 | 2.2942 | 18.2633 | 0.01239 | 0.0005059 | 0.0005858 | 2.2024 | 18.3242 | 0.01251 | 0.0005122 | 0.0005968 | 2.3555 | 19.2348 | 0.01253 | 0.0005012 | 0.0005679 | 2.3103 | 19.9773 | 0.01238 | 0.0005097 | 0.000585 | 2.3241 | 22.1917 | 0.01251 | 0.0005419 | 0.0006417 | 2.2439 | 23.8875 | 0.01297 | 0.0006805 | 0.0008435 | 2.19 | 23.8785 | 0.0141 | 0.0007169 | 0.0008937 | 2.2247 | 25.8305 | 0.01255 | 0.0005625 | 0.000688 | 2.1562 | 25.8117 | 0.01267 | 0.0005693 | 0.0006987 | 2.1899 | 26.3737 | 0.01212 | 0.0005121 | 0.0006193 | 2.1452 | 26.3347 | 0.01307 | 0.0005377 | 0.0006514 | 2.1452 | 28.8703 | 0.01236 | 0.0005814 | 0.0007128 | 2.2246 | 28.9289 | 0.01304 | 0.0005944 | 0.0007274 | 2.0753 | 30.3584 | 0.01363 | 0.0005695 | 0.0007059 | 2.0274 | 31.5926 | 0.01289 | 0.0005712 | 0.0007194 | 2.1009 | 31.8009 | 0.01352 | 0.0005828 | 0.0007328 | 2.0534 | 30.9252 | 0.01233 | 0.0005523 | 0.0006888 | 2.026 | 30.8662 | 0.01316 | 0.0005744 | 0.0007183 | 1.9788 | 30.7977 | 0.01327 | 0.0005796 | 0.0007264 | 1.9121 | 34.6707 | 0.01266 | 0.00055 | 0.0006927 | 1.8909 | 34.6554 | 0.01315 | 0.0005869 | 0.0007464 | 1.8768 | 34.6063 | 0.01398 | 0.0006079 | 0.0007742 | 1.9374 | 34.6277 | 0.01345 | 0.0006034 | 0.0007702 | 1.9585 | 37.9707 | 0.01246 | 0.0005548 | 0.0007019 | 1.8708 | 42.6366 | 0.01287 | 0.0006108 | 0.0007749 | 1.8365 | 42.5186 | 0.01297 | 0.0006156 | 0.0007819 | 1.97 | 48.3802 | 0.01482 | 0.0006752 | 0.0008572 | 2.0177 | 49.8719 | 0.01338 | 0.0005746 | 0.000715 | 1.9394 | 49.537 | 0.01359 | 0.0005838 | 0.0007283 | 2.0234 | 49.9123 | 0.01471 | 0.0006092 | 0.0007539 | 2.129 | 48.1104 | 0.01724 | 0.0007276 | 0.0009118 | 2.0846 | 48.5487 | 0.0169 | 0.000721 | 0.000905 | 2.045 | 56.2887 | 0.01596 | 0.0006608 | 0.0008307 | 2.1221 | 59.0138 | 0.01579 | 0.00063 | 0.0007782 | 2.0718 | 59.7195 | 0.01624 | 0.0006627 | 0.0008314 | 2.2106 | 63.971 | 0.0173 | 0.0006944 | 0.000868 | 2.0205 | 66.1513 | 0.01668 | 0.0006466 | 0.0008065 | 2.0308 | 66.9566 | 0.01713 | 0.0007176 | 0.0009121 | 2.1637 | 70.9315 | 0.01741 | 0.0006689 | 0.0008213 | 2.1533 | 71.2892 | 0.01733 | 0.0006572 | 0.0008033 | 2.1548 | 75.9372 | 0.01829 | 0.0007032 | 0.0008601 | 2.1273 | 80.5252 | 0.0179 | 0.000695 | 0.0008566 | 2.1004 | 80.1792 | 0.018 | 0.0006986 | 0.0008615
2.2321 | 0.081361 | 0.02856 | 0.00146 | 0.00218 | 2.4826 | 0.075941 | 0.06779 | 0.00303 | 0.0038 | 2.321 | 0.079347 | 0.09171 | 0.00378 | 0.00438 | 2.321 | 0.32161 | 0.02317 | 0.0009572 | 0.00108 | 2.4981 | 0.3065 | 0.03445 | 0.00149 | 0.0014 | 2.423 | 0.70816 | 0.02736 | 0.000997 | 0.0009655 | 2.2471 | 1.9373 | 0.0154 | 0.0005812 | 0.0005763 | 2.2709 | 1.9273 | 0.01717 | 0.0006461 | 0.0006147 | 2.0833 | 2.678 | 0.01316 | 0.0005075 | 0.000525 | 2.1424 | 3.4657 | 0.01271 | 0.0004834 | 0.0005064 | 2.1667 | 3.4527 | 0.0138 | 0.000513 | 0.0005313 | 2.1882 | 4.1334 | 0.01273 | 0.0004835 | 0.0005187 | 2.206 | 4.1234 | 0.01365 | 0.0005065 | 0.0005407 | 2.2223 | 4.1144 | 0.01458 | 0.0005286 | 0.000562 | 2.3687 | 4.852 | 0.01411 | 0.0005252 | 0.0005329 | 2.2509 | 5.9261 | 0.01239 | 0.0004843 | 0.000536 | 2.3816 | 5.8219 | 0.01377 | 0.000528 | 0.0005622 | 2.2737 | 5.9091 | 0.01378 | 0.0005303 | 0.0005711 | 2.2931 | 7.5992 | 0.01211 | 0.0005062 | 0.0005609 | 2.2237 | 8.5167 | 0.01217 | 0.0004992 | 0.0005653 | 2.3233 | 9.5086 | 0.01162 | 0.0004508 | 0.0004988 | 2.2432 | 9.5979 | 0.01164 | 0.0004534 | 0.0005056 | 2.1894 | 11.8131 | 0.0108 | 0.0004335 | 0.0005042 | 2.2877 | 12.4942 | 0.01168 | 0.0004643 | 0.0005177 | 2.4347 | 12.3135 | 0.01306 | 0.000507 | 0.0005427 | 2.5022 | 13.1546 | 0.01235 | 0.0004901 | 0.0005387 | 2.5024 | 13.1547 | 0.01374 | 0.0005317 | 0.0005746 | 2.5023 | 15.7779 | 0.01195 | 0.000475 | 0.0005218 | 2.5026 | 15.778 | 0.01316 | 0.0005085 | 0.000553 | 2.5025 | 15.7782 | 0.01436 | 0.00054 | 0.0005829 | 2.5027 | 18.0316 | 0.01328 | 0.0005232 | 0.0005937 | 2.4026 | 18.1525 | 0.01339 | 0.0005291 | 0.0006047 | 2.5518 | 18.9932 | 0.01338 | 0.000517 | 0.0005752 | 2.5028 | 19.7955 | 0.01319 | 0.0005242 | 0.0005922 | 2.5029 | 22.0097 | 0.01324 | 0.0005531 | 0.0006477 | 2.4165 | 23.8252 | 0.01365 | 0.0006885 | 0.0008487 | 2.3464 | 23.8663 | 0.01477 | 0.0007245 | 0.0008987 | 2.3836 | 25.7682 | 0.01317 | 0.0005707 | 0.0006931 | 2.3103 | 25.8193 | 0.0133 | 0.0005774 | 0.0007038 | 2.3464 | 26.4112 | 0.01273 | 0.0005207 | 0.0006248 | 2.2882 | 26.4123 | 0.01368 | 0.0005459 | 0.0006568 | 2.2882 | 28.9377 | 0.01292 | 0.0005879 | 0.0007173 | 2.3637 | 28.9264 | 0.01359 | 0.0006007 | 0.0007317 | 2.1973 | 30.5956 | 0.01416 | 0.0005756 | 0.0007105 | 2.1541 | 31.9295 | 0.01339 | 0.0005769 | 0.000724 | 2.2245 | 32.058 | 0.01402 | 0.0005882 | 0.0007372 | 2.1817 | 31.142 | 0.01285 | 0.0005584 | 0.0006935 | 2.1451 | 31.0931 | 0.01368 | 0.0005803 | 0.0007229 | 2.0952 | 31.0045 | 0.01379 | 0.0005855 | 0.000731 | 2.0246 | 34.9669 | 0.01312 | 0.0005551 | 0.0006972 | 2.0021 | 35.0014 | 0.01362 | 0.0005917 | 0.0007511 | 2.0853 | 35.429 | 0.0149 | 0.0006239 | 0.0007832 | 2.1527 | 35.3303 | 0.01438 | 0.0006196 | 0.0007789 | 2.1761 | 38.883 | 0.0133 | 0.0005693 | 0.0007098 | 2.1047 | 43.5957 | 0.01381 | 0.0006271 | 0.0007833 | 2.066 | 43.3975 | 0.01391 | 0.0006319 | 0.0007904 | 2.167 | 49.7094 | 0.01565 | 0.0006869 | 0.0008645 | 2.2194 | 51.0311 | 0.01418 | 0.0005874 | 0.0007222 | 2.1334 | 50.5958 | 0.0144 | 0.0005966 | 0.0007356 | 2.2074 | 50.9723 | 0.0155 | 0.0006212 | 0.0007607 | 2.3065 | 49.32 | 0.01807 | 0.0007389 | 0.0009198 | 2.2583 | 49.8572 | 0.01772 | 0.0007324 | 0.0009134 | 2.2023 | 57.3268 | 0.01667 | 0.0006701 | 0.0008373 | 2.2737 | 59.9025 | 0.01647 | 0.0006388 | 0.0007842 | 2.2198 | 60.7173 | 0.01691 | 0.000671 | 0.0008376 | 2.4869 | 65.2095 | 0.01855 | 0.0007191 | 0.0008787 | 2.2731 | 68.2053 | 0.01787 | 0.0006713 | 0.0008178 | 2.2846 | 68.8901 | 0.01832 | 0.0007397 | 0.0009228 | 2.4041 | 72.3772 | 0.01853 | 0.0006901 | 0.0008314 | 2.3926 | 72.9243 | 0.01845 | 0.0006784 | 0.0008136 | 2.3703 | 77.541 | 0.01934 | 0.0007211 | 0.0008697 | 2.34 | 82.7077 | 0.01889 | 0.0007111 | 0.0008656 | 2.3104 | 82.4614 | 0.01899 | 0.0007148 | 0.0008705
2.4802 | 0.075986 | 0.03364 | 0.00171 | 0.00252 | 2.7309 | 0.071327 | 0.07869 | 0.00351 | 0.00433 | 2.6525 | 0.07271 | 0.11287 | 0.00496 | 0.00525 | 2.6525 | 0.29458 | 0.0284 | 0.00124 | 0.00128 | 2.7479 | 0.28768 | 0.03987 | 0.00171 | 0.00158 | 2.5656 | 0.68194 | 0.02968 | 0.00106 | 0.00102 | 2.4968 | 1.8312 | 0.01754 | 0.0006627 | 0.0006168 | 2.498 | 1.8312 | 0.01931 | 0.0007208 | 0.0006534 | 2.2917 | 2.5809 | 0.01469 | 0.0005573 | 0.0005515 | 2.3209 | 3.3635 | 0.01389 | 0.0005154 | 0.000525 | 2.3333 | 3.3555 | 0.01498 | 0.0005435 | 0.0005493 | 2.3445 | 4.0372 | 0.01371 | 0.0005065 | 0.0005332 | 2.3531 | 4.0312 | 0.01464 | 0.0005287 | 0.0005547 | 2.5001 | 3.9331 | 0.01658 | 0.0006055 | 0.0005897 | 2.6319 | 4.6817 | 0.0158 | 0.0005818 | 0.0005558 | 2.501 | 5.7217 | 0.01378 | 0.0005263 | 0.0005535 | 2.6198 | 5.6255 | 0.01518 | 0.0005681 | 0.0005794 | 2.501 | 5.7217 | 0.01516 | 0.0005691 | 0.0005877 | 2.5016 | 7.3847 | 0.01318 | 0.0005314 | 0.0005727 | 2.409 | 8.3281 | 0.01313 | 0.0005198 | 0.0005756 | 2.5021 | 9.288 | 0.01247 | 0.0004692 | 0.0005082 | 2.4158 | 9.3943 | 0.01249 | 0.0004713 | 0.0005148 | 2.5022 | 11.4317 | 0.01219 | 0.0004793 | 0.0005185 | 2.5737 | 12.1428 | 0.01299 | 0.000503 | 0.000531 | 2.7052 | 11.9723 | 0.01439 | 0.0005436 | 0.0005557 | 2.7802 | 12.8134 | 0.0136 | 0.0005234 | 0.0005509 | 2.7526 | 12.8436 | 0.01498 | 0.0005625 | 0.0005861 | 2.7525 | 15.4465 | 0.01299 | 0.0004993 | 0.0005315 | 2.7301 | 15.4767 | 0.01419 | 0.0005312 | 0.0005623 | 2.711 | 15.497 | 0.01539 | 0.0005614 | 0.0005917 | 2.7113 | 17.7702 | 0.01418 | 0.0005404 | 0.0006015 | 2.6029 | 17.901 | 0.01429 | 0.0005459 | 0.0006124 | 2.7481 | 18.7418 | 0.01423 | 0.0005326 | 0.0005824 | 2.6954 | 19.594 | 0.01401 | 0.0005386 | 0.0005992 | 2.6817 | 21.798 | 0.01397 | 0.0005643 | 0.0006536 | 2.5891 | 23.7032 | 0.01432 | 0.0006964 | 0.0008538 | 2.5028 | 23.7644 | 0.01545 | 0.0007321 | 0.0009036 | 2.5425 | 25.6161 | 0.0138 | 0.0005789 | 0.0006981 | 2.4643 | 25.6972 | 0.01392 | 0.0005854 | 0.0007088 | 2.5028 | 26.329 | 0.01334 | 0.0005292 | 0.0006301 | 2.4312 | 26.3702 | 0.0143 | 0.000554 | 0.0006619 | 2.4312 | 28.8853 | 0.01348 | 0.0005943 | 0.0007216 | 2.5027 | 28.8343 | 0.01415 | 0.0006069 | 0.0007359 | 2.4415 | 30.7509 | 0.01521 | 0.0005966 | 0.0007191 | 2.2808 | 32.1267 | 0.0139 | 0.0005824 | 0.0007283 | 2.4717 | 32.2031 | 0.01502 | 0.0006071 | 0.0007454 | 2.3101 | 31.249 | 0.01336 | 0.0005644 | 0.000698 | 2.3835 | 31.2578 | 0.01472 | 0.0006006 | 0.0007316 | 2.328 | 31.249 | 0.01483 | 0.0006058 | 0.0007397 | 2.2496 | 35.7404 | 0.01404 | 0.0005719 | 0.0007056 | 2.2246 | 35.9945 | 0.01452 | 0.0006077 | 0.0007598 | 2.346 | 36.3315 | 0.01602 | 0.0006463 | 0.0007934 | 2.4218 | 35.8627 | 0.01551 | 0.0006424 | 0.000789 | 2.4481 | 39.5052 | 0.01433 | 0.0005898 | 0.0007187 | 2.3385 | 44.4468 | 0.01472 | 0.0006422 | 0.0007909 | 2.2956 | 44.3384 | 0.01483 | 0.000647 | 0.000798 | 2.364 | 50.6504 | 0.01645 | 0.0006979 | 0.0008711 | 2.4212 | 51.6819 | 0.01496 | 0.0005994 | 0.0007287 | 2.3273 | 51.4363 | 0.01519 | 0.0006086 | 0.0007422 | 2.3913 | 51.6137 | 0.01629 | 0.0006326 | 0.000767 | 2.4839 | 50.181 | 0.01888 | 0.0007496 | 0.0009272 | 2.432 | 50.8072 | 0.01852 | 0.000743 | 0.0009211 | 2.3596 | 58.0064 | 0.01737 | 0.0006789 | 0.0008434 | 2.4253 | 60.4824 | 0.01714 | 0.0006472 | 0.0007899 | 2.3678 | 61.3865 | 0.01757 | 0.000679 | 0.0008434 | 2.7632 | 65.9819 | 0.01978 | 0.0007421 | 0.0008883 | 2.5257 | 69.3039 | 0.01905 | 0.0006939 | 0.0008281 | 2.5385 | 69.9083 | 0.01948 | 0.0007601 | 0.0009325 | 2.6445 | 73.2769 | 0.01964 | 0.0007098 | 0.0008406 | 2.6318 | 73.9534 | 0.01954 | 0.0006982 | 0.0008231 | 2.5858 | 78.5688 | 0.02037 | 0.0007378 | 0.0008784 | 2.5527 | 84.2243 | 0.01985 | 0.0007261 | 0.0008738 | 2.5205 | 84.0077 | 0.01996 | 0.0007298 | 0.0008787
2.7282 | 0.071373 | 0.03906 | 0.00197 | 0.00288 | 2.9791 | 0.067313 | 0.09027 | 0.00398 | 0.00489 | 2.9841 | 0.067235 | 0.13585 | 0.00607 | 0.00618 | 2.9841 | 0.27217 | 0.03407 | 0.00152 | 0.0015 | 2.9978 | 0.27137 | 0.04563 | 0.00192 | 0.00177 | 2.8506 | 0.6357 | 0.03457 | 0.00128 | 0.00114 | 2.7464 | 1.7341 | 0.0198 | 0.0007434 | 0.0006594 | 2.725 | 1.7421 | 0.02157 | 0.0007955 | 0.0006939 | 2.5 | 2.4747 | 0.01628 | 0.0006066 | 0.0005789 | 2.4995 | 3.2523 | 0.01511 | 0.0005475 | 0.000544 | 2.5 | 3.2514 | 0.0162 | 0.0005741 | 0.0005677 | 2.5008 | 3.933 | 0.01473 | 0.0005296 | 0.0005479 | 2.6472 | 3.8389 | 0.01669 | 0.0006088 | 0.0005837 | 2.7779 | 3.7598 | 0.01868 | 0.0006797 | 0.0006183 | 2.895 | 4.5224 | 0.01755 | 0.000637 | 0.0005793 | 2.7511 | 5.5223 | 0.01521 | 0.0005679 | 0.0005713 | 2.858 | 5.4412 | 0.01664 | 0.0006081 | 0.000597 | 2.7284 | 5.5394 | 0.0166 | 0.0006077 | 0.0006047 | 2.71 | 7.1762 | 0.01429 | 0.0005568 | 0.0005847 | 2.5943 | 8.1306 | 0.01411 | 0.0005405 | 0.0005861 | 2.8595 | 8.872 | 0.01425 | 0.0005364 | 0.0005274 | 2.7609 | 8.9823 | 0.01425 | 0.0005368 | 0.0005335 | 2.815 | 11.0305 | 0.01362 | 0.0005238 | 0.0005328 | 2.8597 | 11.7917 | 0.01434 | 0.0005409 | 0.0005444 | 2.9757 | 11.6514 | 0.01575 | 0.0005797 | 0.0005687 | 3.0583 | 12.4823 | 0.01487 | 0.0005564 | 0.0005631 | 3.0029 | 12.5426 | 0.01625 | 0.0005931 | 0.0005977 | 3.0028 | 15.1253 | 0.01404 | 0.0005233 | 0.0005412 | 2.9576 | 15.1756 | 0.01524 | 0.0005538 | 0.0005715 | 2.9195 | 15.2259 | 0.01644 | 0.0005827 | 0.0006006 | 2.9198 | 17.509 | 0.01509 | 0.0005575 | 0.0006092 | 2.8031 | 17.6497 | 0.01519 | 0.0005626 | 0.00062 | 2.9444 | 18.4905 | 0.0151 | 0.0005482 | 0.0005895 | 2.8879 | 19.3726 | 0.01484 | 0.0005528 | 0.0006062 | 2.8605 | 21.5865 | 0.01472 | 0.0005755 | 0.0006594 | 2.7617 | 23.5614 | 0.01501 | 0.0007043 | 0.0008587 | 2.6592 | 23.6427 | 0.01613 | 0.0007396 | 0.0009083 | 2.7014 | 25.4543 | 0.01443 | 0.0005869 | 0.0007029 | 2.6183 | 25.5453 | 0.01455 | 0.0005934 | 0.0007136 | 2.6592 | 26.2271 | 0.01395 | 0.0005376 | 0.0006353 | 2.5742 | 26.2883 | 0.01491 | 0.000562 | 0.000667 | 2.5742 | 28.7731 | 0.01403 | 0.0006006 | 0.0007258 | 2.7808 | 28.5905 | 0.01527 | 0.0006294 | 0.000744 | 2.7467 | 30.6861 | 0.01652 | 0.0006271 | 0.0007293 | 2.5343 | 32.2019 | 0.0149 | 0.0006014 | 0.0007366 | 2.7807 | 32.158 | 0.01628 | 0.0006347 | 0.000755 | 2.5667 | 31.234 | 0.0144 | 0.0005851 | 0.0007066 | 2.6814 | 31.2023 | 0.01601 | 0.0006302 | 0.0007417 | 2.619 | 31.2234 | 0.01612 | 0.0006351 | 0.0007499 | 2.5308 | 36.1138 | 0.01516 | 0.0005958 | 0.0007152 | 2.5026 | 36.5975 | 0.01563 | 0.00063 | 0.0007697 | 2.6067 | 36.7354 | 0.01712 | 0.000667 | 0.0008026 | 2.6909 | 36.0965 | 0.01663 | 0.0006639 | 0.0007982 | 2.7201 | 39.7888 | 0.01534 | 0.000609 | 0.0007269 | 2.5724 | 44.8493 | 0.01562 | 0.0006565 | 0.0007979 | 2.5251 | 44.7808 | 0.01573 | 0.0006612 | 0.000805 | 2.561 | 51.2326 | 0.01724 | 0.0007082 | 0.0008772 | 2.623 | 52.104 | 0.01574 | 0.0006109 | 0.0007349 | 2.5212 | 51.8981 | 0.01597 | 0.00062 | 0.0007485 | 2.5753 | 52.0163 | 0.01707 | 0.0006436 | 0.000773 | 2.6613 | 50.9131 | 0.01968 | 0.0007597 | 0.0009341 | 2.6058 | 51.5784 | 0.01931 | 0.0007531 | 0.0009283 | 2.5169 | 58.4372 | 0.01806 | 0.0006873 | 0.0008492 | 2.7284 | 61.3154 | 0.01846 | 0.0006763 | 0.0008005 | 2.6638 | 62.1781 | 0.01887 | 0.0007062 | 0.0008542 | 3.0395 | 66.5172 | 0.02099 | 0.0007638 | 0.0008972 | 2.7782 | 70.0761 | 0.0202 | 0.0007152 | 0.0008374 | 2.7923 | 70.6502 | 0.02062 | 0.0007793 | 0.0009413 | 2.8849 | 73.9697 | 0.02073 | 0.0007285 | 0.0008491 | 2.8711 | 74.7558 | 0.02063 | 0.0007169 | 0.0008318 | 2.8013 | 79.4296 | 0.02139 | 0.0007538 | 0.0008866 | 2.7654 | 85.5342 | 0.0208 | 0.0007402 | 0.0008813 | 2.7305 | 85.3274 | 0.02091 | 0.0007439 | 0.0008863
2.9762 | 0.06735 | 0.04482 | 0.00222 | 0.00326 | 3.2274 | 0.06379 | 0.10251 | 0.00445 | 0.00548 | 3.3156 | 0.062631 | 0.16062 | 0.00716 | 0.00717 | 3.3156 | 0.25345 | 0.0402 | 0.00178 | 0.00173 | 3.2476 | 0.25706 | 0.05172 | 0.00214 | 0.00197 | 3.207 | 0.58716 | 0.04116 | 0.00161 | 0.00129 | 2.9961 | 1.646 | 0.02219 | 0.0008239 | 0.0007043 | 2.9521 | 1.6611 | 0.02393 | 0.0008704 | 0.0007365 | 2.7083 | 2.3756 | 0.01794 | 0.000656 | 0.0006074 | 2.678 | 3.1472 | 0.01637 | 0.0005798 | 0.0005636 | 2.6667 | 3.1532 | 0.01746 | 0.000605 | 0.0005866 | 2.8134 | 3.7387 | 0.01683 | 0.0006135 | 0.0005785 | 2.9413 | 3.6647 | 0.01884 | 0.0006862 | 0.0006139 | 3.0557 | 3.6006 | 0.02087 | 0.0007525 | 0.0006482 | 3.1582 | 4.3731 | 0.01936 | 0.0006911 | 0.0006034 | 3.0012 | 5.335 | 0.01669 | 0.0006093 | 0.0005896 | 3.0961 | 5.2679 | 0.01814 | 0.000648 | 0.000615 | 2.9558 | 5.3681 | 0.01807 | 0.0006463 | 0.000622 | 2.9185 | 6.9799 | 0.01543 | 0.0005824 | 0.000597 | 2.9649 | 7.7638 | 0.01614 | 0.0006166 | 0.0006073 | 3.2169 | 8.4933 | 0.01611 | 0.0006013 | 0.000547 | 3.106 | 8.6065 | 0.01608 | 0.0006001 | 0.0005527 | 3.1277 | 10.6596 | 0.01511 | 0.0005675 | 0.0005474 | 3.1456 | 11.4608 | 0.01573 | 0.0005783 | 0.0005579 | 3.2462 | 11.3506 | 0.01715 | 0.0006155 | 0.0005819 | 3.3363 | 12.1614 | 0.01618 | 0.0005891 | 0.0005754 | 3.2531 | 12.2618 | 0.01755 | 0.0006236 | 0.0006093 | 3.253 | 14.7943 | 0.01512 | 0.0005472 | 0.0005509 | 3.1851 | 14.8847 | 0.01631 | 0.0005762 | 0.0005807 | 3.1281 | 14.955 | 0.01751 | 0.0006039 | 0.0006094 | 3.1284 | 17.2379 | 0.01602 | 0.0005745 | 0.0006168 | 3.0033 | 17.3986 | 0.01611 | 0.0005792 | 0.0006275 | 3.1407 | 18.2294 | 0.01598 | 0.0005638 | 0.0005966 | 3.0804 | 19.1414 | 0.01568 | 0.0005669 | 0.000613 | 3.0392 | 21.3652 | 0.01547 | 0.0005866 | 0.000665 | 2.9343 | 23.3998 | 0.01569 | 0.0007122 | 0.0008634 | 2.8157 | 23.5111 | 0.01681 | 0.000747 | 0.000913 | 2.8603 | 25.2627 | 0.01507 | 0.000595 | 0.0007076 | 2.7723 | 25.3737 | 0.01519 | 0.0006013 | 0.0007183 | 2.8156 | 26.1053 | 0.01457 | 0.0005458 | 0.0006403 | 2.8602 | 26.065 | 0.01614 | 0.0005907 | 0.0006766 | 2.8602 | 28.5094 | 0.01516 | 0.0006233 | 0.0007339 | 3.1284 | 28.2166 | 0.01669 | 0.0006629 | 0.0007537 | 3.0519 | 30.5121 | 0.01784 | 0.0006564 | 0.0007388 | 2.8511 | 32.127 | 0.01615 | 0.0006292 | 0.0007462 | 3.0896 | 31.9839 | 0.01753 | 0.0006612 | 0.0007641 | 2.8876 | 31.1389 | 0.01569 | 0.0006154 | 0.0007167 | 2.9793 | 31.1078 | 0.0173 | 0.0006585 | 0.0007513 | 2.91 | 31.1288 | 0.01741 | 0.0006632 | 0.0007594 | 2.812 | 36.2583 | 0.01627 | 0.0006184 | 0.000724 | 2.7807 | 36.9217 | 0.01673 | 0.0006509 | 0.0007787 | 2.8673 | 36.9804 | 0.01821 | 0.0006866 | 0.0008111 | 2.96 | 36.2213 | 0.01774 | 0.0006844 | 0.0008068 | 2.9922 | 39.9235 | 0.01636 | 0.0006273 | 0.0007345 | 2.8062 | 45.123 | 0.01652 | 0.0006701 | 0.0008044 | 2.7547 | 45.0644 | 0.01663 | 0.0006748 | 0.0008116 | 2.758 | 51.7058 | 0.01802 | 0.0007182 | 0.0008829 | 2.8247 | 52.4371 | 0.01651 | 0.0006219 | 0.0007407 | 2.7152 | 52.2609 | 0.01674 | 0.000631 | 0.0007543 | 2.7592 | 52.3397 | 0.01784 | 0.0006541 | 0.0007786 | 2.8387 | 51.5561 | 0.02046 | 0.0007693 | 0.0009406 | 2.7795 | 52.2606 | 0.02008 | 0.0007627 | 0.0009351 | 2.8315 | 59.0715 | 0.01943 | 0.0007167 | 0.00086 | 3.0316 | 61.9514 | 0.01977 | 0.0007033 | 0.0008101 | 2.9597 | 62.7131 | 0.02016 | 0.0007317 | 0.000864 | 3.3159 | 66.8747 | 0.0222 | 0.0007846 | 0.0009055 | 3.0308 | 70.671 | 0.02135 | 0.0007353 | 0.0008461 | 3.0462 | 71.2248 | 0.02176 | 0.0007977 | 0.0009495 | 3.1253 | 74.5249 | 0.02182 | 0.0007463 | 0.0008571 | 3.1103 | 75.3906 | 0.0217 | 0.0007347 | 0.0008399 | 3.0167 | 80.1429 | 0.0224 | 0.000769 | 0.0008942 | 2.9782 | 86.6866 | 0.02174 | 0.0007536 | 0.0008883 | 2.9405 | 86.4897 | 0.02185 | 0.0007573 | 0.0008933
3.2242 | 0.063827 | 0.05091 | 0.00248 | 0.00365 | 3.4757 | 0.060658 | 0.11541 | 0.00493 | 0.0061 | 3.6472 | 0.058698 | 0.18713 | 0.00823 | 0.00822 | 3.6472 | 0.23734 | 0.04675 | 0.00205 | 0.00197 | 3.4974 | 0.24435 | 0.05814 | 0.00236 | 0.00218 | 3.5633 | 0.54633 | 0.04828 | 0.00192 | 0.00146 | 3.2458 | 1.567 | 0.0247 | 0.0009049 | 0.0007514 | 3.1792 | 1.588 | 0.02641 | 0.0009459 | 0.000781 | 2.9167 | 2.2835 | 0.01967 | 0.0007057 | 0.0006369 | 2.8565 | 3.0481 | 0.01767 | 0.0006124 | 0.0005838 | 3 | 2.973 | 0.02009 | 0.0007175 | 0.000626 | 3.126 | 3.5625 | 0.01904 | 0.0006943 | 0.0006104 | 3.2355 | 3.5044 | 0.02109 | 0.000762 | 0.0006453 | 3.3335 | 3.4544 | 0.02315 | 0.0008245 | 0.0006792 | 3.4214 | 4.2319 | 0.02124 | 0.0007447 | 0.0006282 | 3.2513 | 5.1607 | 0.01823 | 0.0006507 | 0.0006084 | 3.3343 | 5.1057 | 0.01969 | 0.000688 | 0.0006335 | 3.1831 | 5.2078 | 0.0196 | 0.0006849 | 0.0006397 | 3.3354 | 6.6182 | 0.0178 | 0.0006773 | 0.0006224 | 3.3356 | 7.4311 | 0.01826 | 0.0006902 | 0.0006293 | 3.5744 | 8.1486 | 0.01805 | 0.0006647 | 0.0005674 | 3.4511 | 8.2639 | 0.01799 | 0.0006621 | 0.0005724 | 3.4405 | 10.3189 | 0.01665 | 0.0006108 | 0.0005622 | 3.4316 | 11.15 | 0.01715 | 0.0006153 | 0.0005715 | 3.5167 | 11.0599 | 0.01859 | 0.000651 | 0.0005952 | 3.6143 | 11.8707 | 0.01752 | 0.0006216 | 0.0005878 | 3.5033 | 11.991 | 0.01888 | 0.0006538 | 0.0006211 | 3.5032 | 14.4834 | 0.01622 | 0.0005711 | 0.0005606 | 3.4126 | 14.5938 | 0.01741 | 0.0005987 | 0.0005899 | 3.3366 | 14.6942 | 0.0186 | 0.0006252 | 0.0006182 | 3.3369 | 16.9669 | 0.01696 | 0.0005915 | 0.0006243 | 3.2035 | 17.1376 | 0.01705 | 0.0005958 | 0.0006349 | 3.337 | 17.9684 | 0.01687 | 0.0005793 | 0.0006036 | 3.2729 | 18.9103 | 0.01652 | 0.0005811 | 0.0006198 | 3.218 | 21.144 | 0.01622 | 0.0005977 | 0.0006707 | 3.1069 | 23.2384 | 0.01638 | 0.0007201 | 0.0008681 | 3.1285 | 23.2184 | 0.01819 | 0.0007743 | 0.0009219 | 3.1781 | 24.8699 | 0.01635 | 0.0006244 | 0.0007169 | 3.0803 | 24.9908 | 0.01647 | 0.0006302 | 0.0007275 | 3.1285 | 25.8123 | 0.01581 | 0.0005757 | 0.0006501 | 3.2177 | 25.7117 | 0.0177 | 0.000633 | 0.0006882 | 3.2178 | 28.1057 | 0.01658 | 0.0006573 | 0.0007436 | 3.476 | 27.7935 | 0.01813 | 0.0006956 | 0.000763 | 3.3571 | 30.2588 | 0.01916 | 0.0006847 | 0.000748 | 3.1678 | 31.9329 | 0.01741 | 0.000656 | 0.0007552 | 3.3986 | 31.7305 | 0.0188 | 0.0006869 | 0.0007727 | 3.2084 | 30.9947 | 0.01698 | 0.0006445 | 0.0007263 | 3.2773 | 30.9641 | 0.0186 | 0.0006858 | 0.0007605 | 3.201 | 31.005 | 0.0187 | 0.0006902 | 0.0007686 | 3.0932 | 36.2738 | 0.01738 | 0.0006399 | 0.0007323 | 3.0588 | 37.0769 | 0.01782 | 0.0006708 | 0.0007871 | 3.128 | 37.1061 | 0.0193 | 0.0007055 | 0.000819 | 3.2291 | 36.267 | 0.01885 | 0.0007041 | 0.0008149 | 3.2642 | 39.939 | 0.01736 | 0.000645 | 0.0007418 | 3.0401 | 45.2876 | 0.01741 | 0.0006833 | 0.0008105 | 2.9843 | 45.2589 | 0.01752 | 0.000688 | 0.0008178 | 2.955 | 52.0698 | 0.0188 | 0.0007278 | 0.0008883 | 3.0265 | 52.6911 | 0.01727 | 0.0006326 | 0.0007461 | 2.9091 | 52.5447 | 0.01751 | 0.0006416 | 0.0007598 | 2.9432 | 52.5939 | 0.01861 | 0.0006643 | 0.0007839 | 3.1936 | 52.5842 | 0.02201 | 0.0008026 | 0.0009526 | 3.1269 | 53.3974 | 0.02161 | 0.0007955 | 0.0009476 | 3.1461 | 59.4987 | 0.02079 | 0.0007444 | 0.0008698 | 3.3347 | 62.4297 | 0.02106 | 0.0007288 | 0.0008191 | 3.2557 | 63.0506 | 0.02145 | 0.0007559 | 0.0008731 | 3.5922 | 67.094 | 0.02341 | 0.0008046 | 0.0009134 | 3.2834 | 71.118 | 0.02248 | 0.0007545 | 0.0008543 | 3.3 | 71.6615 | 0.02289 | 0.0008152 | 0.0009572 | 3.3658 | 74.9419 | 0.0229 | 0.0007635 | 0.0008646 | 3.3496 | 75.8773 | 0.02277 | 0.0007517 | 0.0008476 | 3.4477 | 81.2152 | 0.0244 | 0.0008223 | 0.0009083 | 3.4036 | 88.5675 | 0.02358 | 0.0008 | 0.000901 | 3.3606 | 88.4003 | 0.02369 | 0.0008037 | 0.0009061
3.4722 | 0.060695 | 0.05732 | 0.00275 | 0.00407 | 3.9722 | 0.055354 | 0.14311 | 0.00651 | 0.00741 | 3.9788 | 0.055285 | 0.21536 | 0.00931 | 0.00933 | 3.9788 | 0.22353 | 0.05374 | 0.00231 | 0.00223 | 3.7472 | 0.23294 | 0.06489 | 0.00258 | 0.0024 | 3.9196 | 0.51151 | 0.0559 | 0.00223 | 0.00164 | 3.4955 | 1.4949 | 0.02733 | 0.0009865 | 0.0008009 | 3.4063 | 1.5199 | 0.02901 | 0.00102 | 0.0008275 | 3.125 | 2.1994 | 0.02147 | 0.0007557 | 0.0006675 | 3.2136 | 2.8679 | 0.0204 | 0.0007311 | 0.0006259 | 3.3333 | 2.8128 | 0.02288 | 0.0008257 | 0.0006675 | 3.4386 | 3.4023 | 0.02135 | 0.0007736 | 0.0006437 | 3.5296 | 3.3583 | 0.02344 | 0.000837 | 0.0006781 | 3.6113 | 3.3202 | 0.02554 | 0.0008961 | 0.0007114 | 3.6846 | 4.0987 | 0.02317 | 0.0007979 | 0.0006537 | 3.5014 | 4.9975 | 0.01982 | 0.0006922 | 0.0006277 | 3.8106 | 4.8103 | 0.02295 | 0.0008343 | 0.000672 | 3.6379 | 4.9134 | 0.02279 | 0.0008265 | 0.0006767 | 3.7523 | 6.2937 | 0.0203 | 0.0007689 | 0.0006491 | 3.7062 | 7.1296 | 0.02047 | 0.0007623 | 0.0006521 | 3.9318 | 7.8341 | 0.02006 | 0.0007273 | 0.0005885 | 3.7962 | 7.9503 | 0.01998 | 0.0007232 | 0.0005928 | 3.7533 | 9.9902 | 0.01823 | 0.0006539 | 0.0005774 | 3.7176 | 10.8493 | 0.01862 | 0.0006521 | 0.0005854 | 3.7873 | 10.7792 | 0.02007 | 0.0006864 | 0.0006087 | 3.8923 | 11.59 | 0.01889 | 0.0006539 | 0.0006004 | 3.7536 | 11.7304 | 0.02024 | 0.000684 | 0.0006329 | 3.7535 | 14.1727 | 0.01734 | 0.000595 | 0.0005703 | 3.6401 | 14.3131 | 0.01852 | 0.0006211 | 0.0005992 | 3.5451 | 14.4335 | 0.01971 | 0.0006464 | 0.0006271 | 3.5455 | 16.6961 | 0.01792 | 0.0006086 | 0.0006319 | 3.4037 | 16.8767 | 0.01799 | 0.0006124 | 0.0006423 | 3.5333 | 17.7076 | 0.01777 | 0.0005949 | 0.0006106 | 3.4655 | 18.6793 | 0.01738 | 0.0005952 | 0.0006265 | 3.5756 | 20.6819 | 0.01777 | 0.0006388 | 0.0006818 | 3.4521 | 22.886 | 0.01778 | 0.000749 | 0.0008772 | 3.5196 | 22.8157 | 0.01994 | 0.0008155 | 0.0009327 | 3.5754 | 24.337 | 0.01799 | 0.0006686 | 0.0007281 | 3.4654 | 24.4878 | 0.0181 | 0.0006735 | 0.0007386 | 3.5195 | 25.3792 | 0.01739 | 0.00062 | 0.0006619 | 3.5753 | 25.3089 | 0.01928 | 0.0006737 | 0.0006994 | 3.5753 | 27.6626 | 0.01803 | 0.0006905 | 0.000753 | 3.8236 | 27.3408 | 0.01959 | 0.0007277 | 0.0007721 | 3.6622 | 29.956 | 0.0205 | 0.0007123 | 0.0007568 | 3.4846 | 31.6496 | 0.01868 | 0.000682 | 0.0007638 | 3.7075 | 31.4176 | 0.02007 | 0.0007121 | 0.000781 | 3.5293 | 30.8212 | 0.01829 | 0.0006724 | 0.0007355 | 3.5752 | 30.7909 | 0.0199 | 0.0007122 | 0.0007693 | 3.492 | 30.8418 | 0.02001 | 0.0007164 | 0.0007774 | 3.3744 | 36.2 | 0.01849 | 0.0006607 | 0.0007402 | 3.3369 | 37.1229 | 0.0189 | 0.00069 | 0.000795 | 3.3887 | 37.1124 | 0.02039 | 0.0007237 | 0.0008266 | 3.4982 | 36.2432 | 0.01996 | 0.0007232 | 0.0008227 | 3.5362 | 39.8751 | 0.01837 | 0.0006622 | 0.0007487 | 3.2739 | 45.3729 | 0.0183 | 0.0006962 | 0.0008164 | 3.2138 | 45.3541 | 0.01841 | 0.0007008 | 0.0008236 | 3.152 | 52.3545 | 0.01957 | 0.0007372 | 0.0008934 | 3.2283 | 52.8757 | 0.01804 | 0.000643 | 0.0007514 | 3.1031 | 52.7692 | 0.01827 | 0.0006519 | 0.0007651 | 3.3111 | 52.9341 | 0.02013 | 0.0007008 | 0.0007939 | 3.5484 | 53.3545 | 0.02353 | 0.0008333 | 0.0009635 | 3.4743 | 54.2765 | 0.0231 | 0.0008257 | 0.0009589 | 3.4608 | 59.748 | 0.02214 | 0.0007706 | 0.000879 | 3.6379 | 62.7799 | 0.02235 | 0.0007531 | 0.0008276 | 3.5517 | 63.2499 | 0.02272 | 0.0007791 | 0.0008817 | 3.8685 | 67.1947 | 0.02461 | 0.000824 | 0.0009208 | 3.5359 | 71.4366 | 0.02362 | 0.000773 | 0.000862 | 3.5539 | 71.99 | 0.02401 | 0.0008322 | 0.0009645 | 3.8466 | 75.4706 | 0.02504 | 0.0008244 | 0.0008786 | 3.8281 | 76.5054 | 0.02488 | 0.000812 | 0.0008618 | 3.8787 | 81.9231 | 0.02637 | 0.0008712 | 0.0009211 | 3.8291 | 90.0043 | 0.02538 | 0.0008422 | 0.0009125 | 3.7807 | 89.8568 | 0.0255 | 0.0008459 | 0.0009176
3.7202 | 0.057903 | 0.06406 | 0.00301 | 0.0045 | 4.4687 | 0.051 | 0.17333 | 0.00801 | 0.00882 | 4.3103 | 0.052303 | 0.24525 | 0.0104 | 0.0105 | 4.3103 | 0.21132 | 0.06114 | 0.00258 | 0.0025 | 3.997 | 0.22273 | 0.07195 | 0.0028 | 0.00263 | 4.2759 | 0.48138 | 0.06401 | 0.00253 | 0.00183 | 3.7451 | 1.4299 | 0.03008 | 0.00107 | 0.0008526 | 3.6334 | 1.4589 | 0.03171 | 0.0011 | 0.0008761 | 3.3333 | 2.1214 | 0.02334 | 0.0008062 | 0.0006993 | 3.5707 | 2.7087 | 0.02329 | 0.0008451 | 0.0006705 | 3.6667 | 2.6687 | 0.02582 | 0.0009317 | 0.0007113 | 3.7512 | 3.2561 | 0.02377 | 0.0008519 | 0.0006785 | 3.8238 | 3.2241 | 0.02589 | 0.0009116 | 0.0007122 | 3.8891 | 3.1951 | 0.02801 | 0.0009676 | 0.0007449 | 4.211 | 3.8514 | 0.02723 | 0.0009909 | 0.0007068 | 4.0016 | 4.7011 | 0.02314 | 0.0008437 | 0.000668 | 4.2869 | 4.547 | 0.0264 | 0.0009728 | 0.0007127 | 4.0926 | 4.6511 | 0.02616 | 0.0009605 | 0.0007156 | 4.1693 | 6.0013 | 0.02292 | 0.0008587 | 0.0006772 | 4.0768 | 6.8531 | 0.02278 | 0.0008335 | 0.0006757 | 4.2892 | 7.5467 | 0.02216 | 0.0007893 | 0.0006103 | 4.1414 | 7.6629 | 0.02205 | 0.0007838 | 0.000614 | 4.0661 | 9.6847 | 0.01987 | 0.0006968 | 0.0005929 | 4.0035 | 10.5688 | 0.02012 | 0.0006888 | 0.0005994 | 4.0578 | 10.5187 | 0.02158 | 0.0007218 | 0.0006224 | 4.1704 | 11.3294 | 0.0203 | 0.0006861 | 0.0006132 | 4.0038 | 11.4898 | 0.02163 | 0.0007142 | 0.0006449 | 4.0037 | 13.882 | 0.01849 | 0.0006189 | 0.0005802 | 3.8676 | 14.0424 | 0.01966 | 0.0006436 | 0.0006085 | 3.7537 | 14.1728 | 0.02083 | 0.0006677 | 0.000636 | 3.7541 | 16.4253 | 0.01889 | 0.0006257 | 0.0006394 | 3.604 | 16.6159 | 0.01896 | 0.000629 | 0.0006497 | 3.9259 | 17.196 | 0.01962 | 0.0006528 | 0.0006247 | 3.8505 | 18.2077 | 0.01913 | 0.0006474 | 0.0006399 | 4.0225 | 20.1098 | 0.01974 | 0.0007003 | 0.0006956 | 3.8837 | 22.4135 | 0.01956 | 0.0007927 | 0.0008883 | 3.9106 | 22.3835 | 0.02173 | 0.0008561 | 0.0009433 | 3.9727 | 23.7847 | 0.01967 | 0.0007118 | 0.0007391 | 3.8504 | 23.9554 | 0.01976 | 0.0007159 | 0.0007495 | 3.9106 | 24.9067 | 0.01899 | 0.0006626 | 0.0006733 | 3.9328 | 24.8767 | 0.02088 | 0.0007133 | 0.0007104 | 3.9328 | 27.19 | 0.0195 | 0.0007232 | 0.0007622 | 4.1712 | 26.8686 | 0.02108 | 0.0007595 | 0.0007811 | 3.9674 | 29.6136 | 0.02185 | 0.0007394 | 0.0007654 | 3.8014 | 31.3167 | 0.01996 | 0.0007075 | 0.0007721 | 4.0165 | 31.0651 | 0.02136 | 0.0007369 | 0.000789 | 3.8501 | 30.6083 | 0.0196 | 0.0006996 | 0.0007445 | 3.8732 | 30.5982 | 0.02122 | 0.0007379 | 0.0007779 | 3.783 | 30.6591 | 0.02132 | 0.0007418 | 0.000786 | 3.6555 | 36.0367 | 0.01961 | 0.000681 | 0.0007478 | 3.6149 | 37.0594 | 0.01999 | 0.0007086 | 0.0008025 | 3.6493 | 37.0492 | 0.02147 | 0.0007414 | 0.0008338 | 3.7672 | 36.17 | 0.02108 | 0.0007418 | 0.0008301 | 3.8082 | 39.7317 | 0.01939 | 0.000679 | 0.0007553 | 3.5078 | 45.3887 | 0.01919 | 0.0007087 | 0.000822 | 3.4434 | 45.3899 | 0.0193 | 0.0007132 | 0.0008292 | 3.546 | 52.7055 | 0.0211 | 0.0007706 | 0.0009029 | 3.6318 | 53.0766 | 0.01956 | 0.0006802 | 0.0007613 | 3.4909 | 53.0297 | 0.0198 | 0.0006888 | 0.0007751 | 3.679 | 53.096 | 0.02166 | 0.000735 | 0.0008033 | 3.9033 | 53.9064 | 0.02503 | 0.0008622 | 0.0009736 | 3.8218 | 54.9475 | 0.02458 | 0.000854 | 0.0009694 | 3.7754 | 59.8689 | 0.02349 | 0.0007957 | 0.0008877 | 3.9411 | 63.0214 | 0.02363 | 0.0007763 | 0.0008356 | 3.8477 | 63.3308 | 0.024 | 0.0008014 | 0.0008898 | 4.4212 | 67.1592 | 0.02701 | 0.000894 | 0.0009349 | 4.0411 | 71.8079 | 0.02587 | 0.0008389 | 0.0008764 | 4.0616 | 72.3909 | 0.02624 | 0.000893 | 0.000978 | 4.3274 | 75.7035 | 0.02717 | 0.0008804 | 0.0008915 | 4.3066 | 76.7979 | 0.02699 | 0.0008673 | 0.0008749 | 4.3096 | 82.3651 | 0.02834 | 0.0009167 | 0.000933 | 4.2545 | 91.0753 | 0.02716 | 0.0008811 | 0.0009229 | 4.2008 | 90.9576 | 0.02728 | 0.0008848 | 0.0009281
3.9683 | 0.055381 | 0.07112 | 0.00329 | 0.00495 | 4.9652 | 0.047368 | 0.206 | 0.00948 | 0.01033 | 4.6419 | 0.049661 | 0.2768 | 0.0115 | 0.01172 | 4.6419 | 0.20061 | 0.06895 | 0.00285 | 0.00279 | 4.2468 | 0.21353 | 0.07933 | 0.00302 | 0.00287 | 4.6323 | 0.45496 | 0.07262 | 0.00283 | 0.00204 | 3.9948 | 1.3698 | 0.03296 | 0.00115 | 0.0009068 | 4.0876 | 1.3488 | 0.03746 | 0.00138 | 0.0009793 | 3.75 | 1.9802 | 0.02727 | 0.0009899 | 0.0007663 | 3.9277 | 2.5656 | 0.02635 | 0.0009566 | 0.0007176 | 4 | 2.5386 | 0.02892 | 0.00104 | 0.0007574 | 4.0638 | 3.121 | 0.0263 | 0.0009299 | 0.0007148 | 4.1179 | 3.099 | 0.02844 | 0.0009861 | 0.0007477 | 4.4447 | 2.9719 | 0.03324 | 0.00123 | 0.0008157 | 4.7373 | 3.6282 | 0.03154 | 0.00117 | 0.000763 | 4.5018 | 4.4368 | 0.02667 | 0.000987 | 0.0007108 | 4.7633 | 4.3107 | 0.03004 | 0.00111 | 0.0007557 | 4.5473 | 4.4148 | 0.02972 | 0.00109 | 0.0007566 | 4.5862 | 5.736 | 0.02567 | 0.0009475 | 0.0007066 | 4.4474 | 6.6008 | 0.02518 | 0.0009041 | 0.0007002 | 4.6467 | 7.2813 | 0.02434 | 0.000851 | 0.0006329 | 4.4865 | 7.3975 | 0.02419 | 0.0008441 | 0.0006359 | 4.3788 | 9.3992 | 0.02156 | 0.0007397 | 0.0006089 | 4.2895 | 10.3083 | 0.02167 | 0.0007254 | 0.0006138 | 4.3283 | 10.2682 | 0.02313 | 0.0007571 | 0.0006364 | 4.4484 | 11.0789 | 0.02174 | 0.0007183 | 0.0006262 | 4.254 | 11.2493 | 0.02305 | 0.0007443 | 0.0006571 | 4.2539 | 13.5914 | 0.01967 | 0.0006429 | 0.0005901 | 4.0951 | 13.7718 | 0.02082 | 0.0006662 | 0.000618 | 4.1708 | 13.6817 | 0.02315 | 0.0007472 | 0.000654 | 4.1712 | 15.904 | 0.02089 | 0.0006896 | 0.0006546 | 4.0044 | 16.1145 | 0.02093 | 0.0006912 | 0.0006645 | 4.4166 | 16.5745 | 0.02201 | 0.0007384 | 0.0006425 | 4.3318 | 17.6259 | 0.02138 | 0.0007248 | 0.0006568 | 4.4695 | 19.5481 | 0.02178 | 0.0007599 | 0.0007095 | 4.3152 | 21.9214 | 0.02138 | 0.0008359 | 0.0008993 | 4.3017 | 21.9416 | 0.02355 | 0.0008962 | 0.0009537 | 4.3699 | 23.2227 | 0.02138 | 0.0007543 | 0.00075 | 4.2355 | 23.4134 | 0.02146 | 0.0007576 | 0.0007602 | 4.3016 | 24.4146 | 0.02062 | 0.0007041 | 0.0006846 | 4.2903 | 24.4348 | 0.02252 | 0.000752 | 0.0007212 | 4.2904 | 26.6979 | 0.02099 | 0.0007555 | 0.0007713 | 4.5188 | 26.3867 | 0.0226 | 0.000791 | 0.00079 | 4.2726 | 29.2416 | 0.02322 | 0.0007662 | 0.0007739 | 4.1182 | 30.9343 | 0.02125 | 0.0007326 | 0.0007802 | 4.3255 | 30.6729 | 0.02267 | 0.0007614 | 0.0007969 | 4.1709 | 30.3857 | 0.02092 | 0.000726 | 0.0007531 | 4.1711 | 30.3859 | 0.02254 | 0.000763 | 0.0007863 | 4.074 | 30.4566 | 0.02264 | 0.0007667 | 0.0007943 | 3.9367 | 35.8238 | 0.02073 | 0.0007008 | 0.0007551 | 3.893 | 36.9264 | 0.02108 | 0.0007267 | 0.0008097 | 3.91 | 36.9163 | 0.02256 | 0.0007588 | 0.0008408 | 4.0363 | 36.0471 | 0.02219 | 0.0007601 | 0.0008374 | 4.0802 | 39.5288 | 0.0204 | 0.0006955 | 0.0007617 | 3.7416 | 45.3451 | 0.02007 | 0.000721 | 0.0008274 | 3.6729 | 45.3661 | 0.02019 | 0.0007254 | 0.0008346 | 3.94 | 52.8282 | 0.02263 | 0.0008022 | 0.0009118 | 4.0353 | 53.1092 | 0.02108 | 0.0007153 | 0.0007705 | 3.8788 | 53.1121 | 0.02132 | 0.0007235 | 0.0007844 | 4.0469 | 53.1094 | 0.02317 | 0.0007676 | 0.0008121 | 4.2581 | 54.2795 | 0.02652 | 0.0008895 | 0.000983 | 4.1692 | 55.4399 | 0.02604 | 0.0008807 | 0.0009791 | 4.09 | 59.8911 | 0.02483 | 0.0008199 | 0.0008959 | 4.2442 | 63.174 | 0.02491 | 0.0007986 | 0.0008432 | 4.1436 | 63.3229 | 0.02527 | 0.0008231 | 0.0008976 | 4.9738 | 66.877 | 0.02941 | 0.0009591 | 0.000948 | 4.5462 | 71.8929 | 0.02811 | 0.0008995 | 0.0008898 | 4.5693 | 72.5256 | 0.02847 | 0.0009493 | 0.0009905 | 4.8082 | 75.7196 | 0.0293 | 0.0009327 | 0.0009036 | 4.7851 | 76.8336 | 0.02908 | 0.000919 | 0.0008871 | 4.7406 | 82.6 | 0.03029 | 0.0009596 | 0.0009441 | 4.68 | 91.8395 | 0.02892 | 0.0009176 | 0.0009327 | 4.6209 | 91.7516 | 0.02905 | 0.0009212 | 0.0009379
4.4643 | 0.051038 | 0.08615 | 0.00413 | 0.0059 | 5.4618 | 0.044265 | 0.24107 | 0.01094 | 0.01193 | 4.9735 | 0.047309 | 0.30997 | 0.01261 | 0.013 | 4.9735 | 0.19101 | 0.07716 | 0.00313 | 0.00308 | 4.4966 | 0.20512 | 0.08702 | 0.00325 | 0.00312 | 4.9886 | 0.43175 | 0.08171 | 0.00314 | 0.00225 | 4.4942 | 1.2637 | 0.03909 | 0.00146 | 0.00102 | 4.5417 | 1.2547 | 0.04366 | 0.00165 | 0.00109 | 4.1667 | 1.8561 | 0.03147 | 0.00117 | 0.0008378 | 4.2848 | 2.4375 | 0.02957 | 0.00107 | 0.0007672 | 4.3333 | 2.4215 | 0.03217 | 0.00114 | 0.0008058 | 4.3764 | 2.9979 | 0.02894 | 0.00101 | 0.0007527 | 4.7062 | 2.8768 | 0.03384 | 0.00126 | 0.000823 | 5.0003 | 2.7777 | 0.03885 | 0.00147 | 0.0008918 | 5.2637 | 3.426 | 0.03612 | 0.00135 | 0.0008225 | 5.002 | 4.2016 | 0.03041 | 0.00113 | 0.0007561 | 5.2396 | 4.0975 | 0.03387 | 0.00124 | 0.0008012 | 5.002 | 4.2016 | 0.03346 | 0.00122 | 0.0007999 | 5.0031 | 5.4937 | 0.02854 | 0.00104 | 0.0007376 | 4.818 | 6.3674 | 0.02766 | 0.0009744 | 0.0007257 | 5.0041 | 7.036 | 0.02659 | 0.0009126 | 0.0006564 | 4.8316 | 7.1521 | 0.02641 | 0.0009042 | 0.0006585 | 4.6916 | 9.1308 | 0.0233 | 0.0007826 | 0.0006253 | 4.5755 | 10.0478 | 0.02325 | 0.0007621 | 0.0006284 | 4.5988 | 10.0278 | 0.02472 | 0.0007925 | 0.0006507 | 4.7264 | 10.8385 | 0.02321 | 0.0007504 | 0.0006394 | 4.5043 | 11.0289 | 0.0245 | 0.0007744 | 0.0006695 | 4.5042 | 13.3108 | 0.02087 | 0.000667 | 0.0006003 | 4.5501 | 13.2608 | 0.02321 | 0.0007505 | 0.0006372 | 4.6921 | 13.1006 | 0.02616 | 0.0008641 | 0.0006772 | 4.6926 | 15.2726 | 0.02348 | 0.0007843 | 0.0006739 | 4.505 | 15.5031 | 0.02348 | 0.0007833 | 0.0006833 | 4.9073 | 15.9832 | 0.02448 | 0.0008206 | 0.0006607 | 4.8132 | 17.0546 | 0.0237 | 0.0007991 | 0.0006738 | 4.9164 | 19.0067 | 0.02387 | 0.0008181 | 0.0007234 | 4.7467 | 21.4197 | 0.02324 | 0.0008787 | 0.0009101 | 4.6928 | 21.4901 | 0.0254 | 0.0009361 | 0.000964 | 4.7672 | 22.6711 | 0.02314 | 0.0007964 | 0.0007609 | 4.6205 | 22.8717 | 0.0232 | 0.0007989 | 0.000771 | 4.6927 | 23.9128 | 0.02229 | 0.0007449 | 0.0006959 | 4.6478 | 23.9731 | 0.02418 | 0.0007902 | 0.0007319 | 4.6479 | 26.206 | 0.02252 | 0.0007875 | 0.0007803 | 4.8664 | 25.9051 | 0.02414 | 0.0008223 | 0.0007988 | 4.5778 | 28.8498 | 0.02461 | 0.0007926 | 0.0007822 | 4.435 | 30.5322 | 0.02256 | 0.0007574 | 0.0007882 | 4.6344 | 30.271 | 0.02399 | 0.0007857 | 0.0008047 | 4.4918 | 30.1335 | 0.02225 | 0.0007519 | 0.0007617 | 4.469 | 30.1438 | 0.02387 | 0.0007876 | 0.0007945 | 4.365 | 30.2345 | 0.02397 | 0.0007912 | 0.0008025 | 4.2179 | 35.5513 | 0.02186 | 0.0007203 | 0.0007622 | 4.1711 | 36.7237 | 0.02218 | 0.0007445 | 0.0008167 | 4.1707 | 36.7238 | 0.02366 | 0.0007758 | 0.0008475 | 4.3054 | 35.8846 | 0.02331 | 0.000778 | 0.0008444 | 4.3522 | 39.2861 | 0.02143 | 0.0007117 | 0.0007679 | 4.2093 | 45.1188 | 0.02186 | 0.000766 | 0.0008376 | 4.132 | 45.1698 | 0.02197 | 0.0007701 | 0.0008449 | 4.334 | 52.7721 | 0.02416 | 0.0008325 | 0.0009201 | 4.4388 | 53.0031 | 0.0226 | 0.0007487 | 0.0007793 | 4.2667 | 53.0657 | 0.02284 | 0.0007565 | 0.0007931 | 4.4148 | 53.0137 | 0.02469 | 0.0007988 | 0.0008205 | 4.6129 | 54.5036 | 0.028 | 0.0009157 | 0.0009919 | 4.5166 | 55.7833 | 0.02749 | 0.0009061 | 0.0009883 | 4.4046 | 59.8244 | 0.02618 | 0.0008434 | 0.0009038 | 4.8505 | 63.2718 | 0.02746 | 0.000879 | 0.0008576 | 4.7356 | 63.1097 | 0.02782 | 0.0009015 | 0.0009122 | 5.5264 | 66.4469 | 0.03183 | 0.00102 | 0.0009604 | 5.0513 | 71.7807 | 0.03035 | 0.0009561 | 0.0009024 | 5.077 | 72.4632 | 0.03069 | 0.001 | 0.001 | 5.289 | 75.568 | 0.03143 | 0.0009823 | 0.0009151 | 5.2637 | 76.6917 | 0.03119 | 0.0009679 | 0.0008987 | 5.1716 | 82.6673 | 0.03224 | 0.001 | 0.0009547 | 5.1054 | 92.3561 | 0.03067 | 0.0009521 | 0.0009418 | 5.0409 | 92.2981 | 0.0308 | 0.0009556 | 0.000947
4.9603 | 0.047396 | 0.10241 | 0.00494 | 0.00692 | 5.9583 | 0.041604 | 0.27849 | 0.01241 | 0.01363 | 5.305 | 0.045197 | 0.34475 | 0.01373 | 0.01433 | 5.305 | 0.1825 | 0.08578 | 0.00341 | 0.0034 | 4.9963 | 0.19041 | 0.10331 | 0.00406 | 0.00364 | 5.3449 | 0.41093 | 0.09127 | 0.00345 | 0.00248 | 4.9935 | 1.1737 | 0.0457 | 0.00175 | 0.00115 | 4.9959 | 1.1737 | 0.0503 | 0.00191 | 0.00121 | 4.5833 | 1.748 | 0.03595 | 0.00134 | 0.000914 | 4.6419 | 2.3224 | 0.03296 | 0.00118 | 0.0008195 | 4.6667 | 2.3144 | 0.03557 | 0.00125 | 0.0008566 | 5.0016 | 2.7777 | 0.03452 | 0.00129 | 0.000833 | 5.2944 | 2.6846 | 0.03964 | 0.00151 | 0.000904 | 5.5559 | 2.6075 | 0.04485 | 0.00171 | 0.0009731 | 5.7901 | 3.2419 | 0.04095 | 0.00152 | 0.0008852 | 5.5022 | 3.9894 | 0.03435 | 0.00126 | 0.0008039 | 5.7159 | 3.9043 | 0.03791 | 0.00137 | 0.000849 | 5.4568 | 4.0074 | 0.03739 | 0.00135 | 0.0008454 | 5.4201 | 5.2724 | 0.03154 | 0.00112 | 0.0007701 | 5.1886 | 6.1512 | 0.03024 | 0.00104 | 0.0007522 | 5.3615 | 6.8087 | 0.02892 | 0.0009742 | 0.0006807 | 5.1767 | 6.9238 | 0.0287 | 0.0009644 | 0.000682 | 5.0044 | 8.8774 | 0.02509 | 0.0008256 | 0.0006422 | 4.8614 | 9.8094 | 0.02488 | 0.0007987 | 0.0006434 | 4.8693 | 9.8034 | 0.02635 | 0.0008279 | 0.0006653 | 5.0044 | 10.6081 | 0.02472 | 0.0007826 | 0.0006529 | 5.0048 | 10.6081 | 0.02748 | 0.0008863 | 0.0006949 | 5.0046 | 12.7799 | 0.02334 | 0.000757 | 0.0006209 | 5.1189 | 12.6597 | 0.02632 | 0.0008743 | 0.0006619 | 5.2134 | 12.5696 | 0.0293 | 0.0009756 | 0.000701 | 5.214 | 14.6815 | 0.02617 | 0.0008753 | 0.0006937 | 5.0055 | 14.922 | 0.02613 | 0.0008719 | 0.0007025 | 5.3981 | 15.4222 | 0.02705 | 0.0009005 | 0.0006793 | 5.2945 | 16.5134 | 0.02611 | 0.0008714 | 0.0006911 | 5.3634 | 18.4755 | 0.02602 | 0.0008756 | 0.0007376 | 5.1782 | 20.9283 | 0.02514 | 0.0009214 | 0.000921 | 5.0838 | 21.0387 | 0.0273 | 0.000976 | 0.0009744 | 5.1645 | 22.1297 | 0.02494 | 0.0008384 | 0.0007719 | 5.0055 | 22.3403 | 0.02499 | 0.00084 | 0.0007817 | 5.0838 | 23.4113 | 0.024 | 0.0007851 | 0.0007071 | 5.0054 | 23.5117 | 0.02588 | 0.000828 | 0.0007426 | 5.0054 | 25.7144 | 0.02407 | 0.0008195 | 0.0007893 | 5.214 | 25.4236 | 0.02571 | 0.0008536 | 0.0008077 | 4.883 | 28.4481 | 0.02602 | 0.0008189 | 0.0007905 | 4.7518 | 30.1103 | 0.02389 | 0.000782 | 0.000796 | 4.9434 | 29.8494 | 0.02533 | 0.0008098 | 0.0008124 | 4.8126 | 29.8616 | 0.0236 | 0.0007773 | 0.0007701 | 4.767 | 29.902 | 0.02521 | 0.0008119 | 0.0008026 | 4.656 | 29.9927 | 0.0253 | 0.0008152 | 0.0008105 | 4.4991 | 35.2591 | 0.023 | 0.0007396 | 0.0007691 | 4.4491 | 36.4813 | 0.02328 | 0.0007621 | 0.0008235 | 4.692 | 36.2396 | 0.02587 | 0.000839 | 0.0008605 | 4.8436 | 35.4803 | 0.02557 | 0.0008438 | 0.0008579 | 4.8963 | 38.6917 | 0.02349 | 0.0007719 | 0.0007799 | 4.677 | 44.7538 | 0.02365 | 0.0008089 | 0.0008474 | 4.5912 | 44.8347 | 0.02376 | 0.0008128 | 0.0008546 | 4.728 | 52.587 | 0.02569 | 0.0008618 | 0.000928 | 4.8424 | 52.7878 | 0.02412 | 0.0007808 | 0.0007877 | 4.6546 | 52.9003 | 0.02436 | 0.0007882 | 0.0008015 | 4.7827 | 52.8288 | 0.02622 | 0.0008289 | 0.0008286 | 4.9678 | 54.6085 | 0.02948 | 0.0009409 | 0.001 | 4.8641 | 56.0076 | 0.02893 | 0.0009305 | 0.000997 | 5.0338 | 59.5232 | 0.02888 | 0.0009288 | 0.0009188 | 5.4569 | 63.1421 | 0.03001 | 0.0009525 | 0.0008712 | 5.3275 | 62.7093 | 0.03038 | 0.0009742 | 0.0009261 | 6.0791 | 65.9086 | 0.03427 | 0.00108 | 0.0009724 | 5.5565 | 71.5205 | 0.0326 | 0.00101 | 0.0009143 | 5.5847 | 72.2628 | 0.03292 | 0.00105 | 0.00101 | 5.7699 | 75.2881 | 0.03357 | 0.00103 | 0.0009261 | 5.7422 | 76.4116 | 0.03329 | 0.00101 | 0.0009099 | 5.6025 | 82.5963 | 0.03419 | 0.00104 | 0.0009648 | 5.5309 | 92.6646 | 0.03242 | 0.000985 | 0.0009504 | 5.461 | 92.6264 | 0.03254 | 0.0009885 | 0.0009557
5.4563 | 0.044293 | 0.11986 | 0.00575 | 0.008 | 6.4548 | 0.039272 | 0.31823 | 0.0139 | 0.01543 | 5.6366 | 0.043286 | 0.3811 | 0.01488 | 0.01571 | 5.6366 | 0.17469 | 0.09479 | 0.00369 | 0.00372 | 5.6208 | 0.1751 | 0.12535 | 0.00521 | 0.00434 | 5.7013 | 0.39232 | 0.1013 | 0.00376 | 0.00271 | 5.4929 | 1.0956 | 0.05281 | 0.00203 | 0.00128 | 5.4501 | 1.1016 | 0.05739 | 0.00218 | 0.00134 | 5 | 1.6509 | 0.04069 | 0.00151 | 0.0009948 | 4.9989 | 2.2173 | 0.03651 | 0.00129 | 0.0008743 | 5.3333 | 2.1272 | 0.04284 | 0.00163 | 0.0009651 | 5.6268 | 2.5865 | 0.04054 | 0.00156 | 0.0009196 | 5.8827 | 2.5165 | 0.04584 | 0.00176 | 0.0009906 | 6.1115 | 2.4564 | 0.05122 | 0.00194 | 0.00106 | 6.3165 | 3.0727 | 0.04606 | 0.00169 | 0.0009513 | 6.0024 | 3.7972 | 0.03849 | 0.0014 | 0.0008544 | 6.1922 | 3.7281 | 0.04213 | 0.0015 | 0.0008993 | 5.9115 | 3.8302 | 0.04151 | 0.00147 | 0.0008931 | 5.837 | 5.0692 | 0.03466 | 0.00121 | 0.0008041 | 5.5593 | 5.9499 | 0.03291 | 0.00111 | 0.0007797 | 5.719 | 6.5974 | 0.03132 | 0.00104 | 0.0007058 | 5.5218 | 6.7116 | 0.03106 | 0.00102 | 0.0007062 | 5.3172 | 8.6391 | 0.02694 | 0.0008688 | 0.0006595 | 5.1474 | 9.58 | 0.02654 | 0.0008354 | 0.0006587 | 5.4104 | 9.3788 | 0.02971 | 0.0009598 | 0.0006953 | 5.5605 | 10.1873 | 0.02782 | 0.000902 | 0.0006806 | 5.6303 | 10.1373 | 0.03137 | 0.00105 | 0.0007278 | 5.6302 | 12.1689 | 0.02657 | 0.0008889 | 0.0006478 | 5.6876 | 12.1089 | 0.02957 | 0.0009923 | 0.0006877 | 5.7348 | 12.0689 | 0.03258 | 0.00108 | 0.0007258 | 5.7354 | 14.1306 | 0.02897 | 0.0009641 | 0.0007141 | 5.5061 | 14.371 | 0.02888 | 0.0009583 | 0.0007222 | 5.8888 | 14.9013 | 0.02971 | 0.0009791 | 0.0006984 | 5.7758 | 15.9924 | 0.02859 | 0.0009424 | 0.0007088 | 5.8103 | 17.9644 | 0.02823 | 0.0009325 | 0.0007521 | 5.6097 | 20.4371 | 0.02709 | 0.0009641 | 0.000932 | 5.4749 | 20.5876 | 0.02924 | 0.00102 | 0.0009848 | 5.5617 | 21.5985 | 0.02678 | 0.0008802 | 0.000783 | 5.3906 | 21.829 | 0.02681 | 0.0008809 | 0.0007926 | 5.4748 | 22.9099 | 0.02574 | 0.0008249 | 0.0007183 | 5.3629 | 23.0504 | 0.02761 | 0.0008655 | 0.0007534 | 5.363 | 25.223 | 0.02565 | 0.0008513 | 0.0007983 | 5.5616 | 24.9623 | 0.02731 | 0.0008849 | 0.0008167 | 5.4934 | 27.6254 | 0.0289 | 0.0009174 | 0.0008069 | 5.0686 | 29.6687 | 0.02524 | 0.0008066 | 0.0008038 | 5.5613 | 28.9865 | 0.02808 | 0.0009008 | 0.0008277 | 5.1335 | 29.5799 | 0.02495 | 0.0008023 | 0.0007783 | 5.3628 | 29.3689 | 0.02793 | 0.0009014 | 0.0008185 | 5.238 | 29.4895 | 0.02802 | 0.0009038 | 0.0008263 | 5.0615 | 34.5753 | 0.02531 | 0.0008111 | 0.0007827 | 5.0053 | 35.8874 | 0.0255 | 0.0008273 | 0.0008366 | 5.2133 | 35.6362 | 0.02811 | 0.0008994 | 0.0008731 | 5.3818 | 34.9868 | 0.02786 | 0.0009062 | 0.000871 | 5.4403 | 38.0081 | 0.0256 | 0.0008295 | 0.0007916 | 5.1448 | 44.2896 | 0.02546 | 0.0008504 | 0.0008568 | 5.0503 | 44.3904 | 0.02557 | 0.0008539 | 0.000864 | 5.122 | 52.2925 | 0.02723 | 0.0008903 | 0.0009356 | 5.2459 | 52.4933 | 0.02565 | 0.0008118 | 0.0007958 | 5.0425 | 52.6556 | 0.02588 | 0.0008189 | 0.0008096 | 5.1506 | 52.5746 | 0.02775 | 0.0008581 | 0.0008364 | 5.6775 | 54.54 | 0.03244 | 0.00103 | 0.00102 | 5.559 | 56.1482 | 0.03181 | 0.00102 | 0.00101 | 5.663 | 59.0343 | 0.0316 | 0.00101 | 0.0009329 | 6.0632 | 62.8541 | 0.03257 | 0.00102 | 0.0008841 | 5.9195 | 62.1907 | 0.03296 | 0.00104 | 0.0009393 | 6.6317 | 65.3115 | 0.03672 | 0.00114 | 0.0009841 | 6.0616 | 71.1619 | 0.03486 | 0.00106 | 0.0009258 | 6.0924 | 71.9441 | 0.03516 | 0.0011 | 0.00102 | 6.2507 | 74.9197 | 0.03572 | 0.00108 | 0.0009367 | 6.2207 | 76.0329 | 0.03541 | 0.00106 | 0.0009206 | 6.0335 | 82.4268 | 0.03615 | 0.00108 | 0.0009746 | 5.9563 | 92.7945 | 0.03416 | 0.00102 | 0.0009587 | 5.8811 | 92.7863 | 0.03428 | 0.00102 | 0.0009639
5.9524 | 0.041632 | 0.13848 | 0.00657 | 0.00915 | 6.9513 | 0.037221 | 0.36024 | 0.01541 | 0.01731 | 5.9682 | 0.041555 | 0.41902 | 0.01603 | 0.01714 | 5.9682 | 0.16769 | 0.10419 | 0.00397 | 0.00406 | 6.2453 | 0.16229 | 0.14923 | 0.0063 | 0.0051 | 6.4139 | 0.3603 | 0.12274 | 0.00488 | 0.00321 | 5.9922 | 1.0276 | 0.06041 | 0.00232 | 0.00142 | 5.9043 | 1.0386 | 0.06492 | 0.00244 | 0.00147 | 5.4167 | 1.5649 | 0.04571 | 0.00168 | 0.00108 | 5.7131 | 2.0341 | 0.0441 | 0.00169 | 0.0009916 | 6 | 1.9691 | 0.05072 | 0.00199 | 0.00108 | 6.252 | 2.4214 | 0.04698 | 0.00181 | 0.00101 | 6.471 | 2.3683 | 0.05245 | 0.002 | 0.00108 | 6.667 | 2.3223 | 0.05797 | 0.00217 | 0.00115 | 6.8428 | 2.9186 | 0.05145 | 0.00186 | 0.00102 | 6.5026 | 3.622 | 0.04284 | 0.00153 | 0.0009076 | 6.6686 | 3.567 | 0.04655 | 0.00163 | 0.0009521 | 6.3662 | 3.6681 | 0.04581 | 0.0016 | 0.0009432 | 6.2539 | 4.881 | 0.0379 | 0.0013 | 0.0008396 | 5.9299 | 5.7627 | 0.03566 | 0.00119 | 0.0008081 | 6.0764 | 6.3992 | 0.03381 | 0.0011 | 0.0007317 | 5.8669 | 6.5133 | 0.0335 | 0.00109 | 0.0007312 | 5.6299 | 8.4138 | 0.02883 | 0.0009121 | 0.0006773 | 5.7194 | 9.1534 | 0.02998 | 0.0009722 | 0.0006903 | 6.0867 | 8.8991 | 0.03412 | 0.00115 | 0.0007347 | 6.2556 | 9.6986 | 0.03188 | 0.00107 | 0.0007167 | 6.2559 | 9.6987 | 0.03543 | 0.0012 | 0.0007621 | 6.2558 | 11.6081 | 0.02997 | 0.00101 | 0.0006759 | 6.2564 | 11.6082 | 0.03297 | 0.00111 | 0.0007145 | 6.2561 | 11.6082 | 0.03598 | 0.00119 | 0.0007515 | 6.2568 | 13.6098 | 0.03187 | 0.00105 | 0.0007352 | 6.0066 | 13.8602 | 0.03174 | 0.00104 | 0.0007426 | 6.3796 | 14.4005 | 0.03246 | 0.00106 | 0.0007182 | 6.2571 | 15.4916 | 0.03115 | 0.00101 | 0.000727 | 6.2573 | 17.4735 | 0.03051 | 0.000989 | 0.0007668 | 6.0413 | 19.946 | 0.02909 | 0.00101 | 0.0009431 | 5.866 | 20.1465 | 0.03122 | 0.00106 | 0.0009953 | 5.959 | 21.0874 | 0.02867 | 0.000922 | 0.0007942 | 5.7756 | 21.3179 | 0.02868 | 0.0009218 | 0.0008036 | 5.8659 | 22.4188 | 0.02752 | 0.0008645 | 0.0007297 | 5.7204 | 22.5993 | 0.02938 | 0.0009028 | 0.0007642 | 5.7205 | 24.7418 | 0.02727 | 0.0008832 | 0.0008074 | 6.2568 | 24.0402 | 0.0306 | 0.001 | 0.0008347 | 6.1037 | 26.7932 | 0.03186 | 0.00101 | 0.0008233 | 5.7021 | 28.7859 | 0.028 | 0.0008989 | 0.0008192 | 6.1792 | 28.1142 | 0.0309 | 0.0009881 | 0.0008429 | 5.7752 | 28.987 | 0.02771 | 0.0008949 | 0.0007947 | 5.9587 | 28.8064 | 0.03071 | 0.0009858 | 0.0008342 | 5.82 | 28.947 | 0.03078 | 0.0009873 | 0.0008419 | 5.6239 | 33.8422 | 0.02766 | 0.0008794 | 0.000796 | 5.5614 | 35.1941 | 0.02777 | 0.0008897 | 0.0008493 | 5.7347 | 34.9734 | 0.0304 | 0.0009579 | 0.0008853 | 5.92 | 34.4439 | 0.03018 | 0.0009663 | 0.0008839 | 5.9843 | 37.2651 | 0.02774 | 0.0008852 | 0.0008031 | 5.6125 | 43.756 | 0.02729 | 0.0008907 | 0.000866 | 5.5094 | 43.8768 | 0.02739 | 0.0008939 | 0.0008732 | 5.516 | 51.9187 | 0.02877 | 0.0009183 | 0.0009429 | 5.6494 | 52.1294 | 0.02719 | 0.0008421 | 0.0008037 | 5.4304 | 52.3316 | 0.02742 | 0.0008487 | 0.0008175 | 5.8864 | 51.8876 | 0.03083 | 0.0009654 | 0.0008514 | 6.3871 | 54.1933 | 0.0354 | 0.00112 | 0.00103 | 6.2538 | 56.0007 | 0.03468 | 0.0011 | 0.00103 | 6.2923 | 58.437 | 0.03435 | 0.00108 | 0.0009466 | 6.6695 | 62.4375 | 0.03514 | 0.00109 | 0.0008965 | 6.5114 | 61.5836 | 0.03557 | 0.00111 | 0.000952 | 7.1844 | 64.6655 | 0.03921 | 0.00119 | 0.0009954 | 6.5667 | 70.7245 | 0.03714 | 0.00111 | 0.000937 | 6.6001 | 71.5565 | 0.0374 | 0.00115 | 0.00103 | 6.7315 | 74.4824 | 0.03788 | 0.00112 | 0.0009471 | 6.6992 | 75.5754 | 0.03753 | 0.0011 | 0.000931 | 6.4645 | 82.1784 | 0.03811 | 0.00111 | 0.0009841 | 6.3818 | 92.7757 | 0.03589 | 0.00105 | 0.0009666 | 6.3012 | 92.7874 | 0.03602 | 0.00105 | 0.0009719
6.4484 | 0.0393 | 0.15826 | 0.0074 | 0.01036 | 7.4479 | 0.035399 | 0.40449 | 0.01695 | 0.01928 | 6.6313 | 0.038512 | 0.49943 | 0.02007 | 0.02016 | 6.6313 | 0.15538 | 0.12413 | 0.00497 | 0.00477 | 6.8698 | 0.15138 | 0.17492 | 0.00737 | 0.0059 | 7.1266 | 0.33368 | 0.14598 | 0.00594 | 0.00375 | 6.4916 | 0.96793 | 0.06849 | 0.0026 | 0.00158 | 6.3584 | 0.98314 | 0.0729 | 0.0027 | 0.00162 | 5.8333 | 1.4868 | 0.05099 | 0.00185 | 0.00117 | 6.4272 | 1.879 | 0.05235 | 0.00207 | 0.00112 | 6.6667 | 1.833 | 0.05921 | 0.00233 | 0.00121 | 6.8771 | 2.2753 | 0.05385 | 0.00207 | 0.00111 | 7.0592 | 2.2362 | 0.05945 | 0.00224 | 0.00118 | 7.2226 | 2.2032 | 0.0651 | 0.00241 | 0.00125 | 7.3692 | 2.7775 | 0.05711 | 0.00203 | 0.00109 | 7.0028 | 3.4609 | 0.04739 | 0.00167 | 0.0009634 | 7.1449 | 3.4179 | 0.05117 | 0.00177 | 0.00101 | 6.821 | 3.518 | 0.0503 | 0.00173 | 0.0009956 | 6.6708 | 4.7079 | 0.04126 | 0.00139 | 0.0008767 | 6.3005 | 5.5875 | 0.0385 | 0.00126 | 0.0008376 | 6.4339 | 6.214 | 0.03636 | 0.00116 | 0.0007586 | 6.212 | 6.3281 | 0.03601 | 0.00115 | 0.0007571 | 6.2555 | 7.9983 | 0.03276 | 0.00107 | 0.0007145 | 6.4343 | 8.6708 | 0.03451 | 0.00117 | 0.0007318 | 6.763 | 8.4666 | 0.03877 | 0.00133 | 0.0007761 | 6.9506 | 9.258 | 0.03613 | 0.00124 | 0.0007546 | 6.8815 | 9.3001 | 0.03968 | 0.00135 | 0.000798 | 6.8814 | 11.0875 | 0.03352 | 0.00114 | 0.0007053 | 6.8252 | 11.1376 | 0.03652 | 0.00122 | 0.0007425 | 6.7775 | 11.1777 | 0.03952 | 0.00129 | 0.0007783 | 6.7782 | 13.1192 | 0.03489 | 0.00114 | 0.0007571 | 6.5072 | 13.3695 | 0.0347 | 0.00113 | 0.0007636 | 6.8703 | 13.9299 | 0.03531 | 0.00113 | 0.0007385 | 6.7384 | 15.0209 | 0.03379 | 0.00108 | 0.0007456 | 6.7042 | 17.0127 | 0.03285 | 0.00105 | 0.0007819 | 6.4728 | 19.4751 | 0.03114 | 0.00105 | 0.0009543 | 6.257 | 19.7056 | 0.03324 | 0.0011 | 0.00101 | 6.3563 | 20.5965 | 0.03061 | 0.0009639 | 0.0008057 | 6.1607 | 20.8369 | 0.03059 | 0.0009628 | 0.0008148 | 6.2569 | 21.9378 | 0.02933 | 0.0009041 | 0.0007411 | 6.4355 | 21.7274 | 0.03302 | 0.00104 | 0.0007862 | 6.4356 | 23.8196 | 0.03059 | 0.001 | 0.0008258 | 6.952 | 23.1684 | 0.03402 | 0.00112 | 0.0008533 | 6.7141 | 25.9914 | 0.03492 | 0.0011 | 0.00084 | 6.3357 | 27.9037 | 0.03084 | 0.0009877 | 0.0008347 | 6.7972 | 27.2623 | 0.03381 | 0.00107 | 0.0008583 | 6.4168 | 28.3646 | 0.03052 | 0.0009821 | 0.000811 | 6.5546 | 28.2243 | 0.03353 | 0.00107 | 0.0008499 | 6.402 | 28.3748 | 0.03359 | 0.00107 | 0.0008574 | 6.1863 | 33.0697 | 0.03007 | 0.0009454 | 0.0008091 | 6.1176 | 34.4514 | 0.03009 | 0.0009503 | 0.0008618 | 6.256 | 34.2709 | 0.03273 | 0.00102 | 0.0008973 | 6.4581 | 33.8515 | 0.03255 | 0.00102 | 0.0008965 | 6.5283 | 36.4926 | 0.02993 | 0.0009397 | 0.0008145 | 6.0802 | 43.1629 | 0.02915 | 0.0009303 | 0.000875 | 5.9685 | 43.3137 | 0.02924 | 0.0009331 | 0.0008821 | 6.304 | 51.0023 | 0.03191 | 0.00102 | 0.0009571 | 6.4565 | 51.253 | 0.03031 | 0.0009533 | 0.0008191 | 6.2061 | 51.5449 | 0.03053 | 0.0009581 | 0.0008327 | 6.6222 | 51.0521 | 0.03397 | 0.00106 | 0.000866 | 7.0968 | 53.6478 | 0.03839 | 0.0012 | 0.00105 | 6.9487 | 55.6246 | 0.03757 | 0.00118 | 0.00104 | 6.9215 | 57.761 | 0.03712 | 0.00115 | 0.0009598 | 7.2758 | 61.932 | 0.03774 | 0.00115 | 0.0009086 | 7.1034 | 60.9376 | 0.0382 | 0.00117 | 0.0009645 | 7.737 | 63.9902 | 0.04171 | 0.00124 | 0.00101 | 7.0718 | 70.2281 | 0.03943 | 0.00116 | 0.0009479 | 7.1078 | 71.09 | 0.03966 | 0.00119 | 0.00104 | 7.2123 | 73.9859 | 0.04005 | 0.00116 | 0.0009572 | 7.1777 | 75.0588 | 0.03968 | 0.00115 | 0.0009412 | 6.8954 | 81.851 | 0.04007 | 0.00115 | 0.0009933 | 6.8072 | 92.6279 | 0.03763 | 0.00108 | 0.0009743 | 6.7212 | 92.6695 | 0.03776 | 0.00108 | 0.0009795
6.9444 | 0.037249 | 0.17917 | 0.00824 | 0.01164 | 7.9444 | 0.033768 | 0.45095 | 0.0185 | 0.02134 | 7.4602 | 0.03536 | 0.60841 | 0.0258 | 0.02422 | 7.4602 | 0.14257 | 0.15116 | 0.0064 | 0.00572 | 7.4944 | 0.14208 | 0.20236 | 0.00843 | 0.00675 | 7.8392 | 0.31107 | 0.17099 | 0.00697 | 0.00433 | 6.9909 | 0.91509 | 0.07705 | 0.00289 | 0.00174 | 7.2668 | 0.88838 | 0.09015 | 0.00367 | 0.00193 | 6.6667 | 1.3527 | 0.06236 | 0.00247 | 0.00136 | 7.1413 | 1.7469 | 0.06125 | 0.00244 | 0.00126 | 7.3333 | 1.7149 | 0.0683 | 0.00268 | 0.00135 | 7.5023 | 2.1472 | 0.06115 | 0.00232 | 0.00122 | 7.6475 | 2.1192 | 0.06686 | 0.00249 | 0.00128 | 7.7782 | 2.0951 | 0.07261 | 0.00264 | 0.00135 | 7.8956 | 2.6474 | 0.06306 | 0.00221 | 0.00117 | 7.503 | 3.3138 | 0.05215 | 0.00181 | 0.00102 | 7.6212 | 3.2808 | 0.05599 | 0.0019 | 0.00107 | 7.2757 | 3.3799 | 0.05498 | 0.00186 | 0.00105 | 7.0878 | 4.5467 | 0.04475 | 0.00148 | 0.0009152 | 6.6711 | 5.4223 | 0.04143 | 0.00133 | 0.000868 | 7.1487 | 5.8766 | 0.0417 | 0.00139 | 0.0008147 | 6.9023 | 5.9887 | 0.04125 | 0.00137 | 0.0008112 | 7.0374 | 7.5348 | 0.03795 | 0.00131 | 0.0007638 | 7.1492 | 8.2383 | 0.03928 | 0.00136 | 0.0007756 | 7.4393 | 8.0741 | 0.04365 | 0.0015 | 0.0008197 | 7.6457 | 8.8566 | 0.04058 | 0.00139 | 0.0007942 | 7.5071 | 8.9337 | 0.0441 | 0.00149 | 0.0008353 | 7.5069 | 10.6269 | 0.03724 | 0.00126 | 0.0007361 | 7.3939 | 10.7071 | 0.04021 | 0.00133 | 0.0007717 | 7.2988 | 10.7772 | 0.0432 | 0.0014 | 0.0008061 | 7.2996 | 12.6686 | 0.03802 | 0.00122 | 0.0007798 | 7.0077 | 12.9189 | 0.03777 | 0.00121 | 0.0007854 | 7.361 | 13.4893 | 0.03825 | 0.00121 | 0.0007596 | 7.2197 | 14.5802 | 0.03652 | 0.00115 | 0.0007648 | 7.1512 | 16.562 | 0.03525 | 0.0011 | 0.0007974 | 6.9043 | 19.0143 | 0.03323 | 0.00109 | 0.0009658 | 7.0392 | 18.8741 | 0.03742 | 0.00125 | 0.00103 | 7.1508 | 19.6649 | 0.03461 | 0.00112 | 0.0008292 | 6.9308 | 19.9153 | 0.03455 | 0.00112 | 0.0008377 | 7.0391 | 21.016 | 0.03309 | 0.00105 | 0.0007645 | 7.1505 | 20.8859 | 0.0368 | 0.00118 | 0.0008087 | 7.1506 | 22.9279 | 0.03404 | 0.00112 | 0.0008447 | 7.6472 | 22.3469 | 0.03756 | 0.00123 | 0.0008723 | 7.3245 | 25.1998 | 0.03807 | 0.00119 | 0.0008568 | 6.9693 | 27.0318 | 0.03378 | 0.00107 | 0.0008503 | 7.4151 | 26.4407 | 0.03682 | 0.00116 | 0.0008739 | 7.0585 | 27.7127 | 0.0334 | 0.00107 | 0.0008272 | 7.1504 | 27.6225 | 0.03642 | 0.00114 | 0.0008656 | 6.984 | 27.793 | 0.03646 | 0.00114 | 0.0008729 | 6.7487 | 32.2876 | 0.03254 | 0.00101 | 0.0008222 | 6.6737 | 33.6892 | 0.03246 | 0.00101 | 0.0008741 | 6.7773 | 33.5489 | 0.0351 | 0.00107 | 0.0009093 | 6.9963 | 33.2493 | 0.03495 | 0.00108 | 0.0009091 | 7.0724 | 35.7204 | 0.03216 | 0.0009933 | 0.0008259 | 6.5479 | 42.5403 | 0.03103 | 0.0009692 | 0.0008839 | 6.4276 | 42.7109 | 0.03112 | 0.0009716 | 0.000891 | 7.092 | 49.9373 | 0.0351 | 0.00112 | 0.0009709 | 7.2636 | 50.2479 | 0.03349 | 0.00106 | 0.000834 | 6.9819 | 50.6096 | 0.03368 | 0.00106 | 0.0008474 | 7.358 | 50.1275 | 0.03715 | 0.00116 | 0.0008802 | 7.8065 | 52.9633 | 0.04142 | 0.00127 | 0.00106 | 7.6436 | 55.0995 | 0.04048 | 0.00125 | 0.00106 | 7.5507 | 57.0358 | 0.03993 | 0.00122 | 0.0009727 | 7.8821 | 61.3572 | 0.04035 | 0.00121 | 0.0009204 | 7.6953 | 60.2625 | 0.04086 | 0.00123 | 0.0009767 | 8.2897 | 63.3056 | 0.04425 | 0.0013 | 0.00102 | 7.577 | 69.6925 | 0.04173 | 0.00121 | 0.0009585 | 7.6155 | 70.5943 | 0.04194 | 0.00124 | 0.00105 | 7.6932 | 73.4502 | 0.04224 | 0.0012 | 0.0009671 | 7.6562 | 74.5029 | 0.04183 | 0.00119 | 0.0009511 | 7.3264 | 81.4744 | 0.04205 | 0.00118 | 0.001 | 7.2327 | 92.381 | 0.03938 | 0.00111 | 0.0009817 | 7.1413 | 92.4425 | 0.0395 | 0.00111 | 0.000987
7.9365 | 0.033787 | 0.22428 | 0.01091 | 0.01436 | 8.4409 | 0.032297 | 0.49959 | 0.02009 | 0.02348 | 8.2891 | 0.032728 | 0.72664 | 0.03126 | 0.02858 | 8.2891 | 0.13187 | 0.1805 | 0.00775 | 0.00675 | 8.1189 | 0.13397 | 0.23154 | 0.00949 | 0.00765 | 8.5519 | 0.29165 | 0.19775 | 0.008 | 0.00494 | 7.9896 | 0.82564 | 0.0956 | 0.00393 | 0.00208 | 8.1751 | 0.81103 | 0.10915 | 0.00458 | 0.00227 | 7.5 | 1.2407 | 0.07481 | 0.00305 | 0.00157 | 7.8555 | 1.6329 | 0.0708 | 0.0028 | 0.0014 | 8 | 1.6119 | 0.078 | 0.00302 | 0.00149 | 8.1275 | 2.0331 | 0.06887 | 0.00258 | 0.00133 | 8.2358 | 2.0141 | 0.07467 | 0.00273 | 0.00139 | 8.3338 | 1.9981 | 0.08049 | 0.00288 | 0.00146 | 8.4219 | 2.5273 | 0.0693 | 0.00239 | 0.00125 | 8.0032 | 3.1777 | 0.05712 | 0.00195 | 0.00108 | 8.0976 | 3.1537 | 0.061 | 0.00204 | 0.00113 | 7.7304 | 3.2508 | 0.05984 | 0.00199 | 0.00111 | 7.5047 | 4.3966 | 0.04835 | 0.00157 | 0.0009553 | 7.4123 | 5.1221 | 0.04755 | 0.00159 | 0.000932 | 8.0423 | 5.5063 | 0.04879 | 0.00172 | 0.0008896 | 7.765 | 5.6154 | 0.04821 | 0.0017 | 0.0008832 | 7.8193 | 7.1243 | 0.04346 | 0.00153 | 0.0008163 | 7.8641 | 7.8469 | 0.04429 | 0.00154 | 0.0008218 | 8.1156 | 7.7178 | 0.04875 | 0.00167 | 0.0008654 | 8.3407 | 8.4872 | 0.04523 | 0.00155 | 0.0008357 | 8.1327 | 8.5943 | 0.0487 | 0.00163 | 0.0008742 | 8.1325 | 10.1965 | 0.04111 | 0.00137 | 0.0007683 | 7.9627 | 10.3066 | 0.04405 | 0.00144 | 0.0008021 | 7.8202 | 10.4068 | 0.04701 | 0.0015 | 0.0008349 | 7.821 | 12.2381 | 0.04125 | 0.00131 | 0.0008033 | 7.5083 | 12.4984 | 0.04094 | 0.0013 | 0.000808 | 7.8518 | 13.0788 | 0.04128 | 0.00129 | 0.0007814 | 7.701 | 14.1497 | 0.03933 | 0.00122 | 0.0007846 | 8.0451 | 15.7309 | 0.04024 | 0.00131 | 0.0008297 | 7.7673 | 18.1329 | 0.03757 | 0.00126 | 0.0009896 | 7.8213 | 18.0829 | 0.04179 | 0.0014 | 0.00105 | 7.9453 | 18.8036 | 0.03881 | 0.00127 | 0.0008537 | 7.7008 | 19.0639 | 0.03869 | 0.00127 | 0.0008616 | 7.8212 | 20.1546 | 0.03701 | 0.00119 | 0.0007887 | 7.8656 | 20.1046 | 0.04074 | 0.0013 | 0.0008319 | 7.8657 | 22.0965 | 0.03762 | 0.00123 | 0.0008643 | 8.3424 | 21.5757 | 0.04123 | 0.00134 | 0.000892 | 7.9349 | 24.4485 | 0.04132 | 0.00128 | 0.0008741 | 7.6028 | 26.2002 | 0.03681 | 0.00116 | 0.0008662 | 8.033 | 25.6493 | 0.03991 | 0.00124 | 0.0008898 | 7.7002 | 27.071 | 0.03634 | 0.00115 | 0.0008436 | 7.7463 | 27.021 | 0.03937 | 0.00122 | 0.0008814 | 7.566 | 27.2015 | 0.03939 | 0.00122 | 0.0008884 | 7.3111 | 31.5057 | 0.03507 | 0.00107 | 0.0008353 | 7.2299 | 32.9172 | 0.03488 | 0.00107 | 0.0008865 | 7.2987 | 32.8171 | 0.03753 | 0.00113 | 0.0009213 | 7.5345 | 32.6275 | 0.0374 | 0.00114 | 0.0009216 | 7.6164 | 34.9385 | 0.03444 | 0.00105 | 0.0008372 | 7.4833 | 41.2459 | 0.03488 | 0.00111 | 0.0009015 | 7.3459 | 41.4365 | 0.03495 | 0.00112 | 0.0009084 | 7.88 | 48.7932 | 0.03837 | 0.00121 | 0.0009844 | 8.0706 | 49.1737 | 0.03674 | 0.00115 | 0.0008487 | 7.7577 | 49.5953 | 0.0369 | 0.00116 | 0.0008619 | 8.0938 | 49.1438 | 0.0404 | 0.00125 | 0.0008942 | 8.5162 | 52.1994 | 0.04449 | 0.00135 | 0.00107 | 8.3384 | 54.4552 | 0.04343 | 0.00132 | 0.00107 | 8.18 | 56.2715 | 0.04278 | 0.00129 | 0.0009855 | 8.4884 | 60.723 | 0.043 | 0.00127 | 0.000932 | 8.2873 | 59.568 | 0.04355 | 0.00129 | 0.0009887 | 8.8423 | 62.6215 | 0.04681 | 0.00135 | 0.00103 | 8.0821 | 69.1375 | 0.04405 | 0.00125 | 0.000969 | 8.1232 | 70.0492 | 0.04423 | 0.00128 | 0.00106 | 8.174 | 72.8852 | 0.04444 | 0.00125 | 0.0009769 | 8.1347 | 73.9177 | 0.044 | 0.00123 | 0.000961 | 7.7574 | 81.0585 | 0.04403 | 0.00122 | 0.00101 | 7.6581 | 92.0348 | 0.04112 | 0.00113 | 0.000989 | 7.5614 | 92.1262 | 0.04125 | 0.00114 | 0.0009942
8.9286 | 0.030985 | 0.27376 | 0.01348 | 0.01733 | 8.9374 | 0.030956 | 0.55039 | 0.0217 | 0.02571 | 9.118 | 0.030507 | 0.85393 | 0.03663 | 0.03324 | 9.118 | 0.12286 | 0.2121 | 0.00908 | 0.00785 | 8.7434 | 0.12677 | 0.26243 | 0.01056 | 0.0086 | 9.2645 | 0.27474 | 0.22621 | 0.00902 | 0.00559 | 8.9883 | 0.753 | 0.11605 | 0.00492 | 0.00247 | 9.0835 | 0.7468 | 0.12987 | 0.00547 | 0.00264 | 8.3333 | 1.1466 | 0.08832 | 0.00362 | 0.0018 | 8.5696 | 1.5328 | 0.08099 | 0.00316 | 0.00156 | 8.6667 | 1.5208 | 0.0883 | 0.00337 | 0.00164 | 8.7527 | 1.93 | 0.07701 | 0.00284 | 0.00144 | 8.824 | 1.919 | 0.08287 | 0.00298 | 0.00151 | 8.8894 | 1.909 | 0.08874 | 0.00312 | 0.00157 | 8.9483 | 2.4173 | 0.07582 | 0.00257 | 0.00134 | 8.5034 | 3.0526 | 0.0623 | 0.00209 | 0.00115 | 8.5739 | 3.0356 | 0.06621 | 0.00217 | 0.00119 | 8.1852 | 3.1317 | 0.0649 | 0.00212 | 0.00117 | 8.3385 | 4.1253 | 0.05593 | 0.00191 | 0.00104 | 8.3389 | 4.7908 | 0.05569 | 0.00198 | 0.00102 | 8.9359 | 5.182 | 0.05634 | 0.00204 | 0.0009696 | 8.6278 | 5.2891 | 0.0556 | 0.002 | 0.0009602 | 8.6013 | 6.757 | 0.04927 | 0.00174 | 0.0008721 | 8.579 | 7.4915 | 0.04955 | 0.00171 | 0.0008703 | 8.7919 | 7.3924 | 0.05409 | 0.00184 | 0.0009134 | 9.0358 | 8.1468 | 0.05008 | 0.0017 | 0.000879 | 8.7583 | 8.28 | 0.05348 | 0.00177 | 0.0009147 | 8.7581 | 9.7961 | 0.04515 | 0.00149 | 0.000802 | 8.5315 | 9.9362 | 0.04804 | 0.00155 | 0.0008337 | 8.3415 | 10.0564 | 0.05095 | 0.00161 | 0.0008649 | 8.3424 | 11.8476 | 0.0446 | 0.0014 | 0.0008277 | 8.0088 | 12.0979 | 0.04422 | 0.00138 | 0.0008313 | 8.8332 | 12.3279 | 0.04764 | 0.00158 | 0.0008271 | 8.6637 | 13.3787 | 0.04519 | 0.00148 | 0.0008259 | 8.9389 | 14.9699 | 0.0455 | 0.00151 | 0.0008638 | 8.6304 | 17.3218 | 0.04212 | 0.00142 | 0.00101 | 8.6034 | 17.3419 | 0.04634 | 0.00154 | 0.00107 | 8.7399 | 18.0225 | 0.04319 | 0.00142 | 0.0008794 | 8.4709 | 18.2828 | 0.04301 | 0.00141 | 0.0008865 | 8.6033 | 19.3435 | 0.04109 | 0.00133 | 0.0008138 | 8.5806 | 19.3636 | 0.04483 | 0.00143 | 0.0008559 | 8.5807 | 21.3253 | 0.04134 | 0.00134 | 0.0008845 | 9.0376 | 20.8446 | 0.04504 | 0.00144 | 0.0009125 | 8.5452 | 23.7273 | 0.04466 | 0.00137 | 0.0008917 | 8.2364 | 25.3889 | 0.03994 | 0.00124 | 0.0008824 | 8.6509 | 24.8881 | 0.0431 | 0.00132 | 0.0009061 | 8.3419 | 26.4096 | 0.03936 | 0.00123 | 0.0008601 | 8.3422 | 26.4097 | 0.04239 | 0.0013 | 0.0008973 | 8.148 | 26.6101 | 0.04239 | 0.00129 | 0.0009041 | 7.8735 | 30.7441 | 0.03766 | 0.00114 | 0.0008486 | 7.786 | 32.1455 | 0.03736 | 0.00113 | 0.0008989 | 8.3413 | 31.3841 | 0.04256 | 0.00134 | 0.0009454 | 8.6109 | 31.3845 | 0.04244 | 0.00135 | 0.0009468 | 8.7045 | 33.4154 | 0.03916 | 0.00124 | 0.0008603 | 8.4187 | 39.9224 | 0.03885 | 0.00125 | 0.0009191 | 8.2641 | 40.143 | 0.03891 | 0.00125 | 0.0009258 | 8.668 | 47.6097 | 0.04172 | 0.0013 | 0.0009978 | 8.8777 | 48.0603 | 0.04005 | 0.00125 | 0.0008633 | 8.5334 | 48.5317 | 0.04019 | 0.00125 | 0.0008763 | 8.8296 | 48.1206 | 0.04372 | 0.00134 | 0.0009082 | 9.2259 | 51.3661 | 0.0476 | 0.00142 | 0.00109 | 9.0333 | 53.7415 | 0.04641 | 0.00139 | 0.00108 | 8.8092 | 55.4976 | 0.04567 | 0.00135 | 0.0009981 | 9.0948 | 60.0694 | 0.04567 | 0.00132 | 0.0009435 | 8.8792 | 58.864 | 0.04628 | 0.00135 | 0.001 | 9.395 | 61.9378 | 0.0494 | 0.0014 | 0.00104 | 8.5872 | 68.5531 | 0.0464 | 0.0013 | 0.0009793 | 8.6309 | 69.4847 | 0.04655 | 0.00132 | 0.00107 | 8.6548 | 72.3006 | 0.04666 | 0.00129 | 0.0009865 | 8.6133 | 73.3131 | 0.0462 | 0.00127 | 0.0009706 | 8.6193 | 80.1183 | 0.04803 | 0.00135 | 0.00103 | 8.509 | 91.154 | 0.04465 | 0.00124 | 0.001 | 8.4016 | 91.2753 | 0.04477 | 0.00124 | 0.00101
9.9206 | 0.028654 | 0.32749 | 0.01604 | 0.02052 | 9.9305 | 0.028635 | 0.65832 | 0.02721 | 0.03043 | 9.9469 | 0.028596 | 0.99009 | 0.04196 | 0.03818 | 9.9469 | 0.11516 | 0.24592 | 0.01041 | 0.00902 | 9.368 | 0.12046 | 0.29501 | 0.01165 | 0.00959 | 9.9772 | 0.25993 | 0.25636 | 0.01005 | 0.00628 | 9.987 | 0.69286 | 0.13837 | 0.00588 | 0.00289 | 9.9918 | 0.69256 | 0.15229 | 0.00636 | 0.00304 | 9.1667 | 1.0656 | 0.10291 | 0.00419 | 0.00205 | 9.2837 | 1.4457 | 0.09182 | 0.00353 | 0.00173 | 9.3333 | 1.4397 | 0.0992 | 0.00372 | 0.00181 | 9.3779 | 1.839 | 0.08557 | 0.0031 | 0.00157 | 9.4123 | 1.834 | 0.09146 | 0.00323 | 0.00163 | 9.445 | 1.829 | 0.09737 | 0.00336 | 0.00169 | 9.4747 | 2.3162 | 0.08263 | 0.00276 | 0.00142 | 9.0036 | 2.9355 | 0.06769 | 0.00223 | 0.00121 | 9.5265 | 2.8225 | 0.07723 | 0.00269 | 0.00132 | 9.0946 | 2.9155 | 0.07557 | 0.00262 | 0.00129 | 9.3809 | 3.8321 | 0.06607 | 0.0024 | 0.00115 | 9.2654 | 4.5005 | 0.06438 | 0.00234 | 0.00111 | 9.8295 | 4.8957 | 0.06434 | 0.00234 | 0.00105 | 9.4906 | 4.9998 | 0.06344 | 0.0023 | 0.00104 | 9.3832 | 6.4277 | 0.05539 | 0.00195 | 0.000931 | 9.2939 | 7.1682 | 0.05506 | 0.00189 | 0.0009211 | 9.4682 | 7.0942 | 0.05966 | 0.00201 | 0.0009634 | 9.7309 | 7.8315 | 0.05513 | 0.00185 | 0.0009242 | 9.3839 | 7.9867 | 0.05844 | 0.00191 | 0.0009568 | 9.3837 | 9.4307 | 0.04934 | 0.00161 | 0.0008371 | 9.1002 | 9.5929 | 0.05217 | 0.00166 | 0.0008667 | 9.3842 | 9.4308 | 0.05923 | 0.002 | 0.0009282 | 9.3852 | 11.1169 | 0.05163 | 0.00172 | 0.0008792 | 9.0099 | 11.3672 | 0.0511 | 0.00169 | 0.0008806 | 9.8147 | 11.6572 | 0.05437 | 0.00185 | 0.0008759 | 9.6263 | 12.678 | 0.05138 | 0.00173 | 0.0008697 | 9.8328 | 14.2791 | 0.05101 | 0.00171 | 0.0008998 | 9.4934 | 16.5608 | 0.04689 | 0.00157 | 0.00104 | 9.3856 | 16.651 | 0.05109 | 0.00169 | 0.0011 | 9.5344 | 17.2916 | 0.04776 | 0.00156 | 0.0009063 | 9.241 | 17.5519 | 0.04752 | 0.00155 | 0.0009126 | 9.3854 | 18.5925 | 0.04535 | 0.00146 | 0.0008398 | 9.2957 | 18.6727 | 0.04907 | 0.00155 | 0.0008807 | 9.2958 | 20.5943 | 0.04519 | 0.00145 | 0.0009055 | 9.7328 | 20.1637 | 0.04897 | 0.00155 | 0.0009336 | 9.766 | 22.3854 | 0.05166 | 0.00169 | 0.0009284 | 8.87 | 24.6277 | 0.04316 | 0.00133 | 0.0008991 | 9.8868 | 23.4761 | 0.04978 | 0.00163 | 0.0009401 | 8.9836 | 25.7684 | 0.04245 | 0.0013 | 0.0008769 | 9.5339 | 25.2175 | 0.04864 | 0.00157 | 0.0009299 | 9.312 | 25.4379 | 0.04859 | 0.00157 | 0.0009362 | 8.9983 | 29.2715 | 0.04304 | 0.00137 | 0.0008756 | 8.8983 | 30.6427 | 0.0425 | 0.00134 | 0.0009241 | 9.384 | 30.0218 | 0.04782 | 0.00153 | 0.0009701 | 9.6872 | 30.1621 | 0.04768 | 0.00154 | 0.0009725 | 9.7925 | 31.9629 | 0.0441 | 0.00143 | 0.000884 | 9.3541 | 38.6196 | 0.04296 | 0.00138 | 0.0009369 | 9.1823 | 38.8601 | 0.04299 | 0.00138 | 0.0009434 | 9.456 | 46.4269 | 0.04515 | 0.00139 | 0.00101 | 9.6848 | 46.9273 | 0.04345 | 0.00134 | 0.000878 | 9.3092 | 47.4587 | 0.04355 | 0.00134 | 0.0008906 | 9.5654 | 47.0979 | 0.04711 | 0.00142 | 0.0009222 | 9.9356 | 50.5032 | 0.05077 | 0.00149 | 0.0011 | 9.7282 | 52.9783 | 0.04943 | 0.00145 | 0.0011 | 9.4384 | 54.7143 | 0.04859 | 0.00142 | 0.00101 | 9.7011 | 59.3862 | 0.04837 | 0.00138 | 0.0009549 | 9.4712 | 58.1706 | 0.04903 | 0.00141 | 0.00101 | 9.9476 | 61.2546 | 0.05202 | 0.00145 | 0.00105 | 9.0924 | 67.9591 | 0.04876 | 0.00134 | 0.0009895 | 9.1386 | 68.9006 | 0.04888 | 0.00137 | 0.00108 | 9.6164 | 71.1028 | 0.05116 | 0.00144 | 0.00101 | 9.5703 | 72.075 | 0.05063 | 0.00142 | 0.0009897 | 9.6967 | 78.8378 | 0.05311 | 0.00153 | 0.00105 | 9.5727 | 89.7531 | 0.0491 | 0.00139 | 0.00102 | 9.4518 | 89.9242 | 0.04922 | 0.0014 | 0.00103
10.9127 | 0.026683 | 0.38538 | 0.0186 | 0.02393 | 11.1718 | 0.026224 | 0.80493 | 0.03504 | 0.03677 | 10.7759 | 0.026945 | 1.13 | 0.04732 | 0.04341 | 10.7759 | 0.10845 | 0.28191 | 0.01174 | 0.01026 | 9.9925 | 0.11476 | 0.32924 | 0.01274 | 0.01063 | 11.4025 | 0.23512 | 0.32155 | 0.01376 | 0.00775 | 10.9857 | 0.64223 | 0.16254 | 0.00684 | 0.00334 | 10.9002 | 0.64624 | 0.17639 | 0.00725 | 0.00347 | 10 | 0.99582 | 0.11857 | 0.00477 | 0.00231 | 9.9979 | 1.3677 | 0.10329 | 0.0039 | 0.00191 | 10 | 1.3677 | 0.1107 | 0.00408 | 0.00198 | 10.0031 | 1.7559 | 0.09454 | 0.00336 | 0.0017 | 10.0006 | 1.7559 | 0.10045 | 0.00349 | 0.00175 | 10.0006 | 1.7559 | 0.10637 | 0.00361 | 0.00181 | 10.5274 | 2.1361 | 0.09713 | 0.00345 | 0.00161 | 10.004 | 2.7264 | 0.07909 | 0.00277 | 0.00135 | 10.7173 | 2.5933 | 0.09214 | 0.00343 | 0.0015 | 10.2315 | 2.6824 | 0.08999 | 0.00333 | 0.00146 | 10.4232 | 3.5789 | 0.07696 | 0.00287 | 0.00128 | 10.192 | 4.2443 | 0.0736 | 0.00269 | 0.00121 | 10.7231 | 4.6405 | 0.0728 | 0.00264 | 0.00114 | 10.3534 | 4.7426 | 0.07173 | 0.00259 | 0.00113 | 10.1651 | 6.1304 | 0.06181 | 0.00216 | 0.0009931 | 10.0089 | 6.8719 | 0.0608 | 0.00206 | 0.0009743 | 10.1445 | 6.8189 | 0.06546 | 0.00218 | 0.00102 | 10.4259 | 7.5402 | 0.06038 | 0.00199 | 0.0009712 | 10.0095 | 7.7124 | 0.06358 | 0.00205 | 0.001 | 10.0093 | 9.0944 | 0.0537 | 0.00173 | 0.0008737 | 10.2377 | 8.9783 | 0.06086 | 0.00207 | 0.0009364 | 10.4269 | 8.8843 | 0.06804 | 0.00236 | 0.000996 | 10.428 | 10.4863 | 0.0591 | 0.00203 | 0.0009345 | 10.011 | 10.7265 | 0.05841 | 0.00199 | 0.0009334 | 10.7962 | 11.0566 | 0.06147 | 0.00211 | 0.0009277 | 10.5889 | 12.0573 | 0.05791 | 0.00196 | 0.0009162 | 10.7267 | 13.6484 | 0.05679 | 0.0019 | 0.0009377 | 10.3564 | 15.86 | 0.05186 | 0.00173 | 0.00107 | 10.1677 | 16.0102 | 0.05603 | 0.00183 | 0.00112 | 10.3289 | 16.6308 | 0.05251 | 0.00171 | 0.0009345 | 10.0111 | 16.8911 | 0.0522 | 0.00169 | 0.0009398 | 10.1675 | 17.9016 | 0.04977 | 0.00159 | 0.0008669 | 10.0107 | 18.0319 | 0.05346 | 0.00168 | 0.0009065 | 10.0109 | 19.9034 | 0.04917 | 0.00156 | 0.0009272 | 11.1232 | 18.9322 | 0.05723 | 0.00194 | 0.0009784 | 10.9867 | 21.1839 | 0.05907 | 0.00199 | 0.0009673 | 10.1371 | 23.2157 | 0.04991 | 0.00164 | 0.0009338 | 11.1226 | 22.2145 | 0.05684 | 0.00191 | 0.000976 | 10.2669 | 24.4964 | 0.04887 | 0.00159 | 0.0009114 | 10.7256 | 24.0658 | 0.05519 | 0.00183 | 0.0009638 | 10.476 | 24.2962 | 0.05508 | 0.00182 | 0.0009694 | 10.1231 | 27.8994 | 0.04869 | 0.00159 | 0.0009037 | 10.0106 | 29.2405 | 0.04788 | 0.00155 | 0.00095 | 10.4267 | 28.7399 | 0.05331 | 0.00172 | 0.0009956 | 10.7636 | 28.9902 | 0.05314 | 0.00173 | 0.0009988 | 10.8806 | 30.6009 | 0.04926 | 0.00161 | 0.0009085 | 10.2895 | 37.3572 | 0.04721 | 0.00151 | 0.000955 | 10.1005 | 37.6077 | 0.04721 | 0.00151 | 0.0009613 | 10.244 | 45.2544 | 0.04867 | 0.00148 | 0.00102 | 10.4918 | 45.8148 | 0.04693 | 0.00143 | 0.0008928 | 10.0849 | 46.3761 | 0.04699 | 0.00142 | 0.0009051 | 10.3012 | 46.0755 | 0.05057 | 0.0015 | 0.0009363 | 10.6452 | 49.6207 | 0.05399 | 0.00156 | 0.00111 | 10.423 | 52.1855 | 0.0525 | 0.00152 | 0.00111 | 10.0676 | 53.9414 | 0.05156 | 0.00148 | 0.00102 | 10.3074 | 58.6833 | 0.0511 | 0.00143 | 0.0009662 | 10.0631 | 57.4775 | 0.05182 | 0.00146 | 0.00102 | 11.0529 | 59.939 | 0.05734 | 0.00163 | 0.00107 | 10.1026 | 66.7522 | 0.05355 | 0.0015 | 0.00101 | 10.154 | 67.6936 | 0.0536 | 0.00152 | 0.0011 | 10.8185 | 69.5748 | 0.05689 | 0.00165 | 0.00103 | 10.7666 | 70.5068 | 0.05629 | 0.00163 | 0.00101 | 10.7741 | 77.4894 | 0.05827 | 0.0017 | 0.00107 | 10.6363 | 88.1741 | 0.05364 | 0.00154 | 0.00104 | 10.502 | 88.3752 | 0.05374 | 0.00154 | 0.00104
11.9048 | 0.025002 | 0.44737 | 0.0212 | 0.02756 | 12.4131 | 0.024232 | 0.96432 | 0.04253 | 0.04362 | 11.6048 | 0.025484 | 1.29 | 0.05272 | 0.04892 | 11.6048 | 0.10255 | 0.32005 | 0.01308 | 0.01157 | 11.2416 | 0.10505 | 0.40256 | 0.01666 | 0.01285 | 12.8278 | 0.21511 | 0.39323 | 0.01723 | 0.00935 | 11.9844 | 0.59911 | 0.18854 | 0.00781 | 0.00382 | 11.8085 | 0.60621 | 0.20215 | 0.00816 | 0.00393 | 10.8333 | 0.93498 | 0.13528 | 0.00535 | 0.0026 | 10.712 | 1.2977 | 0.11539 | 0.00428 | 0.00209 | 10.6667 | 1.3027 | 0.12278 | 0.00444 | 0.00216 | 10.6283 | 1.6809 | 0.10393 | 0.00363 | 0.00183 | 10.5889 | 1.6849 | 0.10982 | 0.00374 | 0.00188 | 11.1117 | 1.6268 | 0.12546 | 0.00453 | 0.00207 | 11.8434 | 1.947 | 0.11691 | 0.00447 | 0.00187 | 11.2545 | 2.5013 | 0.09453 | 0.00354 | 0.00155 | 11.9082 | 2.3982 | 0.10831 | 0.00414 | 0.0017 | 11.3683 | 2.4833 | 0.10562 | 0.00402 | 0.00165 | 11.4655 | 3.3598 | 0.08859 | 0.00332 | 0.00141 | 11.1185 | 4.0151 | 0.08337 | 0.00303 | 0.00131 | 11.6167 | 4.4124 | 0.08171 | 0.00293 | 0.00124 | 11.2162 | 4.5114 | 0.08044 | 0.00287 | 0.00122 | 10.9471 | 5.8612 | 0.06854 | 0.00237 | 0.00106 | 10.7238 | 6.6007 | 0.06679 | 0.00223 | 0.00103 | 10.8208 | 6.5657 | 0.07148 | 0.00234 | 0.00107 | 11.121 | 7.268 | 0.06582 | 0.00214 | 0.00102 | 11.2607 | 7.216 | 0.07439 | 0.00256 | 0.00109 | 11.2604 | 8.4939 | 0.06287 | 0.00217 | 0.0009514 | 11.3753 | 8.4438 | 0.07012 | 0.00246 | 0.00101 | 11.4696 | 8.4028 | 0.07738 | 0.00271 | 0.00107 | 11.4708 | 9.9198 | 0.06701 | 0.00232 | 0.0009935 | 11.0121 | 10.156 | 0.06613 | 0.00228 | 0.0009897 | 11.7776 | 10.5262 | 0.06895 | 0.00236 | 0.0009827 | 11.5516 | 11.4968 | 0.06476 | 0.00219 | 0.0009652 | 11.6206 | 13.0779 | 0.06283 | 0.00209 | 0.0009777 | 11.2195 | 15.2093 | 0.05706 | 0.00188 | 0.0011 | 10.9498 | 15.4096 | 0.06116 | 0.00197 | 0.00115 | 11.1235 | 16.0201 | 0.05745 | 0.00185 | 0.000964 | 10.7812 | 16.2704 | 0.05706 | 0.00183 | 0.0009683 | 10.9496 | 17.2509 | 0.05436 | 0.00172 | 0.0008952 | 11.4408 | 16.8706 | 0.06271 | 0.00213 | 0.000961 | 11.441 | 18.6719 | 0.05754 | 0.00196 | 0.0009734 | 12.5136 | 17.851 | 0.066 | 0.00231 | 0.00103 | 12.2075 | 20.1027 | 0.06689 | 0.00228 | 0.00101 | 11.4042 | 21.9442 | 0.05706 | 0.00193 | 0.0009706 | 12.3585 | 21.0832 | 0.0643 | 0.00219 | 0.00101 | 11.5503 | 23.2948 | 0.05562 | 0.00186 | 0.0009474 | 11.9174 | 22.9644 | 0.06205 | 0.00207 | 0.0009991 | 11.64 | 23.2147 | 0.06187 | 0.00206 | 0.001 | 11.2478 | 26.6377 | 0.0546 | 0.0018 | 0.0009329 | 11.1229 | 27.9287 | 0.05353 | 0.00175 | 0.0009769 | 11.4693 | 27.5483 | 0.05904 | 0.00191 | 0.00102 | 11.8399 | 27.8686 | 0.05881 | 0.00191 | 0.00103 | 11.9686 | 29.3492 | 0.05464 | 0.00178 | 0.0009339 | 11.2249 | 36.1452 | 0.0516 | 0.00163 | 0.0009736 | 11.0188 | 36.4057 | 0.05157 | 0.00163 | 0.0009797 | 11.032 | 44.1022 | 0.05228 | 0.00157 | 0.00104 | 11.2989 | 44.7127 | 0.05049 | 0.00152 | 0.0009077 | 10.8607 | 45.3038 | 0.05051 | 0.00151 | 0.0009197 | 11.037 | 45.0735 | 0.05411 | 0.00159 | 0.0009506 | 11.3549 | 48.7385 | 0.05727 | 0.00163 | 0.00113 | 11.1179 | 51.363 | 0.05561 | 0.00158 | 0.00112 | 10.6969 | 53.1687 | 0.05457 | 0.00154 | 0.00104 | 10.9137 | 57.9807 | 0.05386 | 0.00149 | 0.0009775 | 10.655 | 56.7947 | 0.05465 | 0.00152 | 0.00104 | 12.4345 | 58.3832 | 0.06416 | 0.0019 | 0.0011 | 11.3655 | 65.2552 | 0.05966 | 0.00174 | 0.00103 | 11.4232 | 66.1765 | 0.05962 | 0.00175 | 0.00113 | 12.0206 | 68.0783 | 0.06275 | 0.00185 | 0.00105 | 11.9629 | 68.9701 | 0.06207 | 0.00183 | 0.00104 | 11.8515 | 76.1323 | 0.06352 | 0.00185 | 0.00109 | 11.6999 | 86.4867 | 0.05825 | 0.00167 | 0.00105 | 11.5521 | 86.7277 | 0.05835 | 0.00167 | 0.00106
12.8968 | 0.023541 | 0.51338 | 0.02385 | 0.03141 | 13.6544 | 0.022551 | 1.14 | 0.04991 | 0.05095 | 12.4337 | 0.024203 | 1.45 | 0.05819 | 0.0547 | 12.4337 | 0.097387 | 0.3603 | 0.01444 | 0.01294 | 12.4906 | 0.097048 | 0.4823 | 0.02036 | 0.01524 | 14.2531 | 0.1985 | 0.47124 | 0.0206 | 0.01109 | 12.9831 | 0.56199 | 0.21633 | 0.00879 | 0.00433 | 12.7169 | 0.57129 | 0.22954 | 0.00908 | 0.00441 | 11.6667 | 0.88165 | 0.15304 | 0.00594 | 0.0029 | 11.4261 | 1.2356 | 0.12813 | 0.00466 | 0.00229 | 11.3333 | 1.2436 | 0.13546 | 0.00481 | 0.00235 | 11.2535 | 1.6118 | 0.11373 | 0.0039 | 0.00197 | 11.7654 | 1.5608 | 0.12972 | 0.00471 | 0.00216 | 12.5007 | 1.4928 | 0.15133 | 0.00585 | 0.00242 | 13.1593 | 1.7909 | 0.1385 | 0.00543 | 0.00214 | 12.505 | 2.3102 | 0.1113 | 0.00428 | 0.00175 | 13.099 | 2.2291 | 0.12575 | 0.00484 | 0.00191 | 12.5051 | 2.3102 | 0.12245 | 0.00469 | 0.00185 | 12.5078 | 3.1686 | 0.10095 | 0.00376 | 0.00155 | 12.0451 | 3.811 | 0.09368 | 0.00337 | 0.00142 | 12.5103 | 4.2062 | 0.09107 | 0.00323 | 0.00134 | 12.079 | 4.3033 | 0.08959 | 0.00316 | 0.00132 | 11.729 | 5.616 | 0.07557 | 0.00257 | 0.00113 | 11.4387 | 6.3505 | 0.07302 | 0.00241 | 0.00109 | 12.1733 | 6.1143 | 0.08422 | 0.00297 | 0.00119 | 12.5111 | 6.7796 | 0.07731 | 0.0027 | 0.00112 | 12.5119 | 6.7796 | 0.08592 | 0.00305 | 0.00119 | 12.5116 | 7.9774 | 0.07267 | 0.00258 | 0.00103 | 12.5128 | 7.9765 | 0.07995 | 0.00283 | 0.00109 | 12.5123 | 7.9765 | 0.08723 | 0.00305 | 0.00115 | 12.5136 | 9.4213 | 0.07536 | 0.00261 | 0.00106 | 12.0132 | 9.6526 | 0.07428 | 0.00256 | 0.00105 | 12.7591 | 10.0557 | 0.07679 | 0.00262 | 0.00104 | 12.5142 | 10.9863 | 0.07194 | 0.00242 | 0.00102 | 12.5145 | 12.5474 | 0.06913 | 0.00227 | 0.00102 | 12.0825 | 14.6088 | 0.06247 | 0.00203 | 0.00113 | 12.5141 | 14.3285 | 0.07202 | 0.00251 | 0.00121 | 12.7125 | 14.939 | 0.06788 | 0.00237 | 0.00103 | 12.3213 | 15.1892 | 0.06733 | 0.00234 | 0.00103 | 12.5139 | 16.0997 | 0.06404 | 0.00221 | 0.0009551 | 12.8709 | 15.8595 | 0.07257 | 0.00255 | 0.00102 | 12.8711 | 17.5907 | 0.06644 | 0.00234 | 0.00102 | 13.904 | 16.9 | 0.07529 | 0.00266 | 0.00108 | 13.4282 | 19.1417 | 0.07511 | 0.00257 | 0.00105 | 12.6714 | 20.8129 | 0.06461 | 0.00221 | 0.00101 | 13.5943 | 20.0622 | 0.07214 | 0.00246 | 0.00105 | 12.8337 | 22.1635 | 0.06272 | 0.00212 | 0.0009853 | 13.1091 | 21.9333 | 0.06924 | 0.00231 | 0.00104 | 12.8039 | 22.1836 | 0.06898 | 0.0023 | 0.00104 | 12.3726 | 25.4763 | 0.0608 | 0.00201 | 0.0009634 | 12.2351 | 26.7272 | 0.05943 | 0.00194 | 0.00101 | 12.512 | 26.4469 | 0.06502 | 0.00209 | 0.00105 | 12.9163 | 26.8272 | 0.06471 | 0.00208 | 0.00105 | 13.0567 | 28.1878 | 0.06025 | 0.00195 | 0.0009604 | 12.1603 | 34.9935 | 0.05613 | 0.00176 | 0.0009927 | 11.937 | 35.2639 | 0.05607 | 0.00175 | 0.0009985 | 11.82 | 42.9904 | 0.05598 | 0.00166 | 0.00105 | 12.106 | 43.6508 | 0.05414 | 0.0016 | 0.0009229 | 11.6365 | 44.2619 | 0.05411 | 0.0016 | 0.0009344 | 11.7728 | 44.0816 | 0.05773 | 0.00167 | 0.000965 | 12.0646 | 47.8665 | 0.06061 | 0.0017 | 0.00114 | 11.8128 | 50.5508 | 0.05878 | 0.00165 | 0.00114 | 11.3261 | 52.4064 | 0.05763 | 0.0016 | 0.00105 | 12.1264 | 56.5663 | 0.0595 | 0.00169 | 0.001 | 11.8389 | 55.4799 | 0.06039 | 0.00172 | 0.00106 | 13.8161 | 56.9286 | 0.07115 | 0.00215 | 0.00113 | 12.6283 | 63.8095 | 0.06591 | 0.00195 | 0.00106 | 12.6925 | 64.6707 | 0.06579 | 0.00196 | 0.00115 | 13.2226 | 66.6228 | 0.06874 | 0.00204 | 0.00108 | 13.1592 | 67.5045 | 0.06798 | 0.00201 | 0.00106 | 12.9289 | 74.7863 | 0.06886 | 0.002 | 0.00111 | 12.7636 | 84.7704 | 0.06296 | 0.0018 | 0.00107 | 12.6023 | 85.0313 | 0.06304 | 0.0018 | 0.00107
13.8889 | 0.02226 | 0.58335 | 0.02655 | 0.03546 | 14.8957 | 0.02111 | 1.32 | 0.05729 | 0.05875 | 13.2626 | 0.023052 | 1.62 | 0.06372 | 0.06074 | 13.2626 | 0.092735 | 0.40264 | 0.01582 | 0.01437 | 13.7397 | 0.090284 | 0.56832 | 0.02398 | 0.0178 | 15.6784 | 0.18459 | 0.55546 | 0.02395 | 0.01295 | 13.9818 | 0.52957 | 0.24588 | 0.00978 | 0.00488 | 13.6252 | 0.54068 | 0.25855 | 0.01001 | 0.00493 | 12.5 | 0.83452 | 0.17183 | 0.00653 | 0.00321 | 12.1403 | 1.1796 | 0.14148 | 0.00505 | 0.00249 | 12 | 1.1896 | 0.14871 | 0.00518 | 0.00254 | 12.5039 | 1.4927 | 0.13452 | 0.00491 | 0.00227 | 13.2361 | 1.4317 | 0.15669 | 0.00609 | 0.00253 | 13.8897 | 1.3827 | 0.1794 | 0.0071 | 0.00279 | 14.4752 | 1.6598 | 0.16189 | 0.00639 | 0.00245 | 13.7555 | 2.1461 | 0.12941 | 0.00501 | 0.00198 | 14.2898 | 2.084 | 0.14446 | 0.00553 | 0.00214 | 13.6419 | 2.1601 | 0.1405 | 0.00535 | 0.00206 | 13.5501 | 2.9995 | 0.11403 | 0.00421 | 0.0017 | 12.9716 | 3.6279 | 0.10452 | 0.00372 | 0.00154 | 13.4039 | 4.0201 | 0.10088 | 0.00352 | 0.00144 | 12.9417 | 4.1142 | 0.09918 | 0.00345 | 0.00142 | 12.5109 | 5.3919 | 0.08289 | 0.00278 | 0.0012 | 12.8685 | 5.9072 | 0.08618 | 0.00305 | 0.00121 | 13.5259 | 5.726 | 0.09785 | 0.00355 | 0.00131 | 13.9012 | 6.3543 | 0.0896 | 0.00322 | 0.00123 | 13.7631 | 6.3943 | 0.09817 | 0.00352 | 0.0013 | 13.7627 | 7.5281 | 0.08308 | 0.00298 | 0.00112 | 13.6503 | 7.5661 | 0.09033 | 0.0032 | 0.00118 | 13.5549 | 7.5992 | 0.09759 | 0.0034 | 0.00123 | 13.5564 | 8.977 | 0.08413 | 0.00289 | 0.00112 | 13.0143 | 9.2012 | 0.08283 | 0.00283 | 0.00111 | 13.7406 | 9.6234 | 0.08499 | 0.00287 | 0.0011 | 13.4768 | 10.5259 | 0.07944 | 0.00265 | 0.00107 | 14.3023 | 11.6266 | 0.08248 | 0.00296 | 0.00111 | 13.8086 | 13.5578 | 0.07393 | 0.00261 | 0.00119 | 14.0783 | 13.4077 | 0.08366 | 0.003 | 0.00128 | 14.3016 | 14.0181 | 0.07903 | 0.00285 | 0.0011 | 13.8615 | 14.2583 | 0.07829 | 0.00281 | 0.0011 | 14.0781 | 15.1087 | 0.07438 | 0.00265 | 0.00102 | 14.301 | 14.9787 | 0.08304 | 0.00296 | 0.00108 | 14.3012 | 16.6498 | 0.07587 | 0.0027 | 0.00108 | 15.2943 | 16.0592 | 0.08509 | 0.00301 | 0.00113 | 14.649 | 18.2808 | 0.08374 | 0.00285 | 0.0011 | 13.9385 | 19.8019 | 0.07255 | 0.00248 | 0.00105 | 14.8302 | 19.1613 | 0.08037 | 0.00272 | 0.0011 | 14.117 | 21.1124 | 0.07018 | 0.00237 | 0.00103 | 14.3009 | 20.9623 | 0.07677 | 0.00255 | 0.00107 | 13.9679 | 21.2326 | 0.07641 | 0.00253 | 0.00108 | 13.4974 | 24.4151 | 0.06726 | 0.00221 | 0.0009954 | 13.3474 | 25.6259 | 0.0656 | 0.00213 | 0.00103 | 13.5547 | 25.4358 | 0.07124 | 0.00227 | 0.00108 | 13.9926 | 25.846 | 0.07084 | 0.00226 | 0.00108 | 14.1447 | 27.1166 | 0.06608 | 0.00212 | 0.0009881 | 13.0957 | 33.9021 | 0.06082 | 0.00188 | 0.00101 | 12.8552 | 34.1724 | 0.06072 | 0.00187 | 0.00102 | 12.608 | 41.9287 | 0.05978 | 0.00174 | 0.00107 | 12.913 | 42.6191 | 0.05788 | 0.00169 | 0.0009384 | 12.4122 | 43.2501 | 0.05779 | 0.00168 | 0.0009494 | 12.5086 | 43.13 | 0.06143 | 0.00175 | 0.0009797 | 12.7743 | 46.9948 | 0.06401 | 0.00177 | 0.00115 | 12.5076 | 49.7288 | 0.062 | 0.00171 | 0.00115 | 12.5846 | 50.9423 | 0.06387 | 0.00183 | 0.00107 | 13.6422 | 54.8518 | 0.06674 | 0.00198 | 0.00103 | 13.3188 | 53.9151 | 0.06777 | 0.00202 | 0.00109 | 15.1977 | 55.5847 | 0.07832 | 0.00238 | 0.00115 | 13.8911 | 62.4348 | 0.0723 | 0.00215 | 0.00108 | 13.9617 | 63.2259 | 0.07209 | 0.00215 | 0.00117 | 14.4247 | 65.2483 | 0.07486 | 0.00222 | 0.0011 | 14.3554 | 66.1098 | 0.07402 | 0.00219 | 0.00108 | 14.0063 | 73.4812 | 0.0743 | 0.00215 | 0.00113 | 13.8272 | 83.065 | 0.06777 | 0.00193 | 0.00109 | 13.6525 | 83.3359 | 0.06783 | 0.00193 | 0.00109
14.881 | 0.02112 | 0.65721 | 0.02931 | 0.03972 | 16.137 | 0.01986 | 1.52 | 0.06471 | 0.06701 | 14.9204 | 0.021081 | 1.99 | 0.08337 | 0.07363 | 14.9204 | 0.0848 | 0.4934 | 0.02071 | 0.01743 | 14.9888 | 0.084501 | 0.66051 | 0.02757 | 0.02053 | 17.1038 | 0.17268 | 0.64575 | 0.0273 | 0.01494 | 14.9805 | 0.50125 | 0.27717 | 0.01079 | 0.00546 | 14.5336 | 0.51346 | 0.28915 | 0.01095 | 0.00547 | 13.3333 | 0.7927 | 0.19166 | 0.00714 | 0.00354 | 12.8544 | 1.1286 | 0.15546 | 0.00545 | 0.0027 | 13.3333 | 1.0965 | 0.17695 | 0.00658 | 0.00296 | 14.0669 | 1.3697 | 0.16272 | 0.00636 | 0.00267 | 14.7067 | 1.3256 | 0.18596 | 0.0074 | 0.00294 | 15.2786 | 1.2896 | 0.2096 | 0.00832 | 0.0032 | 15.7911 | 1.5508 | 0.18703 | 0.00734 | 0.00277 | 15.006 | 2.005 | 0.14885 | 0.00573 | 0.00222 | 15.4806 | 1.956 | 0.16443 | 0.00623 | 0.00238 | 14.7788 | 2.029 | 0.15976 | 0.00603 | 0.00229 | 14.5925 | 2.8504 | 0.12782 | 0.00465 | 0.00186 | 13.8982 | 3.4618 | 0.1159 | 0.00406 | 0.00166 | 14.2975 | 3.851 | 0.11113 | 0.00382 | 0.00155 | 13.8045 | 3.942 | 0.10919 | 0.00374 | 0.00152 | 14.0748 | 4.9986 | 0.09843 | 0.00356 | 0.00135 | 14.2984 | 5.5279 | 0.1003 | 0.00366 | 0.00134 | 14.8785 | 5.3888 | 0.11237 | 0.00411 | 0.00144 | 15.2914 | 5.982 | 0.10269 | 0.00372 | 0.00135 | 15.0143 | 6.0521 | 0.11114 | 0.00397 | 0.00141 | 15.0139 | 7.1368 | 0.09408 | 0.00337 | 0.00122 | 14.7879 | 7.2038 | 0.10126 | 0.00356 | 0.00127 | 14.5976 | 7.2619 | 0.10845 | 0.00373 | 0.00131 | 14.5991 | 8.5807 | 0.09332 | 0.00318 | 0.00119 | 14.0154 | 8.7969 | 0.0918 | 0.00311 | 0.00118 | 15.7035 | 8.8898 | 0.10243 | 0.00379 | 0.00123 | 15.4021 | 9.7413 | 0.09537 | 0.00349 | 0.00119 | 16.0901 | 10.8559 | 0.09684 | 0.0036 | 0.00121 | 15.5347 | 12.667 | 0.08624 | 0.00314 | 0.00127 | 15.6426 | 12.607 | 0.09607 | 0.00349 | 0.00135 | 15.8907 | 13.2274 | 0.09088 | 0.00331 | 0.00117 | 15.4017 | 13.4576 | 0.08994 | 0.00327 | 0.00117 | 15.6424 | 14.258 | 0.08537 | 0.00308 | 0.00109 | 15.7311 | 14.208 | 0.0941 | 0.00335 | 0.00115 | 15.7314 | 15.819 | 0.08581 | 0.00305 | 0.00113 | 16.6847 | 15.3185 | 0.09537 | 0.00335 | 0.00119 | 15.8697 | 17.5101 | 0.09276 | 0.00312 | 0.00115 | 15.2057 | 18.901 | 0.08089 | 0.00275 | 0.0011 | 16.066 | 18.3505 | 0.08897 | 0.00299 | 0.00114 | 15.4004 | 20.1415 | 0.078 | 0.00262 | 0.00107 | 15.4926 | 20.0714 | 0.08463 | 0.00279 | 0.00112 | 15.1319 | 20.3417 | 0.08418 | 0.00276 | 0.00112 | 14.6222 | 23.454 | 0.07401 | 0.00241 | 0.00103 | 14.4597 | 24.6249 | 0.07202 | 0.00232 | 0.00106 | 14.5973 | 24.5148 | 0.0777 | 0.00245 | 0.00111 | 15.069 | 24.935 | 0.07719 | 0.00244 | 0.00111 | 15.2328 | 26.1356 | 0.07214 | 0.00229 | 0.00102 | 14.0311 | 32.8808 | 0.06565 | 0.002 | 0.00103 | 13.7735 | 33.1511 | 0.06551 | 0.00199 | 0.00104 | 13.396 | 40.9072 | 0.06367 | 0.00183 | 0.00108 | 13.7201 | 41.6276 | 0.06171 | 0.00178 | 0.0009541 | 13.188 | 42.2686 | 0.06157 | 0.00176 | 0.0009647 | 13.2444 | 42.2085 | 0.06521 | 0.00183 | 0.0009946 | 14.1937 | 45.3217 | 0.071 | 0.00203 | 0.00118 | 13.8974 | 48.1354 | 0.06859 | 0.00195 | 0.00118 | 14.1576 | 49.2082 | 0.07193 | 0.00216 | 0.00111 | 15.1579 | 53.2081 | 0.0742 | 0.00225 | 0.00106 | 14.7987 | 52.4611 | 0.07535 | 0.00229 | 0.00112 | 16.5793 | 54.3414 | 0.08566 | 0.00259 | 0.00118 | 15.154 | 61.1308 | 0.07882 | 0.00234 | 0.00111 | 15.231 | 61.8318 | 0.07854 | 0.00234 | 0.0012 | 15.6267 | 63.9444 | 0.0811 | 0.00239 | 0.00112 | 15.5517 | 64.7958 | 0.08018 | 0.00236 | 0.00111 | 15.0837 | 72.2368 | 0.07983 | 0.00229 | 0.00115 | 14.8908 | 81.4004 | 0.07267 | 0.00205 | 0.0011 | 14.7027 | 81.6912 | 0.07272 | 0.00205 | 0.00111
15.873 | 0.020109 | 0.73492 | 0.03213 | 0.04419 | 17.3784 | 0.018769 | 1.72 | 0.07222 | 0.07573 | 16.5782 | 0.01946 | 2.38 | 0.10196 | 0.08754 | 16.5782 | 0.078246 | 0.59221 | 0.02533 | 0.02074 | 16.2378 | 0.079498 | 0.75875 | 0.03117 | 0.02342 | 18.5291 | 0.16238 | 0.74202 | 0.03069 | 0.01704 | 15.9792 | 0.47624 | 0.31017 | 0.01181 | 0.00607 | 15.4419 | 0.48935 | 0.32132 | 0.01191 | 0.00603 | 14.1667 | 0.75538 | 0.2125 | 0.00776 | 0.00389 | 14.2827 | 1.0395 | 0.18524 | 0.00693 | 0.00316 | 15 | 1.0015 | 0.21542 | 0.00858 | 0.00353 | 15.6299 | 1.2686 | 0.19332 | 0.00773 | 0.0031 | 16.1774 | 1.2366 | 0.21745 | 0.00867 | 0.00337 | 16.6676 | 1.2106 | 0.24188 | 0.00952 | 0.00363 | 17.1071 | 1.4577 | 0.21385 | 0.00829 | 0.00312 | 16.2565 | 1.8819 | 0.16961 | 0.00646 | 0.00248 | 16.6714 | 1.8449 | 0.18565 | 0.00694 | 0.00263 | 15.9156 | 1.9139 | 0.18022 | 0.00671 | 0.00253 | 15.6348 | 2.7163 | 0.14231 | 0.0051 | 0.00202 | 14.8247 | 3.3117 | 0.12781 | 0.00441 | 0.00178 | 16.0846 | 3.5578 | 0.13292 | 0.00493 | 0.00178 | 15.5301 | 3.6428 | 0.13047 | 0.00482 | 0.00174 | 15.6387 | 4.6664 | 0.11513 | 0.00428 | 0.00151 | 15.7282 | 5.1996 | 0.11534 | 0.00425 | 0.00148 | 16.2311 | 5.0956 | 0.12776 | 0.00466 | 0.00158 | 16.6815 | 5.6558 | 0.11655 | 0.00422 | 0.00148 | 16.2655 | 5.7489 | 0.12481 | 0.00443 | 0.00152 | 16.265 | 6.7935 | 0.10567 | 0.00376 | 0.00132 | 15.9254 | 6.8826 | 0.11271 | 0.00392 | 0.00136 | 16.683 | 6.6885 | 0.1316 | 0.00498 | 0.00149 | 16.6847 | 7.9051 | 0.11291 | 0.00423 | 0.00134 | 16.0176 | 8.1063 | 0.11091 | 0.00413 | 0.00132 | 17.6665 | 8.2873 | 0.12123 | 0.00464 | 0.00137 | 17.3274 | 9.0897 | 0.11251 | 0.00426 | 0.00131 | 17.8779 | 10.2054 | 0.11217 | 0.00421 | 0.00131 | 17.2607 | 11.9064 | 0.09939 | 0.00366 | 0.00135 | 17.2069 | 11.9264 | 0.10922 | 0.00396 | 0.00142 | 17.4797 | 12.5468 | 0.1034 | 0.00376 | 0.00125 | 16.9418 | 12.767 | 0.10224 | 0.00371 | 0.00124 | 17.2066 | 13.5173 | 0.097 | 0.0035 | 0.00116 | 17.1612 | 13.5374 | 0.10573 | 0.00374 | 0.00122 | 17.1615 | 15.0883 | 0.09626 | 0.00339 | 0.00119 | 18.0751 | 14.658 | 0.10614 | 0.00368 | 0.00125 | 17.0905 | 16.8194 | 0.10216 | 0.0034 | 0.0012 | 16.4728 | 18.1003 | 0.08961 | 0.00302 | 0.00114 | 17.3019 | 17.6298 | 0.09794 | 0.00325 | 0.00119 | 16.6838 | 19.2507 | 0.08619 | 0.00287 | 0.00111 | 16.6843 | 19.2507 | 0.09284 | 0.00302 | 0.00116 | 16.2959 | 19.511 | 0.09227 | 0.00299 | 0.00116 | 15.747 | 22.5731 | 0.08102 | 0.00261 | 0.00106 | 15.572 | 23.7139 | 0.07869 | 0.00251 | 0.0011 | 15.64 | 23.6639 | 0.0844 | 0.00263 | 0.00114 | 16.1454 | 24.0941 | 0.08377 | 0.00261 | 0.00115 | 16.3208 | 25.2447 | 0.07842 | 0.00246 | 0.00105 | 14.9666 | 31.9096 | 0.07063 | 0.00213 | 0.00105 | 14.6917 | 32.19 | 0.07045 | 0.00212 | 0.00106 | 14.184 | 39.9259 | 0.06767 | 0.00192 | 0.0011 | 14.5271 | 40.6662 | 0.06563 | 0.00186 | 0.0009702 | 13.9638 | 41.3272 | 0.06543 | 0.00185 | 0.0009802 | 14.7159 | 40.456 | 0.07302 | 0.00214 | 0.00103 | 15.9679 | 43.3686 | 0.08009 | 0.0024 | 0.00121 | 15.6346 | 46.252 | 0.07714 | 0.0023 | 0.00121 | 15.7307 | 47.6148 | 0.08026 | 0.00246 | 0.00114 | 16.6737 | 51.6651 | 0.08189 | 0.0025 | 0.00109 | 16.2785 | 51.1078 | 0.08314 | 0.00254 | 0.00115 | 17.961 | 53.1986 | 0.09316 | 0.00281 | 0.00121 | 16.4168 | 59.9174 | 0.08549 | 0.00253 | 0.00114 | 16.5002 | 60.5183 | 0.08514 | 0.00252 | 0.00122 | 16.8288 | 62.731 | 0.08747 | 0.00255 | 0.00115 | 16.748 | 63.5823 | 0.08646 | 0.00252 | 0.00113 | 16.1611 | 71.0429 | 0.08546 | 0.00242 | 0.00117 | 15.9545 | 79.8063 | 0.07768 | 0.00217 | 0.00112 | 15.7529 | 80.097 | 0.0777 | 0.00217 | 0.00112
16.8651 | 0.019209 | 0.81642 | 0.035 | 0.04885 | 18.6197 | 0.017809 | 1.94 | 0.07983 | 0.08489 | 18.2361 | 0.018089 | 2.81 | 0.12016 | 0.10245 | 18.2361 | 0.072734 | 0.6989 | 0.02986 | 0.02429 | 17.4869 | 0.075116 | 0.86296 | 0.0348 | 0.02647 | 19.9544 | 0.15337 | 0.84416 | 0.03411 | 0.01926 | 16.9779 | 0.45402 | 0.34484 | 0.01285 | 0.00671 | 16.3503 | 0.46763 | 0.35502 | 0.01289 | 0.00663 | 15 | 0.72186 | 0.23433 | 0.00839 | 0.00426 | 16.068 | 0.94916 | 0.22582 | 0.00904 | 0.00378 | 16.6667 | 0.92275 | 0.25738 | 0.01048 | 0.00414 | 17.1929 | 1.1836 | 0.22623 | 0.00906 | 0.00357 | 17.6481 | 1.1615 | 0.25109 | 0.00992 | 0.00383 | 18.0566 | 1.1425 | 0.27617 | 0.01072 | 0.00409 | 18.423 | 1.3797 | 0.24228 | 0.00924 | 0.00349 | 17.507 | 1.7759 | 0.19166 | 0.0072 | 0.00275 | 17.8622 | 1.7478 | 0.20811 | 0.00765 | 0.00291 | 17.0524 | 1.8129 | 0.20187 | 0.00739 | 0.00279 | 16.6771 | 2.5973 | 0.15748 | 0.00555 | 0.0022 | 16.6778 | 3.0525 | 0.15318 | 0.00571 | 0.00205 | 17.8718 | 3.3116 | 0.15642 | 0.00596 | 0.00203 | 17.2557 | 3.3917 | 0.15342 | 0.00583 | 0.00198 | 17.2026 | 4.3832 | 0.13296 | 0.00499 | 0.00169 | 17.1581 | 4.9154 | 0.1313 | 0.00482 | 0.00163 | 17.5837 | 4.8384 | 0.14401 | 0.00521 | 0.00173 | 18.0716 | 5.3686 | 0.13119 | 0.00471 | 0.00161 | 17.5166 | 5.4787 | 0.13919 | 0.00488 | 0.00165 | 17.5162 | 6.4903 | 0.11781 | 0.00414 | 0.00142 | 18.2004 | 6.3392 | 0.13714 | 0.00524 | 0.00156 | 18.7684 | 6.2211 | 0.15661 | 0.00612 | 0.00169 | 18.7703 | 7.3567 | 0.13406 | 0.00519 | 0.00151 | 18.0198 | 7.5419 | 0.13154 | 0.00507 | 0.00148 | 19.6294 | 7.7869 | 0.14131 | 0.00545 | 0.00153 | 19.2526 | 8.5443 | 0.13082 | 0.00499 | 0.00145 | 19.6657 | 9.6459 | 0.12844 | 0.00481 | 0.00143 | 18.9868 | 11.2559 | 0.11332 | 0.00416 | 0.00143 | 18.7711 | 11.336 | 0.1231 | 0.00442 | 0.0015 | 19.0688 | 11.9663 | 0.11657 | 0.00421 | 0.00133 | 18.482 | 12.1665 | 0.11518 | 0.00414 | 0.00132 | 18.7708 | 12.8668 | 0.10923 | 0.00391 | 0.00124 | 18.5913 | 12.9369 | 0.11792 | 0.00412 | 0.00129 | 18.5916 | 14.4378 | 0.10719 | 0.00373 | 0.00126 | 19.4655 | 14.0775 | 0.11737 | 0.00401 | 0.00132 | 18.3112 | 16.1989 | 0.11193 | 0.00367 | 0.00125 | 17.7399 | 17.3896 | 0.09871 | 0.00329 | 0.00119 | 18.5377 | 16.9793 | 0.10727 | 0.00351 | 0.00124 | 17.9671 | 18.45 | 0.09475 | 0.00312 | 0.00116 | 17.8761 | 18.5001 | 0.10138 | 0.00326 | 0.0012 | 17.4599 | 18.7603 | 0.10071 | 0.00323 | 0.0012 | 16.8718 | 21.7824 | 0.08829 | 0.00281 | 0.0011 | 16.6843 | 22.8831 | 0.08562 | 0.00269 | 0.00113 | 16.6827 | 22.8931 | 0.09133 | 0.00281 | 0.00117 | 17.2217 | 23.3134 | 0.09058 | 0.00279 | 0.00118 | 17.4089 | 24.4238 | 0.08492 | 0.00263 | 0.00108 | 15.902 | 31.0186 | 0.07576 | 0.00225 | 0.00108 | 15.6099 | 31.2889 | 0.07553 | 0.00224 | 0.00108 | 15.7599 | 38.1136 | 0.07594 | 0.00225 | 0.00113 | 16.1413 | 38.8939 | 0.07375 | 0.00219 | 0.001 | 15.5153 | 39.5648 | 0.07341 | 0.00217 | 0.00101 | 16.5554 | 38.4635 | 0.08324 | 0.00259 | 0.00107 | 17.7421 | 41.5861 | 0.08959 | 0.00276 | 0.00125 | 17.3717 | 44.5091 | 0.08603 | 0.00262 | 0.00124 | 17.3038 | 46.1521 | 0.08886 | 0.00275 | 0.00117 | 18.1895 | 50.2425 | 0.08981 | 0.00274 | 0.00112 | 17.7584 | 49.8651 | 0.09113 | 0.00278 | 0.00118 | 19.3426 | 52.1462 | 0.10081 | 0.00301 | 0.00124 | 17.6796 | 58.7844 | 0.09228 | 0.00271 | 0.00116 | 17.7695 | 59.2753 | 0.09187 | 0.0027 | 0.00124 | 18.0308 | 61.588 | 0.09395 | 0.00272 | 0.00117 | 17.9443 | 62.4493 | 0.09286 | 0.00268 | 0.00116 | 17.2386 | 69.9095 | 0.09118 | 0.00256 | 0.00119 | 17.0181 | 78.2827 | 0.08278 | 0.00229 | 0.00113 | 16.8031 | 78.5834 | 0.08279 | 0.00228 | 0.00114
17.8571 | 0.018388 | 0.90167 | 0.03794 | 0.05371 | 19.861 | 0.016948 | 2.18 | 0.08754 | 0.09449 | 19.8939 | 0.016928 | 3.27 | 0.13825 | 0.11833 | 19.8939 | 0.068031 | 0.81332 | 0.03437 | 0.02808 | 19.985 | 0.067792 | 1.09 | 0.0478 | 0.03304 | 21.3797 | 0.14537 | 0.9521 | 0.03757 | 0.0216 | 17.9766 | 0.43421 | 0.38115 | 0.0139 | 0.00737 | 18.167 | 0.43071 | 0.42689 | 0.01652 | 0.00789 | 16.6667 | 0.66443 | 0.28091 | 0.01073 | 0.00503 | 17.8533 | 0.87532 | 0.27006 | 0.01105 | 0.00445 | 18.3333 | 0.85771 | 0.3027 | 0.01234 | 0.00481 | 18.7559 | 1.1115 | 0.26138 | 0.01037 | 0.00406 | 19.1188 | 1.0965 | 0.28682 | 0.01117 | 0.00432 | 19.4455 | 1.0835 | 0.31241 | 0.01192 | 0.00457 | 19.7389 | 1.3126 | 0.27225 | 0.0102 | 0.00387 | 18.7575 | 1.6828 | 0.21499 | 0.00794 | 0.00304 | 19.0531 | 1.6618 | 0.23176 | 0.00838 | 0.00319 | 18.1893 | 1.7228 | 0.22469 | 0.00809 | 0.00306 | 18.7617 | 2.3941 | 0.18983 | 0.00722 | 0.00256 | 18.5309 | 2.8384 | 0.18058 | 0.00692 | 0.00235 | 19.659 | 3.1055 | 0.18157 | 0.00696 | 0.0023 | 18.9812 | 3.1795 | 0.17798 | 0.0068 | 0.00223 | 18.7664 | 4.141 | 0.1519 | 0.00567 | 0.00187 | 18.5879 | 4.6673 | 0.14814 | 0.00539 | 0.00179 | 18.9363 | 4.6123 | 0.16108 | 0.00575 | 0.00188 | 19.4617 | 5.1174 | 0.14658 | 0.0052 | 0.00175 | 20.019 | 5.0254 | 0.16993 | 0.00656 | 0.00191 | 20.0185 | 5.9819 | 0.14371 | 0.00554 | 0.00165 | 20.4755 | 5.9019 | 0.16352 | 0.00645 | 0.00178 | 20.8538 | 5.8368 | 0.18339 | 0.00721 | 0.0019 | 20.8559 | 6.9054 | 0.1567 | 0.00611 | 0.00168 | 20.022 | 7.0755 | 0.15362 | 0.00597 | 0.00165 | 21.5923 | 7.3676 | 0.16261 | 0.00624 | 0.00169 | 21.1779 | 8.086 | 0.15023 | 0.00571 | 0.00159 | 21.4535 | 9.1726 | 0.14559 | 0.00539 | 0.00155 | 20.7129 | 10.7054 | 0.12802 | 0.00466 | 0.00153 | 20.3354 | 10.8156 | 0.13767 | 0.00489 | 0.00159 | 20.6579 | 11.4458 | 0.13035 | 0.00464 | 0.00142 | 20.0222 | 11.646 | 0.12874 | 0.00457 | 0.00141 | 20.3351 | 12.3063 | 0.12204 | 0.00431 | 0.00132 | 20.0215 | 12.4164 | 0.13065 | 0.0045 | 0.00137 | 20.0217 | 13.8673 | 0.11859 | 0.00407 | 0.00133 | 20.8559 | 13.567 | 0.12904 | 0.00435 | 0.00139 | 19.532 | 15.6384 | 0.12207 | 0.00395 | 0.00131 | 19.0071 | 16.749 | 0.10816 | 0.00355 | 0.00124 | 19.7736 | 16.3887 | 0.11694 | 0.00377 | 0.00129 | 19.2505 | 17.7194 | 0.10368 | 0.00337 | 0.00121 | 19.0678 | 17.8195 | 0.11027 | 0.0035 | 0.00125 | 18.6239 | 18.0697 | 0.10947 | 0.00346 | 0.00125 | 17.9965 | 21.0517 | 0.09582 | 0.003 | 0.00114 | 17.7966 | 22.1324 | 0.09278 | 0.00288 | 0.00117 | 17.7253 | 22.1825 | 0.09849 | 0.00299 | 0.00121 | 18.2981 | 22.5927 | 0.09761 | 0.00296 | 0.00121 | 18.497 | 23.6731 | 0.09163 | 0.0028 | 0.00111 | 16.8374 | 30.1777 | 0.08103 | 0.00237 | 0.0011 | 16.5282 | 30.448 | 0.08076 | 0.00236 | 0.0011 | 17.7299 | 36.1113 | 0.08681 | 0.00273 | 0.00117 | 18.1589 | 36.9116 | 0.08439 | 0.00266 | 0.00105 | 17.4547 | 37.5724 | 0.08387 | 0.00263 | 0.00105 | 18.3949 | 36.6914 | 0.09398 | 0.003 | 0.00111 | 19.5163 | 39.974 | 0.09948 | 0.0031 | 0.00129 | 19.1089 | 42.9268 | 0.09525 | 0.00293 | 0.00128 | 18.8768 | 44.8097 | 0.09773 | 0.00303 | 0.00121 | 19.7053 | 48.9203 | 0.09794 | 0.00297 | 0.00115 | 19.2383 | 48.7127 | 0.09931 | 0.00302 | 0.00121 | 20.7242 | 51.1741 | 0.10862 | 0.00321 | 0.00127 | 18.9425 | 57.7318 | 0.0992 | 0.00288 | 0.00119 | 19.0387 | 58.1026 | 0.09874 | 0.00287 | 0.00127 | 19.2329 | 60.5354 | 0.10056 | 0.00287 | 0.0012 | 19.1406 | 61.4066 | 0.09937 | 0.00284 | 0.00118 | 19.3934 | 67.8337 | 0.1029 | 0.00305 | 0.00123 | 19.1454 | 75.5266 | 0.09327 | 0.00273 | 0.00117 | 18.9035 | 75.8172 | 0.09324 | 0.00272 | 0.00117
19.8413 | 0.016958 | 1.08 | 0.04753 | 0.064 | 22.3436 | 0.015487 | 2.67 | 0.11454 | 0.11498 | 21.5517 | 0.015918 | 3.76 | 0.1564 | 0.13517 | 21.5517 | 0.063969 | 0.93533 | 0.03888 | 0.03209 | 22.4831 | 0.061919 | 1.34 | 0.05994 | 0.04021 | 22.805 | 0.13836 | 1.07 | 0.04108 | 0.02405 | 19.974 | 0.40049 | 0.45849 | 0.01781 | 0.00879 | 20.4378 | 0.39359 | 0.52481 | 0.02168 | 0.0096 | 18.75 | 0.60679 | 0.34441 | 0.01408 | 0.00609 | 19.6386 | 0.81438 | 0.31782 | 0.013 | 0.00517 | 20 | 0.80338 | 0.35127 | 0.01417 | 0.00552 | 20.3188 | 1.0505 | 0.2987 | 0.01168 | 0.00459 | 20.5894 | 1.0405 | 0.32456 | 0.01242 | 0.00483 | 20.8345 | 1.0315 | 0.35054 | 0.01312 | 0.00507 | 21.0548 | 1.2546 | 0.30367 | 0.01116 | 0.00428 | 20.008 | 1.6008 | 0.23956 | 0.0087 | 0.00335 | 21.4347 | 1.5207 | 0.2825 | 0.01108 | 0.00381 | 20.4629 | 1.5737 | 0.27366 | 0.01069 | 0.00364 | 20.8464 | 2.227 | 0.22476 | 0.00877 | 0.00296 | 20.384 | 2.6602 | 0.20993 | 0.00809 | 0.00266 | 21.4462 | 2.9324 | 0.20829 | 0.00794 | 0.00258 | 20.7068 | 3.0004 | 0.20409 | 0.00776 | 0.0025 | 20.3303 | 3.9319 | 0.17189 | 0.00635 | 0.00207 | 20.0177 | 4.4511 | 0.16583 | 0.00595 | 0.00195 | 21.6415 | 4.237 | 0.19758 | 0.00775 | 0.00221 | 22.242 | 4.7042 | 0.17946 | 0.007 | 0.00204 | 22.5214 | 4.6682 | 0.20324 | 0.00809 | 0.00219 | 22.5208 | 5.5756 | 0.17164 | 0.00682 | 0.00189 | 22.7505 | 5.5426 | 0.19172 | 0.00759 | 0.00201 | 22.9391 | 5.5166 | 0.21182 | 0.00827 | 0.00213 | 22.9415 | 6.5311 | 0.18072 | 0.007 | 0.00187 | 22.0242 | 6.6872 | 0.17708 | 0.00684 | 0.00183 | 23.5553 | 7.0113 | 0.18505 | 0.00701 | 0.00186 | 23.1031 | 7.6957 | 0.17068 | 0.00641 | 0.00175 | 23.2413 | 8.7683 | 0.16357 | 0.00597 | 0.00168 | 22.4389 | 10.2351 | 0.14343 | 0.00515 | 0.00162 | 21.8996 | 10.3752 | 0.1529 | 0.00535 | 0.00168 | 22.2469 | 10.9955 | 0.14473 | 0.00508 | 0.00151 | 21.5623 | 11.1856 | 0.14287 | 0.00499 | 0.0015 | 21.8993 | 11.8159 | 0.13542 | 0.00472 | 0.00141 | 21.4516 | 11.9561 | 0.14389 | 0.00488 | 0.00146 | 21.4519 | 13.3568 | 0.13044 | 0.00441 | 0.0014 | 22.2463 | 13.0966 | 0.14114 | 0.00468 | 0.00146 | 20.7527 | 15.1379 | 0.13256 | 0.00422 | 0.00137 | 20.2742 | 16.1685 | 0.11796 | 0.00382 | 0.0013 | 21.0094 | 15.8683 | 0.12694 | 0.00403 | 0.00135 | 20.5339 | 17.0589 | 0.11295 | 0.00362 | 0.00126 | 20.2596 | 17.199 | 0.11948 | 0.00374 | 0.0013 | 19.7879 | 17.4392 | 0.11856 | 0.00369 | 0.0013 | 19.1213 | 20.3911 | 0.10361 | 0.0032 | 0.00118 | 18.9088 | 21.4417 | 0.10019 | 0.00307 | 0.0012 | 18.768 | 21.5318 | 0.10587 | 0.00317 | 0.00124 | 19.3744 | 21.9321 | 0.10486 | 0.00314 | 0.00125 | 19.585 | 22.9825 | 0.09854 | 0.00297 | 0.00114 | 18.7082 | 28.6561 | 0.092 | 0.00284 | 0.00115 | 18.3646 | 28.9164 | 0.09163 | 0.00282 | 0.00115 | 19.6999 | 34.3694 | 0.09826 | 0.00318 | 0.00121 | 20.1766 | 35.1797 | 0.09558 | 0.0031 | 0.00109 | 19.3941 | 35.8204 | 0.09486 | 0.00306 | 0.0011 | 20.2344 | 35.1297 | 0.10521 | 0.0034 | 0.00115 | 21.2905 | 38.5322 | 0.10976 | 0.00342 | 0.00133 | 20.8461 | 41.5048 | 0.10481 | 0.00323 | 0.00131 | 20.4499 | 43.5877 | 0.10685 | 0.00329 | 0.00124 | 21.2211 | 47.7184 | 0.10629 | 0.0032 | 0.00118 | 20.7182 | 47.6506 | 0.10768 | 0.00324 | 0.00124 | 22.1058 | 50.2722 | 0.11657 | 0.0034 | 0.0013 | 20.2053 | 56.7695 | 0.10625 | 0.00305 | 0.00121 | 20.308 | 57.0003 | 0.10575 | 0.00304 | 0.00129 | 21.637 | 58.6509 | 0.11409 | 0.00346 | 0.00125 | 21.5332 | 59.552 | 0.11271 | 0.00341 | 0.00123 | 21.5482 | 66.019 | 0.11495 | 0.0035 | 0.00128 | 21.2726 | 73.1516 | 0.10412 | 0.00313 | 0.0012 | 21.0039 | 73.4322 | 0.10405 | 0.00313 | 0.00121
22.3214 | 0.015497 | 1.33 | 0.06113 | 0.07793 | 24.8262 | 0.014277 | 3.21 | 0.14018 | 0.13713 | 23.2095 | 0.015037 | 4.28 | 0.17469 | 0.15294 | 23.2095 | 0.060417 | 1.06 | 0.04344 | 0.03633 | 24.9813 | 0.057086 | 1.61 | 0.07179 | 0.04798 | 24.2303 | 0.13206 | 1.19 | 0.04464 | 0.02662 | 22.4708 | 0.36707 | 0.56364 | 0.02334 | 0.01071 | 22.7087 | 0.36427 | 0.63127 | 0.02654 | 0.01146 | 20.8333 | 0.56087 | 0.41352 | 0.01722 | 0.00723 | 21.424 | 0.76365 | 0.36894 | 0.01494 | 0.00594 | 21.6667 | 0.75745 | 0.40296 | 0.016 | 0.00627 | 21.8818 | 0.99665 | 0.3381 | 0.01298 | 0.00513 | 22.0601 | 0.99095 | 0.36427 | 0.01368 | 0.00537 | 22.2235 | 0.98585 | 0.39052 | 0.01433 | 0.0056 | 23.6867 | 1.1605 | 0.37052 | 0.01468 | 0.00513 | 22.509 | 1.4677 | 0.29218 | 0.01149 | 0.004 | 23.8163 | 1.4117 | 0.33755 | 0.01358 | 0.00447 | 22.7366 | 1.4577 | 0.32691 | 0.01312 | 0.00427 | 22.931 | 2.089 | 0.26215 | 0.01027 | 0.00338 | 22.237 | 2.5122 | 0.24112 | 0.00924 | 0.00299 | 23.2334 | 2.7853 | 0.23651 | 0.00891 | 0.00287 | 22.4324 | 2.8483 | 0.23168 | 0.00871 | 0.00279 | 21.8942 | 3.7517 | 0.19289 | 0.00703 | 0.00227 | 22.8774 | 4.0949 | 0.20362 | 0.00802 | 0.0023 | 24.3467 | 3.9438 | 0.23704 | 0.00957 | 0.00257 | 25.0222 | 4.389 | 0.21497 | 0.00863 | 0.00236 | 25.0238 | 4.389 | 0.23888 | 0.00955 | 0.0025 | 25.0231 | 5.2454 | 0.20147 | 0.00804 | 0.00214 | 25.0256 | 5.2454 | 0.22164 | 0.00871 | 0.00226 | 25.0245 | 5.2454 | 0.24181 | 0.00931 | 0.00236 | 25.0271 | 6.2159 | 0.20604 | 0.00788 | 0.00207 | 24.0264 | 6.36 | 0.20181 | 0.00769 | 0.00202 | 25.5182 | 6.7061 | 0.20858 | 0.00777 | 0.00204 | 25.0284 | 7.3604 | 0.19211 | 0.0071 | 0.0019 | 25.0291 | 8.42 | 0.18235 | 0.00654 | 0.00181 | 24.165 | 9.8337 | 0.15951 | 0.00564 | 0.00173 | 23.4639 | 9.9899 | 0.16874 | 0.00581 | 0.00178 | 23.836 | 10.5951 | 0.15968 | 0.0055 | 0.00161 | 23.1025 | 10.7753 | 0.15757 | 0.00542 | 0.00159 | 23.4635 | 11.3856 | 0.14932 | 0.00512 | 0.0015 | 22.8817 | 11.5457 | 0.15762 | 0.00526 | 0.00154 | 22.882 | 12.9065 | 0.14273 | 0.00474 | 0.00147 | 23.6367 | 12.6863 | 0.15365 | 0.00501 | 0.00154 | 21.9735 | 14.6776 | 0.14338 | 0.0045 | 0.00143 | 21.5413 | 15.6581 | 0.1281 | 0.00408 | 0.00135 | 22.2453 | 15.3979 | 0.13726 | 0.00429 | 0.0014 | 21.8172 | 16.4784 | 0.12257 | 0.00387 | 0.00131 | 21.4513 | 16.6386 | 0.12902 | 0.00398 | 0.00135 | 20.9519 | 16.8688 | 0.12797 | 0.00393 | 0.00135 | 20.2461 | 19.7905 | 0.11164 | 0.0034 | 0.00122 | 20.0211 | 20.8212 | 0.10782 | 0.00326 | 0.00124 | 20.8533 | 20.3808 | 0.12127 | 0.00385 | 0.00131 | 21.5271 | 20.761 | 0.11998 | 0.0038 | 0.00132 | 21.7611 | 21.7814 | 0.11296 | 0.00361 | 0.00122 | 21.0467 | 27.0445 | 0.10649 | 0.00351 | 0.00121 | 20.6602 | 27.2848 | 0.10599 | 0.00348 | 0.00121 | 21.6699 | 32.8678 | 0.11026 | 0.0036 | 0.00126 | 22.1942 | 33.6681 | 0.1073 | 0.00352 | 0.00114 | 21.3335 | 34.2887 | 0.10637 | 0.00347 | 0.00115 | 22.0739 | 33.7582 | 0.11692 | 0.00379 | 0.0012 | 23.0647 | 37.2507 | 0.1204 | 0.00374 | 0.00137 | 22.5832 | 40.2332 | 0.11468 | 0.00352 | 0.00135 | 22.023 | 42.4759 | 0.11623 | 0.00355 | 0.00128 | 22.7369 | 46.6167 | 0.11484 | 0.00342 | 0.00121 | 22.198 | 46.6588 | 0.11623 | 0.00346 | 0.00128 | 24.869 | 48.6591 | 0.13288 | 0.00411 | 0.00136 | 22.7309 | 55.0356 | 0.12068 | 0.00367 | 0.00127 | 22.8465 | 55.0063 | 0.12015 | 0.00366 | 0.00134 | 24.0411 | 57.0373 | 0.12804 | 0.00398 | 0.0013 | 23.9257 | 57.9883 | 0.12644 | 0.00393 | 0.00128 | 23.703 | 64.445 | 0.12731 | 0.00391 | 0.00132 | 23.3999 | 71.1775 | 0.1153 | 0.00351 | 0.00124 | 23.1043 | 71.428 | 0.11518 | 0.0035 | 0.00124
24.8016 | 0.014286 | 1.6 | 0.07429 | 0.093 | 27.3088 | 0.013266 | 3.8 | 0.16533 | 0.1609 | 26.5252 | 0.013566 | 5.41 | 0.23981 | 0.19121 | 26.5252 | 0.054504 | 1.35 | 0.05966 | 0.04547 | 27.4794 | 0.053034 | 1.9 | 0.08358 | 0.05632 | 25.6556 | 0.12626 | 1.31 | 0.04825 | 0.02929 | 24.9675 | 0.34096 | 0.67759 | 0.02852 | 0.01277 | 24.9796 | 0.34086 | 0.74568 | 0.03122 | 0.01344 | 22.9167 | 0.52385 | 0.48789 | 0.02027 | 0.00846 | 23.2093 | 0.72103 | 0.42328 | 0.01686 | 0.00675 | 23.3333 | 0.71843 | 0.45762 | 0.01783 | 0.00706 | 23.4448 | 0.94932 | 0.37955 | 0.01429 | 0.00571 | 23.5308 | 0.94692 | 0.40589 | 0.01493 | 0.00593 | 25.0014 | 0.9072 | 0.47581 | 0.01881 | 0.00671 | 26.3186 | 1.0875 | 0.44231 | 0.01791 | 0.00605 | 25.01 | 1.3666 | 0.34912 | 0.01408 | 0.0047 | 26.198 | 1.3276 | 0.39647 | 0.01598 | 0.00518 | 25.0102 | 1.3666 | 0.38406 | 0.01546 | 0.00494 | 25.0156 | 1.9739 | 0.30187 | 0.01174 | 0.00383 | 24.0901 | 2.3901 | 0.27403 | 0.01037 | 0.00333 | 25.0206 | 2.6622 | 0.26613 | 0.00987 | 0.00318 | 24.1579 | 2.7192 | 0.26066 | 0.00964 | 0.00308 | 25.0219 | 3.4616 | 0.23766 | 0.00949 | 0.0027 | 25.7371 | 3.8187 | 0.24442 | 0.00991 | 0.00268 | 27.0519 | 3.7136 | 0.27919 | 0.0113 | 0.00294 | 27.8025 | 4.1538 | 0.25275 | 0.01017 | 0.0027 | 27.5261 | 4.1738 | 0.27657 | 0.01096 | 0.00282 | 27.5255 | 4.9732 | 0.23305 | 0.00921 | 0.00241 | 27.3006 | 4.9952 | 0.25316 | 0.0098 | 0.00251 | 27.1099 | 5.0143 | 0.27326 | 0.01033 | 0.00261 | 27.1127 | 5.9487 | 0.23257 | 0.00874 | 0.00227 | 26.0286 | 6.0818 | 0.22775 | 0.00853 | 0.00221 | 27.4812 | 6.4419 | 0.23312 | 0.00852 | 0.00222 | 26.9537 | 7.0702 | 0.21448 | 0.00778 | 0.00207 | 26.8168 | 8.1208 | 0.20186 | 0.00711 | 0.00195 | 25.8911 | 9.4895 | 0.17621 | 0.00612 | 0.00184 | 25.0282 | 9.6546 | 0.18517 | 0.00626 | 0.00188 | 25.4251 | 10.2449 | 0.17516 | 0.00593 | 0.00171 | 24.6427 | 10.415 | 0.17279 | 0.00583 | 0.00169 | 25.0278 | 11.0053 | 0.16373 | 0.00551 | 0.0016 | 24.3118 | 11.1754 | 0.17182 | 0.00564 | 0.00163 | 24.3121 | 12.4961 | 0.15543 | 0.00508 | 0.00155 | 25.0271 | 12.316 | 0.16656 | 0.00533 | 0.00161 | 24.415 | 13.8969 | 0.16596 | 0.00552 | 0.00155 | 22.8085 | 15.1977 | 0.13856 | 0.00435 | 0.00141 | 24.717 | 14.5772 | 0.1588 | 0.00527 | 0.00152 | 23.1006 | 15.958 | 0.13252 | 0.00412 | 0.00137 | 23.8348 | 15.6878 | 0.14899 | 0.00488 | 0.00146 | 23.2799 | 15.888 | 0.14768 | 0.00483 | 0.00145 | 22.4957 | 18.7296 | 0.1284 | 0.00415 | 0.00131 | 22.2457 | 19.7202 | 0.12375 | 0.00397 | 0.00132 | 23.46 | 19.1997 | 0.14166 | 0.00482 | 0.00141 | 24.218 | 19.5599 | 0.14 | 0.00475 | 0.00142 | 24.4813 | 20.5402 | 0.13203 | 0.00451 | 0.00131 | 23.3852 | 25.6932 | 0.12179 | 0.00412 | 0.00128 | 22.9558 | 25.9235 | 0.12115 | 0.00409 | 0.00128 | 23.6399 | 31.5765 | 0.12277 | 0.00402 | 0.00131 | 24.2119 | 32.3767 | 0.11952 | 0.00392 | 0.00119 | 23.273 | 32.9574 | 0.11837 | 0.00386 | 0.00119 | 23.9134 | 32.557 | 0.12909 | 0.00416 | 0.00125 | 24.8389 | 36.1094 | 0.1314 | 0.00406 | 0.00141 | 24.3204 | 39.1217 | 0.12484 | 0.00381 | 0.00139 | 23.596 | 41.4744 | 0.12583 | 0.00381 | 0.00132 | 24.2527 | 45.6252 | 0.12358 | 0.00364 | 0.00124 | 23.6779 | 45.7373 | 0.12496 | 0.00368 | 0.00131 | 27.6322 | 47.2465 | 0.1497 | 0.00476 | 0.00142 | 25.2566 | 53.5725 | 0.13553 | 0.00424 | 0.00132 | 25.385 | 53.2431 | 0.13506 | 0.00423 | 0.0014 | 26.4452 | 55.6743 | 0.14235 | 0.00447 | 0.00135 | 26.3183 | 56.6752 | 0.14051 | 0.0044 | 0.00133 | 25.8578 | 63.0917 | 0.13996 | 0.00431 | 0.00136 | 25.5271 | 69.584 | 0.12676 | 0.00387 | 0.00127 | 25.2047 | 69.8045 | 0.12661 | 0.00386 | 0.00128
27.2817 | 0.013276 | 1.89 | 0.08734 | 0.10918 | 29.7915 | 0.012406 | 4.42 | 0.19039 | 0.18626 | 29.8408 | 0.012396 | 6.65 | 0.30075 | 0.233 | 29.8408 | 0.049762 | 1.65 | 0.07485 | 0.05546 | 29.9775 | 0.049592 | 2.22 | 0.09542 | 0.06521 | 28.5063 | 0.11645 | 1.58 | 0.06163 | 0.03496 | 27.4643 | 0.32045 | 0.79955 | 0.03349 | 0.01497 | 27.2504 | 0.32205 | 0.86736 | 0.0358 | 0.01554 | 25 | 0.49373 | 0.56717 | 0.02326 | 0.00976 | 24.9946 | 0.68521 | 0.48064 | 0.01877 | 0.00761 | 25 | 0.68511 | 0.51509 | 0.01966 | 0.00789 | 25.0078 | 0.907 | 0.423 | 0.0156 | 0.00631 | 26.4721 | 0.87098 | 0.4947 | 0.01959 | 0.00712 | 27.7793 | 0.84127 | 0.56813 | 0.02298 | 0.00791 | 28.9504 | 1.0284 | 0.51859 | 0.02097 | 0.00701 | 27.511 | 1.2906 | 0.40984 | 0.01654 | 0.00545 | 28.5796 | 1.2646 | 0.4587 | 0.0183 | 0.00593 | 27.2839 | 1.2966 | 0.44465 | 0.01772 | 0.00565 | 27.1003 | 1.8758 | 0.34379 | 0.01319 | 0.00429 | 25.9432 | 2.289 | 0.30852 | 0.01148 | 0.00369 | 28.5949 | 2.4731 | 0.329 | 0.01332 | 0.00383 | 27.6091 | 2.5181 | 0.32231 | 0.01304 | 0.00371 | 28.1496 | 3.2434 | 0.28581 | 0.01171 | 0.00316 | 28.5968 | 3.6056 | 0.2879 | 0.01168 | 0.00307 | 29.7571 | 3.5335 | 0.32372 | 0.01296 | 0.00334 | 30.5827 | 3.9616 | 0.29252 | 0.01164 | 0.00305 | 30.0285 | 4.0127 | 0.31599 | 0.01231 | 0.00315 | 30.0278 | 4.743 | 0.26627 | 0.01036 | 0.0027 | 29.5757 | 4.7821 | 0.28616 | 0.01087 | 0.00278 | 29.1953 | 4.8161 | 0.30609 | 0.01134 | 0.00287 | 29.1983 | 5.7205 | 0.26022 | 0.00959 | 0.00249 | 28.0308 | 5.8436 | 0.25481 | 0.00937 | 0.00242 | 29.4441 | 6.2107 | 0.25863 | 0.00927 | 0.00241 | 28.8789 | 6.816 | 0.23772 | 0.00846 | 0.00224 | 28.6046 | 7.8615 | 0.22205 | 0.00767 | 0.00209 | 27.6172 | 9.1932 | 0.19348 | 0.0066 | 0.00195 | 26.5924 | 9.3634 | 0.20213 | 0.00671 | 0.00199 | 27.0141 | 9.9216 | 0.19116 | 0.00636 | 0.00182 | 26.1828 | 10.0847 | 0.18854 | 0.00625 | 0.00179 | 26.592 | 10.665 | 0.17862 | 0.00591 | 0.00169 | 25.7419 | 10.8452 | 0.18647 | 0.00601 | 0.00172 | 25.7422 | 12.1358 | 0.16853 | 0.00541 | 0.00163 | 27.8079 | 11.6754 | 0.19348 | 0.00656 | 0.00178 | 27.4668 | 13.1162 | 0.19584 | 0.00696 | 0.00172 | 25.3428 | 14.397 | 0.16037 | 0.00534 | 0.00153 | 27.8066 | 13.7565 | 0.18728 | 0.00664 | 0.00168 | 25.6674 | 15.0973 | 0.15331 | 0.00507 | 0.00148 | 26.8141 | 14.7971 | 0.17547 | 0.00616 | 0.0016 | 26.1899 | 14.9572 | 0.17384 | 0.00609 | 0.00159 | 25.3076 | 17.6386 | 0.15059 | 0.00521 | 0.00142 | 25.0264 | 18.5992 | 0.14481 | 0.00497 | 0.00143 | 26.0666 | 18.2389 | 0.16321 | 0.00571 | 0.00152 | 26.9089 | 18.599 | 0.16115 | 0.00562 | 0.00153 | 27.2014 | 19.5393 | 0.15216 | 0.00534 | 0.00141 | 25.7238 | 24.5822 | 0.13784 | 0.00471 | 0.00135 | 25.2514 | 24.7924 | 0.13706 | 0.00467 | 0.00135 | 25.6099 | 30.4754 | 0.13577 | 0.00442 | 0.00136 | 26.2296 | 31.2656 | 0.13219 | 0.00432 | 0.00125 | 25.2124 | 31.8062 | 0.13082 | 0.00425 | 0.00125 | 25.7529 | 31.5159 | 0.14168 | 0.00453 | 0.0013 | 26.6131 | 35.0983 | 0.14273 | 0.00436 | 0.00145 | 26.0576 | 38.1304 | 0.13528 | 0.00409 | 0.00143 | 25.1691 | 40.5531 | 0.13567 | 0.00405 | 0.00135 | 27.2843 | 43.9027 | 0.14161 | 0.00445 | 0.00131 | 26.6376 | 44.0846 | 0.14292 | 0.00448 | 0.00138 | 30.3955 | 45.8643 | 0.16703 | 0.00535 | 0.00148 | 27.7823 | 52.3199 | 0.15076 | 0.00475 | 0.00138 | 27.9235 | 51.7005 | 0.15043 | 0.00476 | 0.00145 | 28.8493 | 54.5118 | 0.15699 | 0.00493 | 0.0014 | 28.7109 | 55.5826 | 0.15488 | 0.00485 | 0.00138 | 28.0127 | 61.9189 | 0.15287 | 0.00468 | 0.00141 | 27.6544 | 68.361 | 0.13845 | 0.00421 | 0.00131 | 27.3051 | 68.5415 | 0.13827 | 0.0042 | 0.00131
29.7619 | 0.012415 | 2.2 | 0.10046 | 0.12644 | 32.2741 | 0.011665 | 5.09 | 0.21556 | 0.21314 | 33.1565 | 0.011425 | 8 | 0.36027 | 0.27821 | 33.1565 | 0.04588 | 1.99 | 0.08968 | 0.06627 | 32.4756 | 0.046621 | 2.55 | 0.10735 | 0.07465 | 32.0696 | 0.10625 | 1.94 | 0.08071 | 0.04264 | 29.9611 | 0.30444 | 0.92859 | 0.0383 | 0.01728 | 29.5213 | 0.30704 | 0.99557 | 0.04029 | 0.01773 | 27.0833 | 0.46881 | 0.65096 | 0.02621 | 0.01112 | 26.78 | 0.65479 | 0.54083 | 0.02068 | 0.0085 | 26.6667 | 0.65659 | 0.5752 | 0.02149 | 0.00875 | 28.1338 | 0.83346 | 0.51577 | 0.02047 | 0.00758 | 29.4135 | 0.80655 | 0.59093 | 0.02394 | 0.00839 | 30.5573 | 0.78344 | 0.66748 | 0.02701 | 0.00919 | 31.5823 | 0.96791 | 0.59944 | 0.02395 | 0.00803 | 30.012 | 1.2355 | 0.4737 | 0.0189 | 0.00623 | 30.9612 | 1.2065 | 0.52399 | 0.02054 | 0.00671 | 29.5575 | 1.2445 | 0.50813 | 0.01991 | 0.0064 | 29.1849 | 1.7928 | 0.38777 | 0.01461 | 0.00478 | 29.6494 | 2.1389 | 0.38143 | 0.01548 | 0.00445 | 32.1693 | 2.297 | 0.39668 | 0.01644 | 0.00451 | 31.0602 | 2.356 | 0.38854 | 0.01609 | 0.00438 | 31.2774 | 3.0523 | 0.33708 | 0.0138 | 0.00365 | 31.4564 | 3.4024 | 0.33396 | 0.0134 | 0.00349 | 32.4623 | 3.3264 | 0.37078 | 0.01459 | 0.00375 | 33.363 | 3.7285 | 0.33449 | 0.01309 | 0.00342 | 32.5309 | 3.7946 | 0.35733 | 0.01365 | 0.00349 | 32.5301 | 4.4829 | 0.30126 | 0.0115 | 0.00299 | 31.8508 | 4.5509 | 0.32075 | 0.01194 | 0.00306 | 31.2806 | 4.609 | 0.34033 | 0.01235 | 0.00313 | 31.2839 | 5.4784 | 0.28904 | 0.01043 | 0.00271 | 30.033 | 5.6365 | 0.28292 | 0.01019 | 0.00263 | 31.407 | 5.9586 | 0.28514 | 0.01001 | 0.00261 | 30.8042 | 6.5618 | 0.26184 | 0.00913 | 0.00242 | 30.3924 | 7.6174 | 0.24289 | 0.00823 | 0.00224 | 29.3432 | 8.939 | 0.21127 | 0.00707 | 0.00207 | 28.1567 | 9.1092 | 0.2196 | 0.00716 | 0.0021 | 28.6032 | 9.6324 | 0.20766 | 0.00678 | 0.00193 | 27.723 | 9.7895 | 0.20477 | 0.00667 | 0.0019 | 28.1562 | 10.3647 | 0.19395 | 0.0063 | 0.00179 | 28.6021 | 10.2847 | 0.21702 | 0.00742 | 0.00191 | 28.6025 | 11.5153 | 0.19583 | 0.00666 | 0.0018 | 31.2839 | 10.9449 | 0.22917 | 0.00829 | 0.00199 | 30.5187 | 12.4456 | 0.22742 | 0.00828 | 0.0019 | 28.5106 | 13.5963 | 0.1892 | 0.00673 | 0.0017 | 30.8962 | 13.0359 | 0.21739 | 0.0079 | 0.00185 | 28.8758 | 14.3466 | 0.18071 | 0.00639 | 0.00164 | 29.7935 | 14.1864 | 0.20331 | 0.00732 | 0.00175 | 29.0999 | 14.3066 | 0.20142 | 0.00724 | 0.00174 | 28.1196 | 16.7579 | 0.17405 | 0.00619 | 0.00155 | 27.8071 | 17.6983 | 0.16703 | 0.00588 | 0.00154 | 28.6733 | 17.4581 | 0.18581 | 0.00655 | 0.00163 | 29.5998 | 17.8483 | 0.18328 | 0.00644 | 0.00164 | 29.9216 | 18.7386 | 0.17324 | 0.00612 | 0.00152 | 28.0623 | 23.6713 | 0.15456 | 0.00528 | 0.00142 | 27.5469 | 23.8515 | 0.15365 | 0.00523 | 0.00142 | 27.5799 | 29.5444 | 0.14922 | 0.00482 | 0.00141 | 28.2472 | 30.3346 | 0.14529 | 0.0047 | 0.0013 | 27.1518 | 30.8252 | 0.14371 | 0.00463 | 0.0013 | 27.5924 | 30.615 | 0.15466 | 0.00489 | 0.00135 | 28.3873 | 34.2172 | 0.15436 | 0.00467 | 0.00149 | 27.7948 | 37.2693 | 0.14598 | 0.00436 | 0.00147 | 28.3152 | 38.9608 | 0.15596 | 0.00497 | 0.00143 | 30.3159 | 42.4207 | 0.1603 | 0.00518 | 0.00138 | 29.5974 | 42.6124 | 0.16154 | 0.0052 | 0.00145 | 33.1587 | 43.9225 | 0.185 | 0.00593 | 0.00155 | 30.3079 | 51.1477 | 0.16635 | 0.00524 | 0.00143 | 30.462 | 50.2482 | 0.16626 | 0.00526 | 0.0015 | 31.2535 | 53.0496 | 0.17199 | 0.00537 | 0.00145 | 31.1035 | 54.2404 | 0.16957 | 0.00528 | 0.00144 | 30.1675 | 60.8564 | 0.166 | 0.00504 | 0.00145 | 29.7817 | 67.4784 | 0.15033 | 0.00454 | 0.00135 | 29.4055 | 67.6088 | 0.15011 | 0.00452 | 0.00135
32.2421 | 0.011675 | 2.54 | 0.11372 | 0.14475 | 34.7567 | 0.011025 | 5.8 | 0.24097 | 0.24153 | 36.4721 | 0.010615 | 9.46 | 0.41949 | 0.32671 | 36.4721 | 0.042628 | 2.36 | 0.10444 | 0.07788 | 34.9738 | 0.044029 | 2.91 | 0.11943 | 0.08461 | 35.6328 | 0.097973 | 2.33 | 0.09874 | 0.05096 | 32.4578 | 0.28613 | 1.07 | 0.04308 | 0.0197 | 31.7922 | 0.29073 | 1.13 | 0.04475 | 0.02002 | 29.1667 | 0.4482 | 0.7389 | 0.02911 | 0.01255 | 28.5653 | 0.62907 | 0.60364 | 0.02258 | 0.00943 | 30 | 0.61126 | 0.7025 | 0.02815 | 0.01057 | 31.2598 | 0.76983 | 0.61645 | 0.02503 | 0.00895 | 32.3548 | 0.74962 | 0.69465 | 0.02817 | 0.00976 | 33.3352 | 0.73251 | 0.77394 | 0.03102 | 0.01055 | 34.2141 | 0.90968 | 0.68539 | 0.02693 | 0.0091 | 32.513 | 1.1615 | 0.54103 | 0.02122 | 0.00705 | 33.3429 | 1.1395 | 0.59279 | 0.02279 | 0.00752 | 31.8312 | 1.1805 | 0.57467 | 0.02208 | 0.00717 | 33.3542 | 1.6257 | 0.48227 | 0.01986 | 0.00582 | 33.3556 | 1.9718 | 0.45998 | 0.0191 | 0.00526 | 35.7436 | 2.1269 | 0.46967 | 0.01946 | 0.00525 | 34.5113 | 2.1839 | 0.45966 | 0.01902 | 0.00508 | 34.4051 | 2.8572 | 0.39171 | 0.01584 | 0.00416 | 34.3161 | 3.1973 | 0.38288 | 0.01511 | 0.00393 | 35.1675 | 3.1413 | 0.42068 | 0.01623 | 0.00418 | 36.1432 | 3.5244 | 0.379 | 0.01455 | 0.0038 | 35.0333 | 3.6025 | 0.40097 | 0.015 | 0.00385 | 35.0324 | 4.2548 | 0.33819 | 0.01265 | 0.0033 | 34.1258 | 4.3348 | 0.35707 | 0.01301 | 0.00335 | 33.366 | 4.4039 | 0.37614 | 0.01336 | 0.00341 | 33.3695 | 5.2372 | 0.31916 | 0.01128 | 0.00294 | 32.0352 | 5.3883 | 0.31219 | 0.01101 | 0.00285 | 33.37 | 5.7134 | 0.31279 | 0.01076 | 0.00282 | 32.7294 | 6.2937 | 0.28694 | 0.00981 | 0.0026 | 32.1802 | 7.3262 | 0.26449 | 0.00879 | 0.00239 | 31.0693 | 8.6468 | 0.22962 | 0.00754 | 0.00219 | 31.2852 | 8.6068 | 0.25604 | 0.00884 | 0.00233 | 31.7813 | 9.048 | 0.24223 | 0.00837 | 0.00215 | 30.8034 | 9.2371 | 0.23871 | 0.00823 | 0.00212 | 31.2847 | 9.7773 | 0.226 | 0.00778 | 0.002 | 32.1773 | 9.5972 | 0.25761 | 0.00939 | 0.00217 | 32.1778 | 10.7448 | 0.2321 | 0.00842 | 0.00202 | 34.7599 | 10.2145 | 0.26732 | 0.0099 | 0.00222 | 33.5706 | 11.6952 | 0.26085 | 0.00955 | 0.00209 | 31.6785 | 12.8258 | 0.21973 | 0.008 | 0.00187 | 33.9859 | 12.2554 | 0.2493 | 0.00911 | 0.00203 | 32.0842 | 13.566 | 0.20962 | 0.0076 | 0.0018 | 32.7728 | 13.3859 | 0.23258 | 0.00842 | 0.00192 | 32.0099 | 13.586 | 0.23035 | 0.00832 | 0.0019 | 30.9315 | 15.9572 | 0.19872 | 0.00711 | 0.00168 | 30.5878 | 16.9077 | 0.19035 | 0.00675 | 0.00166 | 31.28 | 16.6775 | 0.20945 | 0.00736 | 0.00175 | 32.2907 | 16.9677 | 0.20645 | 0.00723 | 0.00176 | 32.6417 | 17.7779 | 0.19534 | 0.00688 | 0.00164 | 30.4008 | 22.8505 | 0.1719 | 0.00582 | 0.0015 | 29.8425 | 23.0807 | 0.17083 | 0.00578 | 0.0015 | 29.5499 | 28.7436 | 0.16305 | 0.0052 | 0.00147 | 30.2649 | 29.4837 | 0.15877 | 0.00508 | 0.00136 | 29.0912 | 29.9842 | 0.15697 | 0.005 | 0.00135 | 29.4319 | 29.8441 | 0.168 | 0.00525 | 0.0014 | 31.9357 | 32.3555 | 0.17861 | 0.0058 | 0.00159 | 31.2691 | 35.5374 | 0.16815 | 0.00538 | 0.00156 | 31.4614 | 37.2589 | 0.17713 | 0.00581 | 0.00152 | 33.3475 | 40.3291 | 0.1798 | 0.00587 | 0.00145 | 32.5571 | 40.6606 | 0.18092 | 0.00588 | 0.00152 | 35.9219 | 42.161 | 0.20375 | 0.0065 | 0.00162 | 32.8336 | 49.3058 | 0.18242 | 0.00572 | 0.00149 | 33.0005 | 48.6163 | 0.18258 | 0.00575 | 0.00156 | 33.6576 | 51.2977 | 0.18745 | 0.0058 | 0.00151 | 33.496 | 52.5485 | 0.18467 | 0.0057 | 0.00149 | 34.4771 | 57.4524 | 0.19329 | 0.00635 | 0.00155 | 34.0362 | 63.6541 | 0.17495 | 0.00572 | 0.00143 | 33.6062 | 64.0345 | 0.17464 | 0.0057 | 0.00143
34.7222 | 0.011025 | 2.89 | 0.12719 | 0.16409 | 39.7219 | 0.0099453 | 7.34 | 0.33026 | 0.30269 | 39.7878 | 0.0099335 | 11.03 | 0.47895 | 0.37842 | 39.7878 | 0.039867 | 2.75 | 0.11927 | 0.09026 | 37.4719 | 0.041748 | 3.28 | 0.13167 | 0.09509 | 39.1961 | 0.091019 | 2.76 | 0.11636 | 0.05988 | 34.9546 | 0.27002 | 1.21 | 0.0479 | 0.02226 | 34.063 | 0.27552 | 1.27 | 0.04926 | 0.02243 | 31.25 | 0.42719 | 0.83103 | 0.03201 | 0.01403 | 32.136 | 0.57935 | 0.73723 | 0.02957 | 0.01139 | 33.3333 | 0.56314 | 0.83997 | 0.03434 | 0.01252 | 34.3857 | 0.7152 | 0.72515 | 0.02947 | 0.01042 | 35.2962 | 0.7009 | 0.80592 | 0.03236 | 0.01121 | 36.1131 | 0.68859 | 0.8875 | 0.03502 | 0.01199 | 36.846 | 0.85896 | 0.77662 | 0.02994 | 0.01022 | 35.014 | 1.0965 | 0.61248 | 0.02356 | 0.00791 | 38.1061 | 1.0274 | 0.74192 | 0.03115 | 0.00927 | 36.3785 | 1.0644 | 0.71855 | 0.03012 | 0.00883 | 37.5235 | 1.4856 | 0.58606 | 0.02477 | 0.00695 | 37.0617 | 1.8237 | 0.54507 | 0.02262 | 0.00612 | 39.318 | 1.9778 | 0.54834 | 0.02246 | 0.00603 | 37.9625 | 2.0308 | 0.53627 | 0.02193 | 0.00583 | 37.5328 | 2.6891 | 0.44991 | 0.01788 | 0.0047 | 37.1758 | 3.0192 | 0.4348 | 0.01682 | 0.00439 | 37.8726 | 2.9792 | 0.47342 | 0.01789 | 0.00464 | 38.9235 | 3.3453 | 0.42599 | 0.01602 | 0.00421 | 37.5357 | 3.4314 | 0.44685 | 0.01637 | 0.00423 | 37.5347 | 4.0517 | 0.37705 | 0.01381 | 0.00362 | 36.4009 | 4.1407 | 0.39515 | 0.0141 | 0.00365 | 35.4514 | 4.2188 | 0.41356 | 0.01439 | 0.00369 | 35.4551 | 5.0191 | 0.35062 | 0.01214 | 0.00318 | 34.0374 | 5.1652 | 0.34277 | 0.01184 | 0.00308 | 35.3329 | 5.4903 | 0.34159 | 0.01152 | 0.00303 | 34.6547 | 6.0496 | 0.31309 | 0.01049 | 0.00279 | 35.7558 | 6.8159 | 0.31015 | 0.01092 | 0.00271 | 34.5214 | 8.0545 | 0.26829 | 0.00933 | 0.00245 | 35.1958 | 7.9494 | 0.30481 | 0.01123 | 0.00264 | 35.754 | 8.3606 | 0.28861 | 0.01065 | 0.00246 | 34.6538 | 8.5387 | 0.28413 | 0.01045 | 0.00241 | 35.1953 | 9.0379 | 0.26891 | 0.00988 | 0.00228 | 35.7526 | 8.9428 | 0.30116 | 0.01124 | 0.00244 | 35.7531 | 10.0243 | 0.27097 | 0.01007 | 0.00226 | 38.2359 | 9.5821 | 0.30809 | 0.01147 | 0.00247 | 36.6224 | 11.0548 | 0.29632 | 0.01079 | 0.0023 | 34.8463 | 12.0553 | 0.25216 | 0.00923 | 0.00206 | 37.0755 | 11.575 | 0.28316 | 0.0103 | 0.00223 | 35.2926 | 12.7555 | 0.24029 | 0.00876 | 0.00198 | 35.7522 | 12.6555 | 0.26358 | 0.0095 | 0.00209 | 34.9199 | 12.8456 | 0.26088 | 0.00939 | 0.00206 | 33.7435 | 15.1067 | 0.2247 | 0.00801 | 0.00182 | 33.3686 | 16.0171 | 0.21486 | 0.0076 | 0.00179 | 33.8866 | 15.867 | 0.23425 | 0.00816 | 0.00188 | 34.9816 | 16.1471 | 0.23082 | 0.00802 | 0.00188 | 35.3618 | 16.9174 | 0.2186 | 0.00763 | 0.00175 | 32.7393 | 21.8598 | 0.18994 | 0.00636 | 0.00159 | 32.1381 | 22.11 | 0.18869 | 0.00631 | 0.00158 | 31.5199 | 27.7828 | 0.17733 | 0.00558 | 0.00152 | 32.2825 | 28.413 | 0.17271 | 0.00545 | 0.00142 | 31.0306 | 29.0735 | 0.17063 | 0.00536 | 0.00141 | 33.1109 | 28.0027 | 0.19591 | 0.00657 | 0.00152 | 35.4841 | 30.4742 | 0.2043 | 0.00685 | 0.00169 | 34.7435 | 33.5158 | 0.19153 | 0.00632 | 0.00165 | 34.6075 | 35.3674 | 0.19935 | 0.00661 | 0.0016 | 36.3791 | 38.4576 | 0.20029 | 0.00655 | 0.00153 | 35.5168 | 38.8191 | 0.20122 | 0.00655 | 0.0016 | 38.6851 | 40.5497 | 0.22325 | 0.00706 | 0.00169 | 35.3592 | 47.6042 | 0.19907 | 0.00619 | 0.00155 | 35.5389 | 47.0846 | 0.19944 | 0.00622 | 0.00162 | 38.4658 | 48.1447 | 0.21992 | 0.0074 | 0.00162 | 38.2812 | 49.4953 | 0.21631 | 0.00725 | 0.0016 | 38.7868 | 54.4592 | 0.22214 | 0.00755 | 0.00164 | 38.2907 | 60.1808 | 0.20101 | 0.00681 | 0.00151 | 37.807 | 60.5611 | 0.20055 | 0.00678 | 0.00151
37.2024 | 0.010454 | 3.26 | 0.14088 | 0.18444 | 44.6872 | 0.0090869 | 9.03 | 0.41401 | 0.36947 | 43.1034 | 0.0093422 | 12.7 | 0.53895 | 0.43323 | 43.1034 | 0.037485 | 3.16 | 0.13422 | 0.1034 | 39.97 | 0.039727 | 3.68 | 0.14407 | 0.10608 | 42.7594 | 0.085126 | 3.22 | 0.13384 | 0.06941 | 37.4513 | 0.25591 | 1.36 | 0.05279 | 0.02494 | 36.3339 | 0.26201 | 1.42 | 0.05383 | 0.02494 | 33.3333 | 0.40628 | 0.9278 | 0.03493 | 0.01558 | 35.7066 | 0.53372 | 0.88226 | 0.03613 | 0.0135 | 36.6667 | 0.52282 | 0.98861 | 0.0404 | 0.0146 | 37.5117 | 0.66868 | 0.84177 | 0.03387 | 0.01198 | 38.2375 | 0.65887 | 0.9246 | 0.03655 | 0.01276 | 38.891 | 0.65027 | 1.01 | 0.03905 | 0.01351 | 42.1097 | 0.77462 | 0.97439 | 0.04111 | 0.01264 | 40.016 | 0.98931 | 0.76735 | 0.03228 | 0.00976 | 42.8694 | 0.93818 | 0.90625 | 0.03897 | 0.01117 | 40.9258 | 0.9723 | 0.8771 | 0.03765 | 0.01063 | 41.6927 | 1.3706 | 0.69912 | 0.02955 | 0.00817 | 40.7679 | 1.6987 | 0.63675 | 0.02613 | 0.00704 | 42.8924 | 1.8507 | 0.63267 | 0.02548 | 0.00686 | 41.4136 | 1.9008 | 0.61837 | 0.02486 | 0.00663 | 40.6606 | 2.538 | 0.51166 | 0.01994 | 0.00527 | 40.0355 | 2.8621 | 0.48969 | 0.01856 | 0.00487 | 40.5778 | 2.8341 | 0.52894 | 0.01957 | 0.00511 | 41.7037 | 3.1862 | 0.4754 | 0.0175 | 0.00463 | 40.038 | 3.2793 | 0.49494 | 0.01775 | 0.00462 | 40.037 | 3.8696 | 0.41779 | 0.01498 | 0.00396 | 38.6759 | 3.9666 | 0.43496 | 0.0152 | 0.00397 | 37.5368 | 4.0517 | 0.45258 | 0.01543 | 0.00399 | 37.5407 | 4.821 | 0.38341 | 0.01301 | 0.00343 | 36.0396 | 4.9621 | 0.37463 | 0.01269 | 0.00332 | 39.2588 | 5.0991 | 0.40258 | 0.01441 | 0.00347 | 38.5052 | 5.6203 | 0.36843 | 0.01311 | 0.00319 | 40.2253 | 6.2816 | 0.3718 | 0.014 | 0.00314 | 38.8366 | 7.4321 | 0.32042 | 0.01191 | 0.00279 | 39.1065 | 7.3971 | 0.35741 | 0.01349 | 0.00297 | 39.7267 | 7.7843 | 0.33861 | 0.0128 | 0.00278 | 38.5042 | 7.9514 | 0.33308 | 0.01256 | 0.00272 | 39.1059 | 8.4165 | 0.31516 | 0.01186 | 0.00258 | 39.3279 | 8.3835 | 0.34774 | 0.01305 | 0.00273 | 39.3284 | 9.403 | 0.31252 | 0.01167 | 0.00251 | 41.7119 | 9.0368 | 0.35144 | 0.01302 | 0.00273 | 39.6743 | 10.4745 | 0.33381 | 0.01204 | 0.00251 | 38.0141 | 11.3849 | 0.28659 | 0.01045 | 0.00226 | 40.1651 | 10.9747 | 0.31894 | 0.01149 | 0.00243 | 38.501 | 12.0551 | 0.27281 | 0.0099 | 0.00216 | 38.7315 | 12.0051 | 0.29631 | 0.01058 | 0.00227 | 37.8298 | 12.1952 | 0.29311 | 0.01044 | 0.00224 | 36.5555 | 14.3562 | 0.25209 | 0.0089 | 0.00196 | 36.1493 | 15.2266 | 0.24068 | 0.00844 | 0.00192 | 36.4933 | 15.1366 | 0.26028 | 0.00896 | 0.00201 | 37.6725 | 15.4067 | 0.2564 | 0.0088 | 0.00201 | 38.082 | 16.1469 | 0.24301 | 0.00838 | 0.00188 | 35.0779 | 20.9592 | 0.20878 | 0.0069 | 0.00167 | 34.4337 | 21.1994 | 0.20732 | 0.00684 | 0.00166 | 35.4599 | 25.9215 | 0.20739 | 0.00703 | 0.00165 | 36.3179 | 26.5217 | 0.2021 | 0.00686 | 0.00154 | 34.9094 | 27.1421 | 0.19935 | 0.00673 | 0.00153 | 36.7899 | 26.3116 | 0.22563 | 0.00781 | 0.00164 | 39.0326 | 28.833 | 0.23152 | 0.00786 | 0.00179 | 38.2178 | 31.7345 | 0.21626 | 0.00722 | 0.00174 | 37.7537 | 33.6861 | 0.22272 | 0.00739 | 0.00169 | 39.4107 | 36.7664 | 0.22174 | 0.00722 | 0.00161 | 38.4766 | 37.1578 | 0.22246 | 0.00721 | 0.00168 | 44.2116 | 37.7275 | 0.26451 | 0.00917 | 0.00184 | 40.4106 | 44.5815 | 0.23409 | 0.00793 | 0.00167 | 40.6159 | 44.3119 | 0.23476 | 0.00799 | 0.00174 | 43.274 | 45.4122 | 0.25442 | 0.00887 | 0.00174 | 43.0663 | 46.8228 | 0.24982 | 0.00867 | 0.00172 | 43.0964 | 51.7966 | 0.25251 | 0.00869 | 0.00175 | 42.5452 | 57.1281 | 0.22853 | 0.00785 | 0.00159 | 42.0078 | 57.4984 | 0.22789 | 0.00781 | 0.00159
39.6825 | 0.009953 | 3.65 | 0.15482 | 0.20576 | 49.6524 | 0.0083845 | 10.87 | 0.49587 | 0.44166 | 46.4191 | 0.0088269 | 14.48 | 0.59964 | 0.49108 | 46.4191 | 0.035414 | 3.6 | 0.14936 | 0.11726 | 42.4681 | 0.037916 | 4.09 | 0.15665 | 0.11757 | 46.3227 | 0.080044 | 3.71 | 0.15133 | 0.07951 | 39.9481 | 0.2433 | 1.53 | 0.05774 | 0.02775 | 40.8756 | 0.239 | 1.75 | 0.07089 | 0.03031 | 37.5 | 0.37066 | 1.14 | 0.04588 | 0.01888 | 39.2773 | 0.49561 | 1.04 | 0.04254 | 0.01575 | 40 | 0.4886 | 1.15 | 0.04642 | 0.01682 | 40.6377 | 0.62856 | 0.96616 | 0.03828 | 0.01364 | 41.1789 | 0.62226 | 1.05 | 0.04077 | 0.01438 | 44.4469 | 0.58664 | 1.27 | 0.05394 | 0.01679 | 47.3734 | 0.70739 | 1.19 | 0.05153 | 0.01528 | 45.018 | 0.90347 | 0.93799 | 0.04041 | 0.01177 | 47.6327 | 0.86505 | 1.09 | 0.04659 | 0.01323 | 45.4731 | 0.89646 | 1.05 | 0.04499 | 0.01258 | 45.862 | 1.2735 | 0.82122 | 0.0343 | 0.00947 | 44.4741 | 1.5926 | 0.73485 | 0.02964 | 0.00801 | 46.4667 | 1.7417 | 0.72254 | 0.02852 | 0.00774 | 44.8647 | 1.7887 | 0.70587 | 0.02782 | 0.00747 | 43.7883 | 2.4039 | 0.57697 | 0.02201 | 0.00586 | 42.8951 | 2.7231 | 0.54747 | 0.0203 | 0.00538 | 43.283 | 2.7061 | 0.58718 | 0.02126 | 0.00561 | 44.484 | 3.0442 | 0.5272 | 0.019 | 0.00507 | 42.5404 | 3.1412 | 0.5452 | 0.01914 | 0.00503 | 42.5393 | 3.7065 | 0.46039 | 0.01617 | 0.0043 | 40.951 | 3.8075 | 0.47647 | 0.01632 | 0.00429 | 41.7075 | 3.7585 | 0.53528 | 0.0194 | 0.00461 | 41.7119 | 4.4748 | 0.45289 | 0.01634 | 0.00395 | 40.044 | 4.6059 | 0.44213 | 0.0159 | 0.00382 | 44.1661 | 4.6929 | 0.48503 | 0.01857 | 0.00407 | 43.3184 | 5.1751 | 0.44322 | 0.01688 | 0.00373 | 44.6947 | 5.8374 | 0.43841 | 0.0169 | 0.0036 | 43.1518 | 6.9118 | 0.3767 | 0.01435 | 0.00317 | 43.0171 | 6.9268 | 0.41376 | 0.01568 | 0.00333 | 43.6993 | 7.293 | 0.39215 | 0.01489 | 0.00313 | 42.3546 | 7.4511 | 0.38548 | 0.0146 | 0.00306 | 43.0165 | 7.8862 | 0.36468 | 0.01379 | 0.0029 | 42.9031 | 7.9003 | 0.3973 | 0.01483 | 0.00303 | 42.9037 | 8.8657 | 0.3567 | 0.01325 | 0.00278 | 45.1878 | 8.5585 | 0.39731 | 0.01456 | 0.00301 | 42.7262 | 9.9712 | 0.37327 | 0.01328 | 0.00273 | 41.182 | 10.7946 | 0.32297 | 0.01166 | 0.00246 | 43.2547 | 10.4444 | 0.35661 | 0.01267 | 0.00264 | 41.7094 | 11.4347 | 0.30717 | 0.01104 | 0.00236 | 41.7109 | 11.4348 | 0.33073 | 0.01165 | 0.00246 | 40.7398 | 11.6149 | 0.327 | 0.0115 | 0.00242 | 39.3674 | 13.6858 | 0.28088 | 0.0098 | 0.00212 | 38.93 | 14.5262 | 0.26781 | 0.00927 | 0.00206 | 39.1 | 14.4862 | 0.28752 | 0.00976 | 0.00215 | 40.3634 | 14.7363 | 0.28316 | 0.00959 | 0.00215 | 40.8021 | 15.4465 | 0.26855 | 0.00913 | 0.00201 | 37.4164 | 20.1487 | 0.22841 | 0.00744 | 0.00176 | 36.7293 | 20.3789 | 0.22672 | 0.00738 | 0.00175 | 39.3999 | 24.3205 | 0.23953 | 0.00837 | 0.00178 | 40.3532 | 24.8907 | 0.2335 | 0.00818 | 0.00168 | 38.7883 | 25.491 | 0.23002 | 0.00801 | 0.00166 | 40.4689 | 24.8407 | 0.25718 | 0.009 | 0.00177 | 42.581 | 27.372 | 0.26023 | 0.00885 | 0.00191 | 41.6921 | 30.1635 | 0.24234 | 0.00812 | 0.00184 | 40.8998 | 32.185 | 0.24722 | 0.00817 | 0.00179 | 42.4422 | 35.2454 | 0.24414 | 0.00789 | 0.00169 | 41.4363 | 35.6566 | 0.24462 | 0.00786 | 0.00176 | 49.738 | 35.3257 | 0.3087 | 0.0111 | 0.002 | 45.4619 | 41.9693 | 0.27139 | 0.00953 | 0.0018 | 45.6929 | 41.8697 | 0.27222 | 0.00959 | 0.00187 | 48.0822 | 43.0202 | 0.29092 | 0.01027 | 0.00187 | 47.8515 | 44.4708 | 0.28518 | 0.01001 | 0.00184 | 47.406 | 49.4344 | 0.2844 | 0.0098 | 0.00185 | 46.7997 | 54.4158 | 0.25747 | 0.00885 | 0.00168 | 46.2086 | 54.7761 | 0.25664 | 0.00881 | 0.00168
44.6429 | 0.0090936 | 4.5 | 0.20162 | 0.2513 | 54.6177 | 0.0077982 | 12.86 | 0.57736 | 0.51905 | 49.7347 | 0.0083746 | 16.35 | 0.66111 | 0.55187 | 49.7347 | 0.033594 | 4.07 | 0.16468 | 0.13184 | 44.9663 | 0.036295 | 4.53 | 0.16941 | 0.12954 | 49.886 | 0.075631 | 4.22 | 0.16891 | 0.09017 | 44.9416 | 0.22209 | 1.87 | 0.07617 | 0.03375 | 45.4174 | 0.22029 | 2.1 | 0.08695 | 0.03612 | 41.6667 | 0.34154 | 1.36 | 0.0562 | 0.02245 | 42.848 | 0.46319 | 1.21 | 0.0489 | 0.01816 | 43.3333 | 0.45919 | 1.32 | 0.05244 | 0.01917 | 43.7637 | 0.59374 | 1.1 | 0.0427 | 0.01539 | 47.0616 | 0.56143 | 1.32 | 0.05635 | 0.01789 | 50.0028 | 0.53592 | 1.56 | 0.06776 | 0.02037 | 52.6371 | 0.65226 | 1.43 | 0.06166 | 0.01813 | 50.02 | 0.83313 | 1.12 | 0.04834 | 0.01395 | 52.3959 | 0.80402 | 1.28 | 0.05415 | 0.01543 | 50.0205 | 0.83313 | 1.24 | 0.05228 | 0.01466 | 50.0313 | 1.1915 | 0.95214 | 0.03905 | 0.01086 | 48.1803 | 1.5006 | 0.83923 | 0.03317 | 0.00904 | 50.0411 | 1.6456 | 0.81784 | 0.0316 | 0.00866 | 48.3158 | 1.6907 | 0.79866 | 0.03081 | 0.00836 | 46.9161 | 2.2839 | 0.64582 | 0.0241 | 0.00649 | 45.7548 | 2.596 | 0.60813 | 0.02207 | 0.0059 | 45.9882 | 2.586 | 0.64816 | 0.02297 | 0.00612 | 47.2642 | 2.9161 | 0.58136 | 0.02051 | 0.00552 | 45.0428 | 3.0172 | 0.5976 | 0.02055 | 0.00545 | 45.0417 | 3.5574 | 0.50481 | 0.01737 | 0.00467 | 45.5011 | 3.5324 | 0.56446 | 0.02056 | 0.00498 | 46.9209 | 3.4554 | 0.64721 | 0.02508 | 0.00545 | 46.9258 | 4.1156 | 0.54689 | 0.0211 | 0.00465 | 45.0496 | 4.2367 | 0.53345 | 0.02052 | 0.00449 | 49.0735 | 4.3557 | 0.57424 | 0.02248 | 0.00472 | 48.1315 | 4.8039 | 0.52412 | 0.02042 | 0.0043 | 49.1642 | 5.4602 | 0.50986 | 0.01971 | 0.00408 | 47.467 | 6.4706 | 0.43702 | 0.01671 | 0.00356 | 46.9278 | 6.5216 | 0.47377 | 0.01785 | 0.0037 | 47.672 | 6.8688 | 0.44914 | 0.01695 | 0.00349 | 46.205 | 7.0179 | 0.44127 | 0.01661 | 0.00341 | 46.9271 | 7.428 | 0.41738 | 0.01569 | 0.00323 | 46.4784 | 7.477 | 0.44978 | 0.01659 | 0.00335 | 46.479 | 8.3954 | 0.40345 | 0.01482 | 0.00306 | 48.6638 | 8.1363 | 0.44564 | 0.0161 | 0.00329 | 45.778 | 9.5179 | 0.41467 | 0.01452 | 0.00296 | 44.3498 | 10.2743 | 0.36127 | 0.01287 | 0.00268 | 46.3444 | 9.9711 | 0.39613 | 0.01386 | 0.00286 | 44.9179 | 10.8844 | 0.34332 | 0.01218 | 0.00257 | 44.6902 | 10.9245 | 0.36682 | 0.01273 | 0.00265 | 43.6498 | 11.0946 | 0.36254 | 0.01256 | 0.00262 | 42.1794 | 13.0755 | 0.31103 | 0.01069 | 0.00228 | 41.7107 | 13.8858 | 0.2962 | 0.01011 | 0.00221 | 41.7066 | 13.8858 | 0.31596 | 0.01056 | 0.00229 | 43.0543 | 14.1359 | 0.31111 | 0.01038 | 0.0023 | 43.5223 | 14.8161 | 0.2952 | 0.00989 | 0.00215 | 42.0934 | 18.7079 | 0.26997 | 0.00949 | 0.00196 | 41.3204 | 18.928 | 0.2678 | 0.0094 | 0.00194 | 43.3398 | 22.9297 | 0.27369 | 0.00967 | 0.00192 | 44.3885 | 23.4698 | 0.26688 | 0.00945 | 0.00182 | 42.6671 | 24.0501 | 0.2626 | 0.00925 | 0.0018 | 44.1478 | 23.5499 | 0.29054 | 0.01016 | 0.00191 | 46.1294 | 26.0812 | 0.29043 | 0.00983 | 0.00203 | 45.1665 | 28.7625 | 0.26973 | 0.009 | 0.00195 | 44.0459 | 30.824 | 0.27284 | 0.00894 | 0.00189 | 48.5054 | 32.6037 | 0.29174 | 0.01038 | 0.00187 | 47.3558 | 33.0348 | 0.29164 | 0.0103 | 0.00194 | 55.2645 | 33.2643 | 0.35577 | 0.01295 | 0.00217 | 50.5132 | 39.6976 | 0.31092 | 0.01105 | 0.00194 | 50.7699 | 39.708 | 0.31179 | 0.01111 | 0.00201 | 52.8905 | 40.9186 | 0.32938 | 0.01162 | 0.00201 | 52.6366 | 42.3791 | 0.32234 | 0.01131 | 0.00197 | 51.7157 | 47.3126 | 0.31776 | 0.01088 | 0.00196 | 51.0543 | 52.0039 | 0.2878 | 0.00984 | 0.00178 | 50.4094 | 52.3541 | 0.28677 | 0.00979 | 0.00178
49.6032 | 0.0083913 | 5.42 | 0.24639 | 0.30054 | 59.5829 | 0.007301 | 14.99 | 0.65917 | 0.60145 | 53.0504 | 0.0079724 | 18.32 | 0.72342 | 0.61554 | 53.0504 | 0.031983 | 4.56 | 0.18022 | 0.14712 | 49.9625 | 0.033484 | 5.45 | 0.21611 | 0.15491 | 53.4493 | 0.07175 | 4.77 | 0.18662 | 0.10138 | 49.9351 | 0.20469 | 2.25 | 0.0935 | 0.04024 | 49.9591 | 0.20459 | 2.48 | 0.10261 | 0.04234 | 45.8333 | 0.31723 | 1.61 | 0.06627 | 0.02627 | 46.4186 | 0.43538 | 1.39 | 0.05527 | 0.02071 | 46.6667 | 0.43358 | 1.5 | 0.0585 | 0.02165 | 50.0156 | 0.53571 | 1.38 | 0.05904 | 0.01916 | 52.9443 | 0.5129 | 1.62 | 0.0708 | 0.02172 | 55.5586 | 0.4944 | 1.87 | 0.08118 | 0.02424 | 57.9008 | 0.60634 | 1.69 | 0.07171 | 0.02119 | 55.022 | 0.77441 | 1.32 | 0.05619 | 0.01629 | 57.1592 | 0.7522 | 1.49 | 0.06172 | 0.01778 | 54.5678 | 0.77931 | 1.44 | 0.05958 | 0.01689 | 54.2005 | 1.1214 | 1.09 | 0.04384 | 0.01234 | 51.8864 | 1.4195 | 0.94977 | 0.03673 | 0.01012 | 53.6155 | 1.5616 | 0.91846 | 0.03471 | 0.00963 | 51.767 | 1.6036 | 0.89664 | 0.03384 | 0.00929 | 50.0438 | 2.1778 | 0.71814 | 0.02622 | 0.00714 | 48.6145 | 2.48 | 0.6717 | 0.02387 | 0.00645 | 48.6934 | 2.477 | 0.71189 | 0.02471 | 0.00666 | 50.0445 | 2.793 | 0.63788 | 0.02204 | 0.006 | 50.0475 | 2.7931 | 0.70876 | 0.02592 | 0.00634 | 50.0463 | 3.3003 | 0.59899 | 0.02193 | 0.00543 | 51.1887 | 3.2473 | 0.68357 | 0.02663 | 0.0059 | 52.1344 | 3.2053 | 0.76842 | 0.03042 | 0.00634 | 52.1398 | 3.8185 | 0.64863 | 0.02557 | 0.0054 | 50.0551 | 3.9316 | 0.63229 | 0.02487 | 0.00521 | 53.9808 | 4.0716 | 0.67002 | 0.02628 | 0.0054 | 52.9447 | 4.4918 | 0.61095 | 0.02386 | 0.00492 | 53.6337 | 5.136 | 0.58603 | 0.02249 | 0.0046 | 51.7822 | 6.0904 | 0.50127 | 0.01904 | 0.00399 | 50.8384 | 6.1685 | 0.53737 | 0.02001 | 0.0041 | 51.6447 | 6.4986 | 0.50951 | 0.019 | 0.00388 | 50.0554 | 6.6407 | 0.50035 | 0.01861 | 0.00378 | 50.8376 | 7.0288 | 0.4732 | 0.01758 | 0.00359 | 50.0536 | 7.1048 | 0.50512 | 0.01836 | 0.00369 | 50.0543 | 7.9802 | 0.45273 | 0.01639 | 0.00336 | 52.1398 | 7.7601 | 0.49641 | 0.01764 | 0.0036 | 48.8299 | 9.1107 | 0.45798 | 0.01577 | 0.00321 | 47.5177 | 9.804 | 0.40147 | 0.01408 | 0.00291 | 49.434 | 9.5439 | 0.43748 | 0.01505 | 0.00309 | 48.1263 | 10.3942 | 0.38124 | 0.01332 | 0.00278 | 47.6696 | 10.4642 | 0.40456 | 0.01382 | 0.00286 | 46.5598 | 10.6243 | 0.39968 | 0.01362 | 0.00282 | 44.9913 | 12.5352 | 0.34253 | 0.01159 | 0.00244 | 44.4914 | 13.3155 | 0.32586 | 0.01096 | 0.00237 | 46.92 | 12.8552 | 0.37633 | 0.01359 | 0.0026 | 48.4361 | 13.0853 | 0.37042 | 0.01336 | 0.0026 | 48.9625 | 13.7255 | 0.35177 | 0.01273 | 0.00244 | 46.7705 | 17.4972 | 0.31457 | 0.01141 | 0.00217 | 45.9116 | 17.6973 | 0.31187 | 0.01129 | 0.00215 | 47.2798 | 21.7189 | 0.30984 | 0.01095 | 0.00207 | 48.4238 | 22.2291 | 0.3022 | 0.01069 | 0.00198 | 46.5459 | 22.7894 | 0.29706 | 0.01046 | 0.00195 | 47.8268 | 22.3992 | 0.32566 | 0.01132 | 0.00205 | 49.6778 | 24.9205 | 0.32207 | 0.01081 | 0.00215 | 48.6408 | 27.5017 | 0.29841 | 0.00988 | 0.00206 | 50.3382 | 28.4725 | 0.32731 | 0.01181 | 0.0021 | 54.5686 | 30.3923 | 0.34299 | 0.01267 | 0.00206 | 53.2752 | 30.8233 | 0.34221 | 0.01255 | 0.00213 | 60.7909 | 31.4632 | 0.40564 | 0.01475 | 0.00235 | 55.5645 | 37.6962 | 0.35263 | 0.01253 | 0.00209 | 55.8469 | 37.7965 | 0.35344 | 0.01258 | 0.00216 | 57.6987 | 39.0372 | 0.36975 | 0.01296 | 0.00215 | 57.4218 | 40.5177 | 0.36128 | 0.01258 | 0.00211 | 56.0253 | 45.4011 | 0.35257 | 0.01194 | 0.00208 | 55.3088 | 49.8322 | 0.31949 | 0.01082 | 0.00188 | 54.6101 | 50.1725 | 0.31825 | 0.01076 | 0.00188
54.5635 | 0.007804 | 6.41 | 0.29051 | 0.35335 | 64.5482 | 0.0068748 | 17.26 | 0.74168 | 0.6887 | 56.366 | 0.0076143 | 20.38 | 0.78657 | 0.68202 | 56.366 | 0.030542 | 5.08 | 0.19597 | 0.16308 | 56.2078 | 0.030612 | 6.71 | 0.28255 | 0.1892 | 57.0125 | 0.068308 | 5.35 | 0.20449 | 0.11312 | 54.9286 | 0.19018 | 2.66 | 0.11037 | 0.04721 | 54.5009 | 0.19138 | 2.88 | 0.11811 | 0.04898 | 50 | 0.29662 | 1.87 | 0.07625 | 0.03035 | 49.9893 | 0.41117 | 1.58 | 0.06167 | 0.0234 | 53.3333 | 0.39116 | 1.89 | 0.08087 | 0.027 | 56.2676 | 0.48959 | 1.7 | 0.07418 | 0.02328 | 58.827 | 0.47329 | 1.95 | 0.08482 | 0.02587 | 61.1145 | 0.45968 | 2.21 | 0.09446 | 0.02839 | 63.1645 | 0.56742 | 1.96 | 0.08176 | 0.02445 | 60.024 | 0.72468 | 1.54 | 0.06405 | 0.01878 | 61.9225 | 0.70768 | 1.71 | 0.06933 | 0.02027 | 59.1151 | 0.73319 | 1.65 | 0.06692 | 0.01924 | 58.3698 | 1.0594 | 1.24 | 0.04867 | 0.01389 | 55.5926 | 1.3485 | 1.07 | 0.04033 | 0.01126 | 57.1898 | 1.4876 | 1.02 | 0.03786 | 0.01065 | 55.2181 | 1.5276 | 0.99971 | 0.0369 | 0.01027 | 53.1715 | 2.0828 | 0.79387 | 0.02836 | 0.00781 | 51.4742 | 2.3759 | 0.73816 | 0.02569 | 0.00702 | 54.1038 | 2.2879 | 0.84743 | 0.03134 | 0.00779 | 55.605 | 2.581 | 0.75806 | 0.02789 | 0.00699 | 56.3035 | 2.5569 | 0.8597 | 0.03364 | 0.00753 | 56.3021 | 3.0262 | 0.72664 | 0.02846 | 0.00645 | 56.8764 | 3.0032 | 0.81274 | 0.03234 | 0.00689 | 57.3478 | 2.9851 | 0.89884 | 0.03562 | 0.0073 | 57.3538 | 3.5674 | 0.75792 | 0.02992 | 0.00621 | 55.0606 | 3.6734 | 0.73843 | 0.02908 | 0.00597 | 58.8882 | 3.8285 | 0.77218 | 0.03002 | 0.00612 | 57.7578 | 4.2236 | 0.70356 | 0.02725 | 0.00557 | 58.1032 | 4.8559 | 0.66679 | 0.02525 | 0.00515 | 56.0974 | 5.7602 | 0.56938 | 0.02136 | 0.00443 | 54.7491 | 5.8583 | 0.60446 | 0.02216 | 0.00452 | 55.6174 | 6.1734 | 0.57319 | 0.02104 | 0.00428 | 53.9059 | 6.3085 | 0.56267 | 0.02061 | 0.00418 | 54.7482 | 6.6776 | 0.53208 | 0.01947 | 0.00396 | 53.6289 | 6.7737 | 0.56326 | 0.02014 | 0.00404 | 53.6297 | 7.611 | 0.50448 | 0.01797 | 0.00368 | 55.6158 | 7.4229 | 0.54955 | 0.01919 | 0.00391 | 54.9337 | 8.4083 | 0.55016 | 0.02049 | 0.00372 | 50.6855 | 9.3838 | 0.44352 | 0.01529 | 0.00315 | 55.6132 | 8.8085 | 0.52547 | 0.01955 | 0.00359 | 51.3347 | 9.9509 | 0.42091 | 0.01446 | 0.003 | 53.6282 | 9.6608 | 0.48482 | 0.0179 | 0.0033 | 52.3798 | 9.8159 | 0.47868 | 0.01764 | 0.00325 | 50.6153 | 11.5947 | 0.40946 | 0.01498 | 0.0028 | 50.0528 | 12.3249 | 0.38884 | 0.01414 | 0.00269 | 52.1333 | 11.9948 | 0.44129 | 0.01642 | 0.00292 | 53.8178 | 12.2049 | 0.43425 | 0.01614 | 0.00293 | 54.4028 | 12.805 | 0.41262 | 0.01538 | 0.00276 | 51.4475 | 16.4466 | 0.36213 | 0.01325 | 0.00239 | 50.5027 | 16.6467 | 0.35887 | 0.01311 | 0.00237 | 51.2198 | 20.6383 | 0.34794 | 0.01221 | 0.00223 | 52.4591 | 21.1284 | 0.33943 | 0.01193 | 0.00214 | 50.4247 | 21.6687 | 0.33337 | 0.01166 | 0.0021 | 51.5058 | 21.3786 | 0.36252 | 0.01247 | 0.00221 | 56.7746 | 22.9393 | 0.38956 | 0.01443 | 0.00242 | 55.5895 | 25.3404 | 0.35954 | 0.01313 | 0.0023 | 56.6305 | 26.5012 | 0.38606 | 0.01445 | 0.00233 | 60.6318 | 28.5112 | 0.39781 | 0.01486 | 0.00226 | 59.1947 | 28.9421 | 0.39622 | 0.0147 | 0.00233 | 66.3174 | 29.8922 | 0.45825 | 0.01653 | 0.00254 | 60.6159 | 35.925 | 0.39647 | 0.01399 | 0.00224 | 60.9239 | 36.0853 | 0.39712 | 0.01402 | 0.00231 | 62.5069 | 37.356 | 0.412 | 0.01427 | 0.00229 | 62.2069 | 38.8365 | 0.40195 | 0.01384 | 0.00225 | 60.3349 | 43.6697 | 0.3888 | 0.013 | 0.0022 | 59.5633 | 47.8708 | 0.35252 | 0.01179 | 0.00198 | 58.8109 | 48.2011 | 0.35106 | 0.01172 | 0.00198
59.5238 | 0.0073068 | 7.47 | 0.3346 | 0.4096 | 69.5134 | 0.0065036 | 19.67 | 0.8251 | 0.78063 | 59.6817 | 0.0072921 | 22.54 | 0.85058 | 0.75124 | 59.6817 | 0.029252 | 5.62 | 0.21193 | 0.1797 | 62.4532 | 0.028261 | 8.08 | 0.34531 | 0.22624 | 64.1391 | 0.062485 | 6.58 | 0.27046 | 0.13816 | 59.9221 | 0.17797 | 3.1 | 0.12706 | 0.05463 | 59.0426 | 0.17997 | 3.32 | 0.1336 | 0.05602 | 54.1667 | 0.27891 | 2.15 | 0.08623 | 0.03467 | 57.1306 | 0.37105 | 1.99 | 0.08527 | 0.0292 | 60 | 0.35734 | 2.32 | 0.10163 | 0.03283 | 62.5195 | 0.45188 | 2.04 | 0.08887 | 0.02773 | 64.7097 | 0.44027 | 2.3 | 0.09869 | 0.03031 | 66.6704 | 0.43037 | 2.57 | 0.10773 | 0.03282 | 68.4283 | 0.5341 | 2.25 | 0.09185 | 0.02791 | 65.026 | 0.68196 | 1.77 | 0.07195 | 0.02141 | 66.6857 | 0.66906 | 1.94 | 0.077 | 0.0229 | 63.6624 | 0.69297 | 1.88 | 0.07432 | 0.02173 | 62.5391 | 1.0054 | 1.4 | 0.05355 | 0.01553 | 59.2988 | 1.2855 | 1.19 | 0.04396 | 0.01244 | 60.7642 | 1.4205 | 1.14 | 0.04105 | 0.01171 | 58.6692 | 1.4586 | 1.11 | 0.04 | 0.01129 | 56.2993 | 1.9967 | 0.87296 | 0.03053 | 0.00852 | 57.1935 | 2.1948 | 0.87949 | 0.03262 | 0.00823 | 60.8667 | 2.0938 | 1.03 | 0.04084 | 0.00932 | 62.5556 | 2.3639 | 0.92138 | 0.03628 | 0.00834 | 62.5594 | 2.3639 | 1.02 | 0.04093 | 0.00881 | 62.5579 | 2.7971 | 0.86527 | 0.03461 | 0.00755 | 62.564 | 2.7971 | 0.9519 | 0.03791 | 0.00794 | 62.5613 | 2.7971 | 1.04 | 0.04077 | 0.00831 | 62.5678 | 3.3443 | 0.87469 | 0.03422 | 0.00706 | 60.0661 | 3.4473 | 0.85178 | 0.03325 | 0.00679 | 63.7955 | 3.6124 | 0.88065 | 0.03375 | 0.00689 | 62.571 | 3.9915 | 0.80179 | 0.03061 | 0.00625 | 62.5726 | 4.6098 | 0.75205 | 0.02801 | 0.00572 | 60.4125 | 5.4691 | 0.64124 | 0.02368 | 0.0049 | 58.6597 | 5.5832 | 0.67498 | 0.02432 | 0.00497 | 59.59 | 5.8843 | 0.64011 | 0.02309 | 0.00471 | 57.7563 | 6.0133 | 0.62815 | 0.02261 | 0.00459 | 58.6588 | 6.3655 | 0.59394 | 0.02137 | 0.00435 | 57.2041 | 6.4775 | 0.62416 | 0.02192 | 0.00441 | 57.205 | 7.2808 | 0.55866 | 0.01955 | 0.004 | 62.5678 | 6.8446 | 0.66274 | 0.02502 | 0.00458 | 61.0374 | 7.824 | 0.64963 | 0.02487 | 0.00428 | 57.0212 | 8.6594 | 0.53302 | 0.01987 | 0.00365 | 61.7925 | 8.1962 | 0.62041 | 0.02374 | 0.00412 | 57.7515 | 9.1875 | 0.50528 | 0.01877 | 0.00348 | 59.5869 | 8.9945 | 0.57136 | 0.0217 | 0.00377 | 58.1998 | 9.1395 | 0.56386 | 0.02138 | 0.0037 | 56.2392 | 10.8042 | 0.48157 | 0.01814 | 0.00318 | 55.6143 | 11.4845 | 0.45665 | 0.0171 | 0.00305 | 57.3466 | 11.2544 | 0.51073 | 0.01915 | 0.00328 | 59.1996 | 11.4545 | 0.50247 | 0.01882 | 0.00328 | 59.8431 | 12.0246 | 0.47765 | 0.01793 | 0.00309 | 56.1246 | 15.5361 | 0.41259 | 0.01506 | 0.00263 | 55.0939 | 15.7262 | 0.40872 | 0.01489 | 0.0026 | 55.1598 | 19.6878 | 0.38796 | 0.01346 | 0.0024 | 56.4944 | 20.1579 | 0.37852 | 0.01315 | 0.00231 | 54.3036 | 20.6682 | 0.37149 | 0.01285 | 0.00226 | 58.8638 | 19.6276 | 0.44129 | 0.01673 | 0.00254 | 63.8715 | 21.2884 | 0.46258 | 0.01776 | 0.00272 | 62.5382 | 23.5494 | 0.4256 | 0.01613 | 0.00256 | 62.9228 | 24.8402 | 0.44895 | 0.01697 | 0.00258 | 66.695 | 26.8903 | 0.45608 | 0.017 | 0.00248 | 65.1142 | 27.3211 | 0.4536 | 0.0168 | 0.00255 | 71.8438 | 28.5013 | 0.51353 | 0.01829 | 0.00274 | 65.6672 | 34.3439 | 0.44241 | 0.01543 | 0.0024 | 66.0009 | 34.5542 | 0.44281 | 0.01544 | 0.00247 | 67.3151 | 35.845 | 0.45608 | 0.01558 | 0.00245 | 66.9921 | 37.3254 | 0.44433 | 0.01509 | 0.0024 | 64.6446 | 42.0886 | 0.42643 | 0.01405 | 0.00233 | 63.8178 | 46.0896 | 0.38687 | 0.01275 | 0.00209 | 63.0117 | 46.4098 | 0.38517 | 0.01268 | 0.00209
64.4841 | 0.0068796 | 8.6 | 0.37897 | 0.46918 | 74.4786 | 0.0061774 | 22.2 | 0.90953 | 0.8771 | 66.313 | 0.0067368 | 27.14 | 1.08 | 0.8977 | 66.313 | 0.02702 | 6.76 | 0.26988 | 0.21488 | 68.6985 | 0.02631 | 9.56 | 0.40652 | 0.26591 | 71.2657 | 0.057733 | 7.92 | 0.33214 | 0.16518 | 64.9156 | 0.16737 | 3.56 | 0.14373 | 0.0625 | 63.5843 | 0.17007 | 3.78 | 0.14914 | 0.06345 | 58.3333 | 0.26351 | 2.45 | 0.09625 | 0.03923 | 64.2719 | 0.33913 | 2.45 | 0.10715 | 0.03554 | 66.6667 | 0.32983 | 2.79 | 0.12176 | 0.03915 | 68.7715 | 0.42046 | 2.41 | 0.1034 | 0.03251 | 70.5924 | 0.41226 | 2.68 | 0.11254 | 0.03505 | 72.2262 | 0.40526 | 2.96 | 0.12104 | 0.03751 | 73.692 | 0.50509 | 2.56 | 0.10202 | 0.03155 | 70.028 | 0.64475 | 2.01 | 0.07991 | 0.0242 | 71.449 | 0.63514 | 2.19 | 0.08474 | 0.02566 | 68.2097 | 0.65775 | 2.12 | 0.08179 | 0.02435 | 66.7084 | 0.95807 | 1.56 | 0.05847 | 0.01724 | 63.005 | 1.2295 | 1.32 | 0.04763 | 0.01368 | 64.3386 | 1.3605 | 1.25 | 0.04428 | 0.01282 | 62.1204 | 1.3975 | 1.22 | 0.04314 | 0.01235 | 62.5547 | 1.8487 | 1.04 | 0.03877 | 0.01001 | 64.3427 | 2.0087 | 1.07 | 0.04253 | 0.00986 | 67.6297 | 1.9357 | 1.23 | 0.04978 | 0.01096 | 69.5062 | 2.1858 | 1.1 | 0.04419 | 0.00979 | 68.8154 | 2.2018 | 1.2 | 0.04803 | 0.01019 | 68.8137 | 2.606 | 1.01 | 0.04061 | 0.00873 | 68.2516 | 2.622 | 1.1 | 0.04342 | 0.00907 | 67.7747 | 2.636 | 1.19 | 0.04592 | 0.00939 | 67.7818 | 3.1522 | 0.99892 | 0.03851 | 0.00795 | 65.0716 | 3.2482 | 0.97231 | 0.0374 | 0.00764 | 68.7029 | 3.4203 | 0.99541 | 0.03749 | 0.00769 | 67.3841 | 3.7814 | 0.9056 | 0.03399 | 0.00697 | 67.0421 | 4.3917 | 0.84169 | 0.03077 | 0.00632 | 64.7277 | 5.213 | 0.71677 | 0.026 | 0.0054 | 62.5704 | 5.337 | 0.74887 | 0.0265 | 0.00543 | 63.5627 | 5.6271 | 0.71021 | 0.02515 | 0.00515 | 61.6067 | 5.7502 | 0.69674 | 0.02463 | 0.00501 | 62.5694 | 6.0863 | 0.65874 | 0.02327 | 0.00476 | 64.3547 | 5.9693 | 0.75391 | 0.02862 | 0.00519 | 64.3556 | 6.7126 | 0.67407 | 0.0255 | 0.00469 | 69.5198 | 6.3654 | 0.78497 | 0.03044 | 0.0053 | 67.1411 | 7.3288 | 0.75617 | 0.0291 | 0.00487 | 63.3569 | 8.0571 | 0.6296 | 0.02414 | 0.0042 | 67.9717 | 7.6789 | 0.72211 | 0.02778 | 0.00468 | 64.1684 | 8.5522 | 0.5963 | 0.02278 | 0.00399 | 65.5456 | 8.4302 | 0.66401 | 0.02537 | 0.00427 | 64.0197 | 8.5662 | 0.65503 | 0.02498 | 0.00419 | 61.8631 | 10.1339 | 0.55869 | 0.02118 | 0.00359 | 61.1757 | 10.7741 | 0.52915 | 0.01995 | 0.00343 | 62.56 | 10.6141 | 0.58453 | 0.02182 | 0.00365 | 64.5814 | 10.8041 | 0.57497 | 0.02144 | 0.00365 | 65.2834 | 11.3443 | 0.54673 | 0.02044 | 0.00344 | 60.8016 | 14.7457 | 0.46588 | 0.01685 | 0.00288 | 59.685 | 14.9258 | 0.46137 | 0.01666 | 0.00284 | 63.0398 | 18.0669 | 0.47353 | 0.01812 | 0.00276 | 64.5651 | 18.497 | 0.4621 | 0.0177 | 0.00267 | 62.0612 | 18.9773 | 0.45297 | 0.01727 | 0.00261 | 66.2218 | 18.1969 | 0.52668 | 0.02065 | 0.00289 | 70.9683 | 19.9076 | 0.54095 | 0.02094 | 0.00303 | 69.4869 | 22.0385 | 0.49644 | 0.019 | 0.00285 | 69.215 | 23.4094 | 0.51587 | 0.01944 | 0.00284 | 72.7581 | 25.4795 | 0.51773 | 0.01911 | 0.00271 | 71.0337 | 25.9103 | 0.51425 | 0.01887 | 0.00278 | 77.3703 | 27.2606 | 0.57142 | 0.02004 | 0.00295 | 70.7185 | 32.9231 | 0.49038 | 0.01686 | 0.00257 | 71.0779 | 33.1633 | 0.49047 | 0.01685 | 0.00264 | 72.1234 | 34.4841 | 0.50197 | 0.01688 | 0.00261 | 71.7772 | 35.9445 | 0.48837 | 0.01633 | 0.00255 | 68.9542 | 40.6475 | 0.46544 | 0.0151 | 0.00245 | 68.0724 | 44.4585 | 0.42251 | 0.01371 | 0.0022 | 67.2125 | 44.7787 | 0.42056 | 0.01363 | 0.0022
69.4444 | 0.0065074 | 9.8 | 0.42382 | 0.53197 | 79.4439 | 0.0058893 | 24.87 | 0.99503 | 0.97796 | 74.6021 | 0.0061695 | 33.38 | 1.41 | 1.1 | 74.6021 | 0.024739 | 8.32 | 0.35215 | 0.26235 | 74.9438 | 0.02466 | 11.14 | 0.46713 | 0.30809 | 78.3922 | 0.053781 | 9.37 | 0.39192 | 0.1941 | 69.9091 | 0.15826 | 4.06 | 0.16044 | 0.0708 | 72.6678 | 0.15376 | 4.78 | 0.2062 | 0.07943 | 66.6667 | 0.23799 | 3.09 | 0.13308 | 0.04906 | 71.4133 | 0.31312 | 2.94 | 0.12836 | 0.04238 | 73.3333 | 0.30692 | 3.3 | 0.14166 | 0.04591 | 75.0234 | 0.39385 | 2.81 | 0.1179 | 0.03759 | 76.4751 | 0.38825 | 3.09 | 0.12644 | 0.04006 | 77.7821 | 0.38335 | 3.37 | 0.13445 | 0.04245 | 78.9557 | 0.47958 | 2.89 | 0.11228 | 0.03537 | 75.03 | 0.61223 | 2.27 | 0.08794 | 0.02712 | 76.2123 | 0.60513 | 2.45 | 0.09255 | 0.02855 | 72.757 | 0.62654 | 2.37 | 0.08934 | 0.02708 | 70.8776 | 0.91535 | 1.73 | 0.06345 | 0.01902 | 66.7111 | 1.1784 | 1.45 | 0.05134 | 0.01496 | 71.4873 | 1.2575 | 1.5 | 0.0565 | 0.01516 | 69.0226 | 1.2905 | 1.46 | 0.05504 | 0.0146 | 70.3741 | 1.6956 | 1.27 | 0.05051 | 0.01201 | 71.4919 | 1.8567 | 1.28 | 0.05187 | 0.01162 | 74.3927 | 1.8027 | 1.45 | 0.05849 | 0.01273 | 76.4569 | 2.0367 | 1.29 | 0.05188 | 0.01134 | 75.0713 | 2.0647 | 1.39 | 0.05505 | 0.01165 | 75.0694 | 2.4439 | 1.17 | 0.04653 | 0.00999 | 73.9393 | 2.4709 | 1.26 | 0.04892 | 0.01025 | 72.9881 | 2.4949 | 1.34 | 0.05107 | 0.01052 | 72.9957 | 2.9841 | 1.13 | 0.04281 | 0.0089 | 70.0771 | 3.0752 | 1.1 | 0.04157 | 0.00855 | 73.6102 | 3.2512 | 1.12 | 0.04125 | 0.00853 | 72.1973 | 3.5943 | 1.01 | 0.03738 | 0.00772 | 71.5116 | 4.1936 | 0.93567 | 0.03355 | 0.00695 | 69.0429 | 4.9839 | 0.7959 | 0.02833 | 0.00591 | 70.3917 | 4.9168 | 0.90636 | 0.03466 | 0.0064 | 71.508 | 5.1849 | 0.85957 | 0.03289 | 0.00609 | 69.3075 | 5.299 | 0.8429 | 0.03219 | 0.00592 | 70.3906 | 5.6091 | 0.79682 | 0.03042 | 0.00562 | 71.5052 | 5.5491 | 0.8941 | 0.03485 | 0.00602 | 71.5062 | 6.2433 | 0.79869 | 0.03103 | 0.00543 | 76.4717 | 5.9612 | 0.91593 | 0.03566 | 0.00607 | 73.2449 | 6.9056 | 0.86957 | 0.03325 | 0.00549 | 69.6926 | 7.5488 | 0.73305 | 0.02825 | 0.00478 | 74.151 | 7.2347 | 0.83034 | 0.03174 | 0.00528 | 70.5852 | 8.015 | 0.69374 | 0.02665 | 0.00453 | 71.5043 | 7.9449 | 0.76259 | 0.02897 | 0.0048 | 69.8397 | 8.073 | 0.75204 | 0.02852 | 0.00471 | 67.487 | 9.5526 | 0.6407 | 0.02417 | 0.00402 | 66.7371 | 10.1638 | 0.60622 | 0.02275 | 0.00382 | 67.7733 | 10.0638 | 0.66258 | 0.02447 | 0.00404 | 69.9632 | 10.2438 | 0.65164 | 0.02404 | 0.00404 | 70.7237 | 10.754 | 0.61978 | 0.02291 | 0.00382 | 65.4787 | 14.0453 | 0.52195 | 0.01863 | 0.00314 | 64.2762 | 14.2154 | 0.51676 | 0.01842 | 0.0031 | 70.9198 | 16.7362 | 0.56634 | 0.02239 | 0.00316 | 72.6357 | 17.1263 | 0.55275 | 0.02187 | 0.00307 | 69.8189 | 17.5765 | 0.54133 | 0.02133 | 0.00299 | 73.5797 | 16.9862 | 0.61846 | 0.0244 | 0.00327 | 78.0651 | 18.737 | 0.62449 | 0.02405 | 0.00337 | 76.4356 | 20.7378 | 0.57192 | 0.0218 | 0.00315 | 75.5073 | 22.1587 | 0.58672 | 0.02188 | 0.00312 | 78.8213 | 24.2389 | 0.58266 | 0.02121 | 0.00295 | 76.9531 | 24.6596 | 0.57808 | 0.02092 | 0.00302 | 82.8967 | 26.15 | 0.63185 | 0.0218 | 0.00317 | 75.7698 | 31.6423 | 0.54036 | 0.01829 | 0.00275 | 76.1549 | 31.9125 | 0.54006 | 0.01826 | 0.00281 | 76.9316 | 33.2433 | 0.54962 | 0.01818 | 0.00277 | 76.5624 | 34.6937 | 0.53406 | 0.01756 | 0.0027 | 73.2639 | 39.3266 | 0.50579 | 0.01614 | 0.00259 | 72.3269 | 42.9775 | 0.45942 | 0.01468 | 0.00232 | 71.4133 | 43.2877 | 0.4572 | 0.01459 | 0.00231
79.3651 | 0.0058932 | 12.39 | 0.57585 | 0.6668 | 84.4091 | 0.0056322 | 27.66 | 1.08 | 1.08 | 82.8912 | 0.0057083 | 40.17 | 1.72 | 1.31 | 82.8912 | 0.022889 | 10.01 | 0.42977 | 0.3135 | 81.1891 | 0.023239 | 12.82 | 0.52764 | 0.3527 | 85.5188 | 0.050429 | 10.92 | 0.45086 | 0.22484 | 79.8961 | 0.14316 | 5.13 | 0.22169 | 0.08865 | 81.7513 | 0.14075 | 5.87 | 0.25895 | 0.09685 | 75 | 0.21778 | 3.8 | 0.16716 | 0.05977 | 78.5546 | 0.29151 | 3.47 | 0.14932 | 0.04971 | 80 | 0.28751 | 3.84 | 0.16153 | 0.05311 | 81.2754 | 0.37104 | 3.23 | 0.13244 | 0.04297 | 82.3578 | 0.36744 | 3.51 | 0.14042 | 0.04534 | 83.338 | 0.36424 | 3.8 | 0.14795 | 0.04764 | 84.2194 | 0.45707 | 3.24 | 0.12263 | 0.03938 | 80.032 | 0.58342 | 2.54 | 0.09605 | 0.03018 | 80.9755 | 0.57832 | 2.72 | 0.10044 | 0.03157 | 77.3044 | 0.59873 | 2.63 | 0.09696 | 0.02994 | 75.0469 | 0.87703 | 1.91 | 0.06848 | 0.02088 | 74.1235 | 1.0914 | 1.74 | 0.06538 | 0.01768 | 80.4232 | 1.1514 | 1.83 | 0.07392 | 0.01832 | 77.6505 | 1.1824 | 1.79 | 0.07201 | 0.01763 | 78.1934 | 1.5706 | 1.52 | 0.06153 | 0.01416 | 78.6411 | 1.7306 | 1.51 | 0.06094 | 0.0135 | 81.1557 | 1.6906 | 1.68 | 0.06708 | 0.0146 | 83.4075 | 1.9107 | 1.49 | 0.05947 | 0.01299 | 81.3273 | 1.9457 | 1.59 | 0.06204 | 0.01319 | 81.3252 | 2.3038 | 1.34 | 0.05244 | 0.01131 | 79.6269 | 2.3399 | 1.43 | 0.05442 | 0.0115 | 78.2016 | 2.3719 | 1.51 | 0.05625 | 0.0117 | 78.2097 | 2.837 | 1.27 | 0.04713 | 0.00989 | 75.0826 | 2.9231 | 1.23 | 0.04576 | 0.00949 | 78.5176 | 3.1011 | 1.24 | 0.04503 | 0.00941 | 77.0105 | 3.4292 | 1.13 | 0.04079 | 0.00851 | 80.4505 | 3.8494 | 1.14 | 0.04401 | 0.00827 | 77.6733 | 4.5907 | 0.96458 | 0.03709 | 0.007 | 78.213 | 4.5677 | 1.08 | 0.04224 | 0.00745 | 79.4534 | 4.8218 | 1.02 | 0.04007 | 0.00709 | 77.0084 | 4.9268 | 1 | 0.03922 | 0.00689 | 78.2118 | 5.2159 | 0.94598 | 0.03705 | 0.00654 | 78.6557 | 5.1949 | 1.04 | 0.04085 | 0.00691 | 78.6568 | 5.8471 | 0.93222 | 0.03635 | 0.00622 | 83.4237 | 5.616 | 1.06 | 0.04078 | 0.00688 | 79.3486 | 6.5374 | 0.98964 | 0.03736 | 0.00615 | 76.0283 | 7.1126 | 0.84315 | 0.03228 | 0.00539 | 80.3302 | 6.8505 | 0.94493 | 0.03566 | 0.0059 | 77.0021 | 7.5537 | 0.79742 | 0.03044 | 0.00511 | 77.463 | 7.5227 | 0.86694 | 0.03253 | 0.00536 | 75.6597 | 7.6448 | 0.85473 | 0.03203 | 0.00525 | 73.1109 | 9.0494 | 0.72747 | 0.02712 | 0.00447 | 72.2985 | 9.6336 | 0.68774 | 0.02552 | 0.00425 | 72.9866 | 9.5725 | 0.74477 | 0.02711 | 0.00445 | 75.345 | 9.7466 | 0.73238 | 0.02663 | 0.00445 | 76.1639 | 10.2337 | 0.69668 | 0.02538 | 0.00421 | 74.8328 | 12.8547 | 0.64205 | 0.02523 | 0.0037 | 73.4585 | 13.0148 | 0.6354 | 0.02494 | 0.00365 | 78.7997 | 15.6157 | 0.66615 | 0.02648 | 0.00358 | 80.7063 | 15.9957 | 0.65024 | 0.02586 | 0.00349 | 77.5765 | 16.4159 | 0.63633 | 0.02522 | 0.00339 | 80.9377 | 15.9657 | 0.71645 | 0.02807 | 0.00368 | 85.1619 | 17.7165 | 0.71305 | 0.02713 | 0.00373 | 83.3843 | 19.6273 | 0.65188 | 0.02457 | 0.00347 | 81.7996 | 21.0781 | 0.66137 | 0.0243 | 0.00341 | 84.8845 | 23.1383 | 0.65078 | 0.0233 | 0.0032 | 82.8726 | 23.559 | 0.64502 | 0.02297 | 0.00327 | 88.4232 | 25.1394 | 0.69477 | 0.02355 | 0.0034 | 80.8211 | 30.4916 | 0.5923 | 0.01971 | 0.00293 | 81.2319 | 30.7718 | 0.59154 | 0.01966 | 0.00299 | 81.7398 | 32.1126 | 0.59899 | 0.01948 | 0.00294 | 81.3475 | 33.553 | 0.58134 | 0.0188 | 0.00287 | 77.5735 | 38.1058 | 0.54746 | 0.01719 | 0.00273 | 76.5814 | 41.6066 | 0.49757 | 0.01564 | 0.00244 | 75.614 | 41.9168 | 0.49508 | 0.01554 | 0.00243
89.2857 | 0.0054049 | 15.23 | 0.71892 | 0.81335 | 89.3744 | 0.0054021 | 30.58 | 1.17 | 1.19 | 91.1804 | 0.0053231 | 47.47 | 2.03 | 1.53 | 91.1804 | 0.021338 | 11.83 | 0.50536 | 0.36815 | 87.4344 | 0.022008 | 14.6 | 0.58831 | 0.39965 | 92.6454 | 0.047568 | 12.56 | 0.50948 | 0.2573 | 89.8832 | 0.13125 | 6.31 | 0.27826 | 0.10807 | 90.8348 | 0.13015 | 7.07 | 0.30996 | 0.11562 | 83.3333 | 0.20128 | 4.57 | 0.20015 | 0.07132 | 85.6959 | 0.2732 | 4.05 | 0.17022 | 0.05751 | 86.6667 | 0.2709 | 4.42 | 0.18145 | 0.06073 | 87.5274 | 0.35123 | 3.68 | 0.14706 | 0.04864 | 88.2405 | 0.34913 | 3.96 | 0.15451 | 0.05088 | 88.8938 | 0.34723 | 4.25 | 0.16158 | 0.05306 | 89.4831 | 0.43706 | 3.6 | 0.13307 | 0.04355 | 85.034 | 0.55771 | 2.82 | 0.10424 | 0.03337 | 85.7388 | 0.5543 | 3.01 | 0.10841 | 0.0347 | 81.8517 | 0.57371 | 2.91 | 0.10466 | 0.03291 | 83.3854 | 0.8109 | 2.3 | 0.0875 | 0.02482 | 83.3889 | 1.0014 | 2.12 | 0.08534 | 0.02133 | 89.3591 | 1.0654 | 2.2 | 0.09025 | 0.02172 | 86.2783 | 1.0934 | 2.14 | 0.08792 | 0.02089 | 86.0128 | 1.4665 | 1.78 | 0.07221 | 0.01645 | 85.7903 | 1.6226 | 1.75 | 0.0699 | 0.01549 | 87.9186 | 1.5946 | 1.92 | 0.07564 | 0.01658 | 90.3581 | 1.8016 | 1.71 | 0.06703 | 0.01473 | 87.5832 | 1.8436 | 1.8 | 0.06904 | 0.01482 | 87.581 | 2.1828 | 1.52 | 0.05835 | 0.0127 | 85.3145 | 2.2248 | 1.6 | 0.05995 | 0.01281 | 83.415 | 2.2618 | 1.68 | 0.06147 | 0.01294 | 83.4237 | 2.706 | 1.41 | 0.05148 | 0.01093 | 80.0881 | 2.788 | 1.38 | 0.04998 | 0.01048 | 88.3323 | 2.846 | 1.51 | 0.05927 | 0.01128 | 86.6368 | 3.1471 | 1.38 | 0.05365 | 0.01018 | 89.3895 | 3.5673 | 1.35 | 0.05378 | 0.0097 | 86.3036 | 4.2555 | 1.15 | 0.04524 | 0.00817 | 86.0343 | 4.2645 | 1.26 | 0.04957 | 0.00857 | 87.3987 | 4.5066 | 1.19 | 0.047 | 0.00816 | 84.7092 | 4.6087 | 1.17 | 0.04599 | 0.00792 | 86.0329 | 4.8767 | 1.11 | 0.04345 | 0.00752 | 85.8062 | 4.8858 | 1.2 | 0.04675 | 0.00785 | 85.8074 | 5.509 | 1.07 | 0.04157 | 0.00706 | 90.3757 | 5.3159 | 1.2 | 0.04585 | 0.00773 | 85.4523 | 6.2162 | 1.12 | 0.04146 | 0.00683 | 82.364 | 6.7344 | 0.95972 | 0.03627 | 0.00604 | 86.5095 | 6.5133 | 1.07 | 0.03957 | 0.00656 | 83.4189 | 7.1535 | 0.90716 | 0.03419 | 0.00571 | 83.4217 | 7.1536 | 0.9769 | 0.03608 | 0.00594 | 81.4797 | 7.2686 | 0.96295 | 0.03552 | 0.00582 | 78.7348 | 8.6081 | 0.81887 | 0.03006 | 0.00495 | 77.86 | 9.1653 | 0.77359 | 0.02828 | 0.00469 | 83.4133 | 8.7511 | 0.92108 | 0.03686 | 0.00533 | 86.1085 | 8.9132 | 0.90551 | 0.03621 | 0.00533 | 87.0445 | 9.3603 | 0.86155 | 0.0345 | 0.00504 | 84.1869 | 11.8942 | 0.77257 | 0.03129 | 0.00431 | 82.6408 | 12.0343 | 0.76433 | 0.03091 | 0.00425 | 86.6797 | 14.6752 | 0.77272 | 0.03048 | 0.00404 | 88.777 | 15.0253 | 0.75432 | 0.02977 | 0.00394 | 85.3342 | 15.4255 | 0.73776 | 0.02903 | 0.00382 | 88.2957 | 15.0853 | 0.82044 | 0.0317 | 0.00411 | 92.2588 | 16.826 | 0.80649 | 0.03019 | 0.00411 | 90.333 | 18.6468 | 0.73621 | 0.02732 | 0.0038 | 88.0919 | 20.1076 | 0.73974 | 0.02672 | 0.00372 | 90.9477 | 22.1578 | 0.72202 | 0.02539 | 0.00347 | 88.7921 | 22.5684 | 0.715 | 0.02502 | 0.00354 | 93.9496 | 24.2389 | 0.76013 | 0.02531 | 0.00364 | 85.8725 | 29.431 | 0.64616 | 0.02114 | 0.00311 | 86.3089 | 29.7212 | 0.64489 | 0.02107 | 0.00317 | 86.548 | 31.072 | 0.65007 | 0.02078 | 0.00312 | 86.1326 | 32.4923 | 0.6302 | 0.02003 | 0.00303 | 86.1928 | 35.9444 | 0.63466 | 0.02116 | 0.00301 | 85.0905 | 39.1852 | 0.57748 | 0.0193 | 0.0027 | 84.0156 | 39.4753 | 0.57442 | 0.01918 | 0.00268
99.2063 | 0.0050078 | 18.31 | 0.85879 | 0.97094 | 99.3049 | 0.0050049 | 36.77 | 1.48 | 1.42 | 99.4695 | 0.0049989 | 55.27 | 2.33 | 1.78 | 99.4695 | 0.020037 | 13.78 | 0.58009 | 0.42612 | 93.6797 | 0.020928 | 16.48 | 0.64928 | 0.44883 | 99.7719 | 0.045077 | 14.3 | 0.56807 | 0.29143 | 99.8702 | 0.12145 | 7.59 | 0.3329 | 0.12898 | 99.9182 | 0.12145 | 8.35 | 0.36023 | 0.13567 | 91.6667 | 0.18767 | 5.4 | 0.2327 | 0.08368 | 92.8372 | 0.25749 | 4.65 | 0.19117 | 0.06576 | 93.3333 | 0.25649 | 5.03 | 0.20148 | 0.06876 | 93.7793 | 0.33392 | 4.15 | 0.16179 | 0.05458 | 94.1232 | 0.33302 | 4.44 | 0.16871 | 0.05668 | 94.4497 | 0.33212 | 4.73 | 0.17531 | 0.05872 | 94.7468 | 0.41905 | 3.97 | 0.14361 | 0.04789 | 90.036 | 0.5347 | 3.12 | 0.1125 | 0.03669 | 95.2653 | 0.51299 | 3.61 | 0.13848 | 0.04134 | 90.9463 | 0.53069 | 3.49 | 0.13373 | 0.0392 | 93.8086 | 0.74367 | 2.81 | 0.11451 | 0.03012 | 92.6544 | 0.92802 | 2.54 | 0.10404 | 0.02525 | 98.295 | 0.99415 | 2.59 | 0.10608 | 0.02535 | 94.9061 | 1.0194 | 2.52 | 0.10336 | 0.02439 | 93.8321 | 1.3775 | 2.07 | 0.08273 | 0.01888 | 92.9395 | 1.5305 | 2 | 0.07881 | 0.0176 | 94.6816 | 1.5105 | 2.18 | 0.0842 | 0.01867 | 97.3087 | 1.7076 | 1.94 | 0.07459 | 0.01657 | 93.8391 | 1.7536 | 2.03 | 0.07606 | 0.01652 | 93.8368 | 2.0757 | 1.71 | 0.06428 | 0.01416 | 91.0022 | 2.1228 | 1.79 | 0.06551 | 0.01418 | 93.8419 | 2.0757 | 2.06 | 0.08105 | 0.01558 | 93.8517 | 2.4849 | 1.73 | 0.06782 | 0.01313 | 90.0991 | 2.5589 | 1.68 | 0.06584 | 0.01258 | 98.147 | 2.6379 | 1.81 | 0.07252 | 0.01329 | 96.2631 | 2.918 | 1.64 | 0.06562 | 0.01197 | 98.3284 | 3.3322 | 1.59 | 0.0632 | 0.01122 | 94.934 | 3.9754 | 1.34 | 0.05312 | 0.00942 | 93.8556 | 4.0074 | 1.45 | 0.05678 | 0.00976 | 95.344 | 4.2365 | 1.38 | 0.05381 | 0.00929 | 92.4101 | 4.3315 | 1.35 | 0.05265 | 0.00902 | 93.8541 | 4.5836 | 1.28 | 0.04975 | 0.00855 | 92.9567 | 4.6146 | 1.37 | 0.0526 | 0.00884 | 92.9581 | 5.2108 | 1.22 | 0.04674 | 0.00793 | 97.3277 | 5.0448 | 1.36 | 0.0509 | 0.00862 | 97.6598 | 5.674 | 1.39 | 0.05658 | 0.0083 | 88.6997 | 6.4033 | 1.08 | 0.04024 | 0.00671 | 98.868 | 5.9471 | 1.32 | 0.054 | 0.00796 | 89.8357 | 6.8034 | 1.02 | 0.03792 | 0.00635 | 95.3391 | 6.5363 | 1.21 | 0.0492 | 0.00719 | 93.1196 | 6.6403 | 1.2 | 0.04842 | 0.00704 | 89.9827 | 7.8678 | 1.01 | 0.04094 | 0.00596 | 88.9828 | 8.3799 | 0.95771 | 0.03848 | 0.00563 | 93.8399 | 8.0878 | 1.11 | 0.0458 | 0.00628 | 96.8721 | 8.2399 | 1.09 | 0.04498 | 0.00627 | 97.9251 | 8.656 | 1.04 | 0.04284 | 0.00594 | 93.541 | 11.0938 | 0.91308 | 0.03708 | 0.00497 | 91.8231 | 11.2239 | 0.90312 | 0.03664 | 0.00489 | 94.5597 | 13.8648 | 0.88581 | 0.03444 | 0.00452 | 96.8476 | 14.1949 | 0.86477 | 0.03363 | 0.00441 | 93.0918 | 14.565 | 0.8454 | 0.03279 | 0.00428 | 95.6536 | 14.3149 | 0.93025 | 0.03532 | 0.00456 | 99.3556 | 16.0456 | 0.90466 | 0.03324 | 0.0045 | 97.2817 | 17.7963 | 0.82478 | 0.03006 | 0.00416 | 94.3841 | 19.2571 | 0.82172 | 0.02914 | 0.00404 | 97.0109 | 21.2874 | 0.7963 | 0.02749 | 0.00374 | 94.7115 | 21.6779 | 0.78794 | 0.02707 | 0.00381 | 99.4761 | 23.4085 | 0.82786 | 0.02707 | 0.00388 | 90.9238 | 28.4604 | 0.7019 | 0.02256 | 0.0033 | 91.3859 | 28.7606 | 0.70006 | 0.02247 | 0.00336 | 96.1645 | 29.2309 | 0.75715 | 0.02572 | 0.00348 | 95.7029 | 30.6212 | 0.7325 | 0.02472 | 0.00338 | 96.9669 | 33.6429 | 0.75067 | 0.02679 | 0.0034 | 95.7268 | 36.6236 | 0.68397 | 0.02449 | 0.00303 | 94.5176 | 36.8938 | 0.68013 | 0.02432 | 0.00301
109.127 | 0.0046776 | 21.63 | 0.99777 | 1.14 | 111.718 | 0.0046007 | 45.15 | 1.92 | 1.73 | 107.7586 | 0.0047208 | 63.56 | 2.62 | 2.03 | 107.7586 | 0.018917 | 15.85 | 0.65453 | 0.48727 | 99.9251 | 0.019967 | 18.45 | 0.71065 | 0.50019 | 114.0251 | 0.040975 | 18.06 | 0.78138 | 0.36443 | 109.8572 | 0.11334 | 8.96 | 0.38669 | 0.1513 | 109.0017 | 0.11404 | 9.72 | 0.41023 | 0.15695 | 100 | 0.17607 | 6.29 | 0.2651 | 0.09681 | 99.9786 | 0.24399 | 5.3 | 0.21222 | 0.07444 | 100 | 0.24389 | 5.68 | 0.22163 | 0.07717 | 100.0313 | 0.31851 | 4.64 | 0.17662 | 0.06079 | 100.0059 | 0.31861 | 4.93 | 0.18302 | 0.06271 | 100.0056 | 0.31862 | 5.22 | 0.18917 | 0.0646 | 105.2742 | 0.38814 | 4.77 | 0.18332 | 0.05706 | 100.04 | 0.49498 | 3.74 | 0.14364 | 0.0437 | 107.1735 | 0.47097 | 4.43 | 0.18112 | 0.05026 | 102.3146 | 0.48698 | 4.28 | 0.17499 | 0.04767 | 104.2318 | 0.68884 | 3.38 | 0.13979 | 0.03583 | 101.9198 | 0.86699 | 2.99 | 0.12213 | 0.02944 | 107.2309 | 0.93362 | 3.01 | 0.12167 | 0.02921 | 103.534 | 0.95753 | 2.93 | 0.11856 | 0.02809 | 101.6514 | 1.3014 | 2.37 | 0.09317 | 0.02145 | 100.0886 | 1.4505 | 2.27 | 0.08772 | 0.01982 | 101.4446 | 1.4365 | 2.46 | 0.09278 | 0.02085 | 104.2593 | 1.6255 | 2.18 | 0.08216 | 0.01849 | 100.0951 | 1.6736 | 2.26 | 0.08312 | 0.0183 | 100.0926 | 1.9817 | 1.91 | 0.07023 | 0.01569 | 102.3774 | 1.9497 | 2.19 | 0.08636 | 0.01709 | 104.2688 | 1.9247 | 2.46 | 0.09925 | 0.01841 | 104.2796 | 2.3038 | 2.06 | 0.08301 | 0.01549 | 100.1101 | 2.3718 | 2.01 | 0.08059 | 0.01484 | 107.9617 | 2.4648 | 2.13 | 0.0853 | 0.01543 | 105.8894 | 2.7259 | 1.93 | 0.07717 | 0.01388 | 107.2674 | 3.1331 | 1.84 | 0.07246 | 0.01284 | 103.5643 | 3.7373 | 1.55 | 0.06086 | 0.01074 | 101.6769 | 3.7863 | 1.66 | 0.06394 | 0.01101 | 103.2894 | 4.0034 | 1.57 | 0.06057 | 0.01048 | 100.1109 | 4.0924 | 1.54 | 0.05926 | 0.01017 | 101.6753 | 4.3315 | 1.46 | 0.05599 | 0.00965 | 100.1073 | 4.3795 | 1.55 | 0.05844 | 0.00988 | 100.1087 | 4.9457 | 1.38 | 0.0519 | 0.00885 | 111.2316 | 4.5946 | 1.69 | 0.06963 | 0.01052 | 109.8673 | 5.2268 | 1.68 | 0.07046 | 0.00988 | 101.371 | 5.844 | 1.35 | 0.05493 | 0.00815 | 111.2265 | 5.4799 | 1.61 | 0.06723 | 0.00948 | 102.6694 | 6.2191 | 1.27 | 0.05171 | 0.0077 | 107.2565 | 6.036 | 1.47 | 0.0612 | 0.00854 | 104.7596 | 6.1341 | 1.45 | 0.06024 | 0.00835 | 101.2305 | 7.2725 | 1.23 | 0.05089 | 0.00706 | 100.1057 | 7.7477 | 1.16 | 0.04781 | 0.00664 | 104.2666 | 7.5416 | 1.32 | 0.05436 | 0.00729 | 107.6357 | 7.6846 | 1.3 | 0.05337 | 0.00728 | 108.8056 | 8.0757 | 1.23 | 0.05083 | 0.0069 | 102.8951 | 10.4135 | 1.06 | 0.04275 | 0.00566 | 101.0055 | 10.5436 | 1.05 | 0.04223 | 0.00557 | 102.4396 | 13.1645 | 1.01 | 0.03837 | 0.00502 | 104.9182 | 13.4745 | 0.9814 | 0.03748 | 0.00491 | 100.8495 | 13.8347 | 0.95906 | 0.03653 | 0.00475 | 103.0116 | 13.6446 | 1.05 | 0.03892 | 0.00503 | 106.4524 | 15.3553 | 1.01 | 0.03629 | 0.00492 | 104.2304 | 17.0259 | 0.91747 | 0.03281 | 0.00453 | 100.6764 | 18.4867 | 0.90723 | 0.03156 | 0.00437 | 103.074 | 20.497 | 0.87355 | 0.02959 | 0.00402 | 100.631 | 20.8775 | 0.86376 | 0.02913 | 0.00409 | 110.529 | 21.9577 | 0.97022 | 0.03375 | 0.0044 | 101.0264 | 26.7595 | 0.81883 | 0.02799 | 0.00371 | 101.5399 | 27.0697 | 0.81572 | 0.0278 | 0.00376 | 108.185 | 27.2998 | 0.89994 | 0.03272 | 0.00397 | 107.6658 | 28.6501 | 0.86868 | 0.03135 | 0.00384 | 107.741 | 31.6918 | 0.87421 | 0.03199 | 0.0038 | 106.3631 | 34.4624 | 0.79753 | 0.0293 | 0.00339 | 105.0195 | 34.7126 | 0.79286 | 0.02909 | 0.00337
119.0476 | 0.0043995 | 25.17 | 1.14 | 1.32 | 124.1311 | 0.0042725 | 54.22 | 2.34 | 2.06 | 116.0477 | 0.0044787 | 72.32 | 2.92 | 2.3 | 116.0477 | 0.017956 | 18.03 | 0.72901 | 0.55144 | 112.4157 | 0.018357 | 22.66 | 0.93436 | 0.60911 | 128.2782 | 0.037723 | 22.16 | 0.97733 | 0.44333 | 119.8442 | 0.10654 | 10.43 | 0.44014 | 0.17495 | 118.0852 | 0.10774 | 11.17 | 0.46021 | 0.17938 | 108.3333 | 0.16616 | 7.23 | 0.29753 | 0.11066 | 107.1199 | 0.23208 | 5.98 | 0.23339 | 0.08354 | 106.6667 | 0.23278 | 6.35 | 0.24194 | 0.08596 | 106.2832 | 0.30491 | 5.16 | 0.19157 | 0.06725 | 105.8886 | 0.30571 | 5.45 | 0.19746 | 0.06898 | 111.1173 | 0.2953 | 6.27 | 0.24132 | 0.077 | 118.4335 | 0.35672 | 5.86 | 0.23956 | 0.06939 | 112.545 | 0.45476 | 4.59 | 0.18779 | 0.05314 | 119.0816 | 0.43685 | 5.32 | 0.22096 | 0.05985 | 113.6829 | 0.45146 | 5.14 | 0.21355 | 0.05677 | 114.655 | 0.64342 | 3.98 | 0.16425 | 0.04192 | 111.1852 | 0.81537 | 3.47 | 0.13991 | 0.03387 | 116.1669 | 0.8819 | 3.45 | 0.13714 | 0.03328 | 112.1618 | 0.90411 | 3.37 | 0.13365 | 0.032 | 109.4708 | 1.2354 | 2.68 | 0.10359 | 0.02413 | 107.2378 | 1.3805 | 2.56 | 0.09665 | 0.02215 | 108.2075 | 1.3715 | 2.75 | 0.1014 | 0.02313 | 111.21 | 1.5525 | 2.44 | 0.08976 | 0.02049 | 112.607 | 1.5385 | 2.77 | 0.10955 | 0.02208 | 112.6042 | 1.8226 | 2.34 | 0.09254 | 0.01892 | 113.7527 | 1.8096 | 2.62 | 0.10572 | 0.02021 | 114.6956 | 1.7986 | 2.89 | 0.11679 | 0.02143 | 114.7076 | 2.1537 | 2.43 | 0.09764 | 0.01802 | 110.1211 | 2.2168 | 2.36 | 0.09481 | 0.01725 | 117.7764 | 2.3188 | 2.46 | 0.09783 | 0.01769 | 115.5157 | 2.5639 | 2.23 | 0.0885 | 0.01591 | 116.2063 | 2.961 | 2.1 | 0.08164 | 0.01453 | 112.1947 | 3.5332 | 1.77 | 0.06854 | 0.01214 | 109.4982 | 3.5932 | 1.88 | 0.07108 | 0.01232 | 111.2347 | 3.8003 | 1.78 | 0.06731 | 0.01174 | 107.8117 | 3.8843 | 1.74 | 0.06585 | 0.01138 | 109.4965 | 4.1124 | 1.65 | 0.06222 | 0.01079 | 114.4083 | 3.9884 | 1.94 | 0.08007 | 0.0121 | 114.4099 | 4.5055 | 1.73 | 0.071 | 0.01082 | 125.1356 | 4.2364 | 2.06 | 0.08681 | 0.01258 | 122.0748 | 4.8606 | 2 | 0.08381 | 0.01157 | 114.0424 | 5.3858 | 1.63 | 0.0684 | 0.00971 | 123.585 | 5.0977 | 1.91 | 0.07996 | 0.01109 | 115.5031 | 5.7389 | 1.54 | 0.06434 | 0.00915 | 119.1739 | 5.6189 | 1.75 | 0.07272 | 0.00997 | 116.3995 | 5.7089 | 1.72 | 0.07156 | 0.00975 | 112.4783 | 6.7813 | 1.46 | 0.06041 | 0.00822 | 111.2285 | 7.2264 | 1.37 | 0.05674 | 0.00773 | 114.6932 | 7.0823 | 1.54 | 0.06272 | 0.00836 | 118.3992 | 7.2184 | 1.51 | 0.06158 | 0.00835 | 119.6862 | 7.5875 | 1.44 | 0.05862 | 0.00792 | 112.2492 | 9.8433 | 1.22 | 0.04835 | 0.00639 | 110.1878 | 9.9623 | 1.21 | 0.04776 | 0.00629 | 110.3196 | 12.5542 | 1.13 | 0.04229 | 0.00555 | 112.9889 | 12.8442 | 1.1 | 0.04131 | 0.00543 | 108.6071 | 13.1844 | 1.08 | 0.04027 | 0.00525 | 110.3696 | 13.0443 | 1.17 | 0.04253 | 0.00552 | 113.5493 | 14.745 | 1.11 | 0.03934 | 0.00535 | 111.1791 | 16.3456 | 1.01 | 0.03556 | 0.00491 | 106.9687 | 17.7964 | 0.99617 | 0.03398 | 0.00471 | 109.1372 | 19.7766 | 0.9537 | 0.03169 | 0.00432 | 106.5505 | 20.1572 | 0.9424 | 0.03119 | 0.00439 | 124.3451 | 20.4469 | 1.16 | 0.04319 | 0.00508 | 113.6547 | 24.9685 | 0.9749 | 0.03566 | 0.00424 | 114.2323 | 25.2787 | 0.96994 | 0.03535 | 0.00429 | 120.2056 | 25.6789 | 1.05 | 0.03919 | 0.00448 | 119.6287 | 26.9892 | 1.01 | 0.03748 | 0.00432 | 118.5151 | 30.0308 | 1 | 0.03696 | 0.00422 | 116.9994 | 32.6114 | 0.91786 | 0.03389 | 0.00377 | 115.5215 | 32.8515 | 0.9123 | 0.03365 | 0.00374
128.9683 | 0.0041614 | 28.92 | 1.28 | 1.5 | 136.5442 | 0.0040004 | 63.95 | 2.74 | 2.42 | 124.3369 | 0.0042676 | 81.52 | 3.22 | 2.57 | 124.3369 | 0.017106 | 20.33 | 0.80371 | 0.6185 | 124.9063 | 0.017046 | 27.21 | 1.14 | 0.72582 | 142.5314 | 0.035092 | 26.59 | 1.17 | 0.52769 | 129.8312 | 0.10074 | 11.98 | 0.49349 | 0.19985 | 127.1687 | 0.10224 | 12.71 | 0.5103 | 0.20293 | 116.6667 | 0.15756 | 8.23 | 0.33005 | 0.12522 | 114.2612 | 0.22158 | 6.69 | 0.2547 | 0.09303 | 113.3333 | 0.22288 | 7.06 | 0.26239 | 0.0951 | 112.5352 | 0.2927 | 5.7 | 0.20663 | 0.07397 | 117.654 | 0.2836 | 6.55 | 0.25172 | 0.08221 | 125.0069 | 0.27169 | 7.7 | 0.31511 | 0.09365 | 131.5928 | 0.33131 | 7.03 | 0.29204 | 0.0826 | 125.05 | 0.42205 | 5.52 | 0.229 | 0.06326 | 130.9898 | 0.40854 | 6.28 | 0.25943 | 0.07006 | 125.0512 | 0.42205 | 6.07 | 0.25081 | 0.06646 | 125.0782 | 0.60511 | 4.63 | 0.18828 | 0.04837 | 120.4507 | 0.77105 | 3.98 | 0.15754 | 0.03853 | 125.1028 | 0.83708 | 3.92 | 0.15257 | 0.03755 | 120.7896 | 0.85789 | 3.82 | 0.14872 | 0.03611 | 117.2901 | 1.1774 | 3.02 | 0.114 | 0.02695 | 114.387 | 1.3184 | 2.86 | 0.1056 | 0.02458 | 121.7335 | 1.2624 | 3.36 | 0.13363 | 0.02797 | 125.1112 | 1.4285 | 2.98 | 0.1182 | 0.02473 | 125.1189 | 1.4285 | 3.31 | 0.13404 | 0.02613 | 125.1157 | 1.6926 | 2.8 | 0.11322 | 0.02239 | 125.128 | 1.6926 | 3.08 | 0.12434 | 0.02353 | 125.1225 | 1.6926 | 3.36 | 0.13398 | 0.02463 | 125.1356 | 2.0267 | 2.81 | 0.11199 | 0.02069 | 120.1321 | 2.0847 | 2.73 | 0.10876 | 0.01981 | 127.5911 | 2.1927 | 2.82 | 0.11023 | 0.02008 | 125.142 | 2.4248 | 2.56 | 0.09971 | 0.01805 | 125.1453 | 2.8129 | 2.38 | 0.09078 | 0.01632 | 120.8251 | 3.3551 | 2.01 | 0.07618 | 0.0136 | 125.1408 | 3.2751 | 2.35 | 0.09745 | 0.01512 | 127.1254 | 3.4651 | 2.23 | 0.09221 | 0.0144 | 123.2134 | 3.5402 | 2.18 | 0.09023 | 0.01396 | 125.1388 | 3.7492 | 2.06 | 0.08524 | 0.01324 | 128.7093 | 3.6772 | 2.36 | 0.09989 | 0.0145 | 128.7112 | 4.1554 | 2.1 | 0.08852 | 0.01294 | 139.0395 | 3.9443 | 2.45 | 0.10328 | 0.01478 | 134.2823 | 4.5565 | 2.35 | 0.09688 | 0.01336 | 126.7138 | 5.0117 | 1.94 | 0.08134 | 0.01137 | 135.9434 | 4.7786 | 2.24 | 0.09241 | 0.01281 | 128.3368 | 5.3457 | 1.83 | 0.07645 | 0.0107 | 131.0913 | 5.2707 | 2.04 | 0.08399 | 0.01149 | 128.0395 | 5.3537 | 2.01 | 0.08266 | 0.01124 | 123.7262 | 6.3561 | 1.7 | 0.06974 | 0.00946 | 122.3514 | 6.7802 | 1.6 | 0.06548 | 0.00888 | 125.1199 | 6.6782 | 1.77 | 0.07099 | 0.00949 | 129.1628 | 6.8082 | 1.74 | 0.06968 | 0.00947 | 130.5668 | 7.1613 | 1.66 | 0.06633 | 0.00899 | 121.6033 | 9.346 | 1.39 | 0.05391 | 0.00715 | 119.3701 | 9.4581 | 1.38 | 0.05326 | 0.00704 | 118.1996 | 12.0039 | 1.26 | 0.04621 | 0.0061 | 121.0595 | 12.294 | 1.23 | 0.04514 | 0.00597 | 116.3648 | 12.6041 | 1.2 | 0.044 | 0.00577 | 117.7276 | 12.5141 | 1.29 | 0.04614 | 0.00603 | 120.6461 | 14.1847 | 1.23 | 0.0424 | 0.00579 | 118.1277 | 15.7353 | 1.11 | 0.03831 | 0.00531 | 113.261 | 17.166 | 1.09 | 0.03641 | 0.00507 | 121.2636 | 18.516 | 1.12 | 0.03968 | 0.00494 | 118.3894 | 18.8865 | 1.11 | 0.039 | 0.005 | 138.1612 | 19.1863 | 1.36 | 0.05193 | 0.0058 | 126.283 | 23.4678 | 1.14 | 0.04275 | 0.0048 | 126.9248 | 23.7779 | 1.13 | 0.04234 | 0.00485 | 132.2262 | 24.2982 | 1.21 | 0.04537 | 0.00502 | 131.5915 | 25.5684 | 1.17 | 0.04333 | 0.00483 | 129.2892 | 28.59 | 1.14 | 0.04179 | 0.00466 | 127.6357 | 31.0105 | 1.04 | 0.03835 | 0.00417 | 126.0234 | 31.2407 | 1.04 | 0.03808 | 0.00413
138.8889 | 0.0039543 | 32.87 | 1.42 | 1.7 | 148.9573 | 0.0037713 | 74.31 | 3.14 | 2.79 | 132.626 | 0.0040815 | 91.17 | 3.52 | 2.86 | 132.626 | 0.016356 | 22.74 | 0.87871 | 0.68833 | 137.397 | 0.015966 | 32.09 | 1.34 | 0.84981 | 156.7845 | 0.032911 | 31.33 | 1.35 | 0.61711 | 139.8182 | 0.095713 | 13.63 | 0.5469 | 0.22595 | 136.2522 | 0.097434 | 14.33 | 0.56056 | 0.22752 | 125 | 0.15015 | 9.28 | 0.36271 | 0.14044 | 121.4026 | 0.21217 | 7.43 | 0.27615 | 0.10291 | 120 | 0.21397 | 7.8 | 0.28299 | 0.1046 | 125.0391 | 0.27159 | 6.84 | 0.26322 | 0.08812 | 132.3607 | 0.26109 | 8.03 | 0.32846 | 0.09994 | 138.8966 | 0.25249 | 9.24 | 0.38387 | 0.11148 | 144.7521 | 0.3102 | 8.29 | 0.34263 | 0.09665 | 137.555 | 0.39493 | 6.5 | 0.26876 | 0.07403 | 142.898 | 0.38473 | 7.29 | 0.29716 | 0.08085 | 136.4194 | 0.39713 | 7.05 | 0.28739 | 0.07672 | 135.5014 | 0.57229 | 5.32 | 0.21209 | 0.05516 | 129.7161 | 0.73254 | 4.51 | 0.1751 | 0.04342 | 134.0387 | 0.79776 | 4.42 | 0.16799 | 0.04201 | 129.4174 | 0.81747 | 4.31 | 0.16378 | 0.04041 | 125.1095 | 1.1264 | 3.37 | 0.12444 | 0.02987 | 128.6854 | 1.2144 | 3.49 | 0.13909 | 0.02972 | 135.2594 | 1.1734 | 4.02 | 0.16346 | 0.03315 | 139.0125 | 1.3284 | 3.57 | 0.14451 | 0.02928 | 137.6307 | 1.3374 | 3.89 | 0.15758 | 0.03043 | 137.6273 | 1.5845 | 3.29 | 0.13309 | 0.02608 | 136.5032 | 1.5935 | 3.57 | 0.14258 | 0.02705 | 135.5494 | 1.6015 | 3.85 | 0.15098 | 0.02799 | 135.5635 | 1.9176 | 3.22 | 0.12617 | 0.02349 | 130.1432 | 1.9717 | 3.13 | 0.12256 | 0.02249 | 137.4058 | 2.0837 | 3.2 | 0.12257 | 0.02258 | 134.7683 | 2.3038 | 2.9 | 0.11087 | 0.02028 | 143.0232 | 2.5678 | 2.98 | 0.12444 | 0.02011 | 138.0858 | 3.062 | 2.51 | 0.10439 | 0.01672 | 140.7834 | 3.023 | 2.86 | 0.12158 | 0.01814 | 143.016 | 3.199 | 2.71 | 0.11499 | 0.01728 | 138.6151 | 3.2671 | 2.65 | 0.11254 | 0.01674 | 140.7812 | 3.4601 | 2.51 | 0.1063 | 0.01588 | 143.0104 | 3.4241 | 2.82 | 0.11888 | 0.01706 | 143.0124 | 3.8702 | 2.5 | 0.1053 | 0.0152 | 152.9435 | 3.7012 | 2.88 | 0.11938 | 0.01711 | 146.4897 | 4.2984 | 2.71 | 0.1098 | 0.01525 | 139.3852 | 4.6995 | 2.28 | 0.09401 | 0.01313 | 148.3019 | 4.5094 | 2.59 | 0.10473 | 0.01462 | 141.1704 | 5.0176 | 2.14 | 0.08829 | 0.01235 | 143.0087 | 4.9746 | 2.36 | 0.09513 | 0.0131 | 139.6794 | 5.0526 | 2.32 | 0.09363 | 0.0128 | 134.974 | 5.9949 | 1.97 | 0.07897 | 0.01076 | 133.4742 | 6.395 | 1.85 | 0.07412 | 0.01009 | 135.5466 | 6.33 | 2.02 | 0.07922 | 0.01068 | 139.9264 | 6.4561 | 1.99 | 0.07776 | 0.01065 | 141.4473 | 6.7911 | 1.89 | 0.07399 | 0.01011 | 130.9574 | 8.9118 | 1.57 | 0.05944 | 0.00795 | 128.5524 | 9.0179 | 1.55 | 0.05873 | 0.00782 | 126.0796 | 11.5237 | 1.4 | 0.05014 | 0.00667 | 129.1301 | 11.7938 | 1.37 | 0.04897 | 0.00653 | 124.1224 | 12.0939 | 1.33 | 0.04774 | 0.00631 | 125.0855 | 12.0339 | 1.42 | 0.04976 | 0.00656 | 127.7429 | 13.6845 | 1.34 | 0.04547 | 0.00625 | 125.0764 | 15.185 | 1.22 | 0.04107 | 0.00572 | 125.8455 | 16.0755 | 1.28 | 0.04563 | 0.00581 | 136.4215 | 17.2254 | 1.35 | 0.05096 | 0.00575 | 133.1881 | 17.5659 | 1.33 | 0.05005 | 0.00582 | 151.9774 | 18.1358 | 1.58 | 0.06028 | 0.00656 | 138.9113 | 22.2071 | 1.32 | 0.04953 | 0.00539 | 139.6173 | 22.4973 | 1.31 | 0.04901 | 0.00543 | 144.2467 | 23.1076 | 1.38 | 0.05137 | 0.00559 | 143.5544 | 24.3378 | 1.33 | 0.049 | 0.00536 | 140.0633 | 27.3293 | 1.29 | 0.04651 | 0.00512 | 138.272 | 29.6198 | 1.18 | 0.04273 | 0.00458 | 136.5254 | 29.8399 | 1.17 | 0.04242 | 0.00454
148.8095 | 0.0037742 | 37.03 | 1.56 | 1.9 | 161.3704 | 0.0035752 | 85.26 | 3.54 | 3.18 | 149.2042 | 0.0037673 | 111.7 | 4.61 | 3.48 | 149.2042 | 0.015095 | 27.86 | 1.15 | 0.83582 | 149.8876 | 0.015045 | 37.29 | 1.54 | 0.98058 | 171.0376 | 0.03107 | 36.38 | 1.53 | 0.71122 | 149.8053 | 0.091311 | 15.35 | 0.60043 | 0.25319 | 145.3356 | 0.093202 | 16.02 | 0.61101 | 0.25312 | 133.3333 | 0.14345 | 10.38 | 0.39553 | 0.15631 | 128.5439 | 0.20387 | 8.21 | 0.29775 | 0.11315 | 133.3333 | 0.19877 | 9.36 | 0.3603 | 0.12459 | 140.669 | 0.25028 | 8.39 | 0.34317 | 0.10707 | 147.0675 | 0.24288 | 9.63 | 0.39989 | 0.11891 | 152.7863 | 0.23668 | 10.89 | 0.4501 | 0.13041 | 157.9114 | 0.2924 | 9.63 | 0.39218 | 0.11147 | 150.06 | 0.37212 | 7.56 | 0.30774 | 0.08541 | 154.8061 | 0.36432 | 8.37 | 0.33448 | 0.09219 | 147.7877 | 0.37593 | 8.1 | 0.32359 | 0.08751 | 145.9245 | 0.54388 | 6.04 | 0.23578 | 0.06227 | 138.9815 | 0.69892 | 5.08 | 0.19263 | 0.04852 | 142.9746 | 0.76315 | 4.93 | 0.18343 | 0.04666 | 138.0453 | 0.78176 | 4.81 | 0.17886 | 0.04488 | 140.7482 | 1.0393 | 4.11 | 0.16339 | 0.03606 | 142.9838 | 1.1294 | 4.18 | 0.17005 | 0.03522 | 148.7854 | 1.0994 | 4.73 | 0.19209 | 0.03865 | 152.9137 | 1.2454 | 4.19 | 0.16975 | 0.0341 | 150.1426 | 1.2604 | 4.52 | 0.18059 | 0.03498 | 150.1389 | 1.4935 | 3.81 | 0.15252 | 0.02998 | 147.8785 | 1.5085 | 4.09 | 0.16059 | 0.03075 | 145.9763 | 1.5225 | 4.36 | 0.16787 | 0.03151 | 145.9915 | 1.8226 | 3.65 | 0.14027 | 0.02644 | 140.1542 | 1.8746 | 3.55 | 0.13628 | 0.02531 | 157.0352 | 1.9046 | 4.01 | 0.16796 | 0.0279 | 154.0209 | 2.1047 | 3.63 | 0.15193 | 0.02505 | 160.901 | 2.3737 | 3.64 | 0.15516 | 0.0242 | 155.3465 | 2.8299 | 3.06 | 0.13014 | 0.02007 | 156.426 | 2.8169 | 3.42 | 0.14467 | 0.02137 | 158.9067 | 2.9829 | 3.23 | 0.13678 | 0.02035 | 154.0168 | 3.045 | 3.17 | 0.13388 | 0.0197 | 156.4235 | 3.226 | 2.99 | 0.12644 | 0.01869 | 157.3114 | 3.214 | 3.3 | 0.13744 | 0.01977 | 157.3137 | 3.6331 | 2.93 | 0.1217 | 0.0176 | 166.8474 | 3.4961 | 3.33 | 0.13526 | 0.01956 | 158.6972 | 4.0783 | 3.1 | 0.12265 | 0.01724 | 152.0566 | 4.4354 | 2.63 | 0.10653 | 0.01499 | 160.6604 | 4.2783 | 2.95 | 0.11696 | 0.01652 | 154.0041 | 4.7395 | 2.47 | 0.09997 | 0.01408 | 154.9261 | 4.7215 | 2.69 | 0.10619 | 0.01478 | 151.3194 | 4.7945 | 2.65 | 0.10453 | 0.01444 | 146.2219 | 5.6848 | 2.24 | 0.08815 | 0.01213 | 144.5971 | 6.0649 | 2.11 | 0.08272 | 0.01135 | 145.9732 | 6.0279 | 2.28 | 0.08745 | 0.01192 | 150.6899 | 6.1489 | 2.24 | 0.08581 | 0.01189 | 152.3279 | 6.47 | 2.13 | 0.08164 | 0.01128 | 140.3115 | 8.5207 | 1.75 | 0.06498 | 0.00878 | 137.7347 | 8.6247 | 1.73 | 0.0642 | 0.00864 | 133.9595 | 11.0835 | 1.54 | 0.05406 | 0.00726 | 137.2008 | 11.3536 | 1.51 | 0.05281 | 0.00711 | 131.8801 | 11.6337 | 1.47 | 0.05148 | 0.00687 | 132.4435 | 11.6037 | 1.56 | 0.05339 | 0.00711 | 141.9366 | 12.8141 | 1.59 | 0.05708 | 0.00722 | 138.9738 | 14.2146 | 1.44 | 0.05152 | 0.00658 | 141.5762 | 14.9549 | 1.54 | 0.05865 | 0.0068 | 151.5795 | 16.1549 | 1.59 | 0.0614 | 0.00662 | 147.9868 | 16.4753 | 1.57 | 0.06026 | 0.00668 | 165.7935 | 17.2254 | 1.81 | 0.0684 | 0.00735 | 151.5396 | 21.1066 | 1.5 | 0.05612 | 0.00601 | 152.3098 | 21.3967 | 1.49 | 0.05549 | 0.00605 | 156.2673 | 22.0771 | 1.56 | 0.05726 | 0.00618 | 155.5173 | 23.2772 | 1.5 | 0.05456 | 0.0059 | 150.8374 | 26.2087 | 1.44 | 0.05117 | 0.0056 | 148.9083 | 28.3892 | 1.32 | 0.04705 | 0.00501 | 147.0273 | 28.5993 | 1.31 | 0.04671 | 0.00497
158.7302 | 0.0036152 | 41.37 | 1.7 | 2.12 | 173.7835 | 0.0034061 | 96.79 | 3.93 | 3.58 | 165.7825 | 0.0035132 | 133.84 | 5.62 | 4.13 | 165.7825 | 0.014075 | 33.39 | 1.4 | 0.99299 | 162.3782 | 0.014265 | 42.79 | 1.73 | 1.12 | 185.2908 | 0.02951 | 41.7 | 1.71 | 0.80969 | 159.7923 | 0.08743 | 17.16 | 0.6541 | 0.2815 | 154.4191 | 0.089451 | 17.78 | 0.66167 | 0.27968 | 141.6667 | 0.13765 | 11.52 | 0.42852 | 0.17278 | 142.8265 | 0.18946 | 9.85 | 0.3787 | 0.13471 | 150 | 0.18326 | 11.48 | 0.46943 | 0.15134 | 156.2988 | 0.23308 | 10.06 | 0.41753 | 0.12732 | 161.7742 | 0.22777 | 11.34 | 0.46863 | 0.13903 | 166.6759 | 0.22327 | 12.64 | 0.5149 | 0.15036 | 171.0706 | 0.27729 | 11.05 | 0.44111 | 0.12703 | 162.565 | 0.35261 | 8.67 | 0.34626 | 0.09736 | 166.7143 | 0.34671 | 9.51 | 0.37155 | 0.10405 | 159.156 | 0.35762 | 9.2 | 0.35957 | 0.0988 | 156.3477 | 0.51907 | 6.8 | 0.25943 | 0.06969 | 148.247 | 0.66921 | 5.67 | 0.21016 | 0.05382 | 160.8464 | 0.70482 | 6.03 | 0.24095 | 0.05648 | 155.3009 | 0.72153 | 5.88 | 0.23508 | 0.05434 | 156.3868 | 0.9689 | 4.92 | 0.19932 | 0.04266 | 157.2822 | 1.0583 | 4.92 | 0.19975 | 0.04107 | 162.3113 | 1.0373 | 5.49 | 0.22005 | 0.04446 | 166.8149 | 1.1754 | 4.86 | 0.19439 | 0.03919 | 162.6545 | 1.1954 | 5.17 | 0.20329 | 0.03975 | 162.6505 | 1.4154 | 4.37 | 0.17168 | 0.03407 | 159.2538 | 1.4355 | 4.64 | 0.17847 | 0.03461 | 166.83 | 1.3924 | 5.47 | 0.22995 | 0.03901 | 166.8474 | 1.6675 | 4.58 | 0.19208 | 0.03269 | 160.1762 | 1.7135 | 4.45 | 0.18675 | 0.0313 | 176.6646 | 1.7625 | 4.89 | 0.20928 | 0.03362 | 173.2735 | 1.9476 | 4.43 | 0.18934 | 0.03017 | 178.7789 | 2.2157 | 4.34 | 0.18446 | 0.02855 | 172.6072 | 2.6408 | 3.65 | 0.15472 | 0.02365 | 172.0686 | 2.6468 | 4.01 | 0.16718 | 0.02479 | 174.7974 | 2.8029 | 3.79 | 0.15802 | 0.02359 | 169.4184 | 2.8599 | 3.71 | 0.15471 | 0.02285 | 172.0659 | 3.0309 | 3.51 | 0.14609 | 0.02166 | 171.6124 | 3.0359 | 3.82 | 0.15573 | 0.02262 | 171.6149 | 3.4331 | 3.39 | 0.13786 | 0.02012 | 180.7514 | 3.321 | 3.8 | 0.15101 | 0.02212 | 170.9047 | 3.8862 | 3.5 | 0.13544 | 0.01931 | 164.7279 | 4.2093 | 3 | 0.11896 | 0.01693 | 173.0189 | 4.0782 | 3.34 | 0.12915 | 0.0185 | 166.8378 | 4.5014 | 2.82 | 0.11157 | 0.01589 | 166.8434 | 4.5014 | 3.04 | 0.11721 | 0.01653 | 162.9593 | 4.5694 | 3 | 0.11539 | 0.01615 | 157.4697 | 5.4157 | 2.53 | 0.09732 | 0.01355 | 155.7199 | 5.7778 | 2.38 | 0.0913 | 0.01268 | 156.3999 | 5.7618 | 2.56 | 0.09568 | 0.01321 | 161.4535 | 5.8798 | 2.51 | 0.09387 | 0.01317 | 163.2085 | 6.1889 | 2.39 | 0.08929 | 0.01249 | 149.6656 | 8.1705 | 1.95 | 0.07053 | 0.00965 | 146.917 | 8.2696 | 1.92 | 0.06968 | 0.00948 | 141.8395 | 10.6933 | 1.69 | 0.058 | 0.00786 | 145.2714 | 10.9434 | 1.65 | 0.05665 | 0.00771 | 139.6377 | 11.2235 | 1.61 | 0.05523 | 0.00745 | 147.1595 | 10.8633 | 1.85 | 0.06714 | 0.00825 | 159.6787 | 11.9237 | 1.91 | 0.07345 | 0.00849 | 156.3455 | 13.2241 | 1.73 | 0.06625 | 0.00772 | 157.3069 | 14.0245 | 1.82 | 0.07068 | 0.00785 | 166.7374 | 15.2545 | 1.85 | 0.07136 | 0.00754 | 162.7855 | 15.5649 | 1.82 | 0.07002 | 0.00759 | 179.6096 | 16.445 | 2.05 | 0.07635 | 0.00817 | 164.1679 | 20.1661 | 1.7 | 0.06257 | 0.00666 | 165.0023 | 20.4463 | 1.69 | 0.06185 | 0.00668 | 168.2878 | 21.1666 | 1.75 | 0.06306 | 0.00678 | 167.4801 | 22.3368 | 1.68 | 0.06004 | 0.00647 | 161.6115 | 25.2282 | 1.59 | 0.05578 | 0.00609 | 159.5446 | 27.2986 | 1.46 | 0.05132 | 0.00545 | 157.5293 | 27.4987 | 1.45 | 0.05095 | 0.0054
168.6508 | 0.0034731 | 45.9 | 1.85 | 2.34 | 186.1966 | 0.0032591 | 108.86 | 4.32 | 4 | 182.3607 | 0.0033021 | 157.48 | 6.58 | 4.81 | 182.3607 | 0.013234 | 39.29 | 1.64 | 1.16 | 174.8688 | 0.013594 | 48.57 | 1.93 | 1.26 | 199.5439 | 0.028159 | 47.29 | 1.89 | 0.91221 | 169.7793 | 0.083978 | 19.04 | 0.70794 | 0.31083 | 163.5026 | 0.086099 | 19.62 | 0.71254 | 0.30715 | 150 | 0.13234 | 12.72 | 0.46168 | 0.18984 | 160.6799 | 0.17496 | 12.06 | 0.49286 | 0.1635 | 166.6667 | 0.17076 | 13.76 | 0.57082 | 0.17989 | 171.9287 | 0.21877 | 11.85 | 0.489 | 0.14877 | 176.481 | 0.21507 | 13.17 | 0.53581 | 0.16021 | 180.5656 | 0.21187 | 14.5 | 0.5788 | 0.17126 | 184.2299 | 0.26418 | 12.54 | 0.48964 | 0.14327 | 175.07 | 0.33571 | 9.84 | 0.38449 | 0.10984 | 178.6225 | 0.33141 | 10.7 | 0.40847 | 0.11639 | 170.5243 | 0.34161 | 10.35 | 0.39544 | 0.11056 | 166.7709 | 0.49726 | 7.59 | 0.28306 | 0.07741 | 166.7779 | 0.61909 | 6.92 | 0.27541 | 0.06499 | 178.7182 | 0.6576 | 7.22 | 0.29393 | 0.06694 | 172.5566 | 0.67281 | 7.04 | 0.2869 | 0.06442 | 172.0255 | 0.91047 | 5.78 | 0.2337 | 0.04963 | 171.5805 | 0.99961 | 5.7 | 0.22872 | 0.04722 | 175.8373 | 0.9837 | 6.29 | 0.2476 | 0.05054 | 180.7162 | 1.1153 | 5.56 | 0.21864 | 0.04452 | 175.1664 | 1.1383 | 5.86 | 0.22579 | 0.04474 | 175.162 | 1.3484 | 4.95 | 0.19067 | 0.03834 | 182.0043 | 1.3154 | 5.81 | 0.24407 | 0.04282 | 187.6838 | 1.2904 | 6.68 | 0.28641 | 0.04705 | 187.7033 | 1.5455 | 5.58 | 0.23919 | 0.0394 | 180.1982 | 1.5865 | 5.43 | 0.23268 | 0.03773 | 196.294 | 1.6485 | 5.84 | 0.24863 | 0.0397 | 192.5261 | 1.8205 | 5.28 | 0.22497 | 0.03561 | 196.6568 | 2.0856 | 5.09 | 0.21297 | 0.03314 | 189.868 | 2.4847 | 4.28 | 0.17865 | 0.02743 | 187.7112 | 2.5028 | 4.63 | 0.18935 | 0.02838 | 190.6881 | 2.6518 | 4.38 | 0.17892 | 0.027 | 184.8201 | 2.7048 | 4.29 | 0.17522 | 0.02615 | 187.7082 | 2.8669 | 4.05 | 0.16543 | 0.02479 | 185.9135 | 2.8849 | 4.36 | 0.17387 | 0.02561 | 185.9161 | 3.262 | 3.87 | 0.15388 | 0.02276 | 194.6553 | 3.1689 | 4.3 | 0.16667 | 0.0248 | 183.1122 | 3.7191 | 3.93 | 0.14821 | 0.02146 | 177.3993 | 4.0132 | 3.4 | 0.13133 | 0.01897 | 185.3774 | 3.9032 | 3.75 | 0.14131 | 0.02055 | 179.6715 | 4.2953 | 3.19 | 0.12311 | 0.01778 | 178.7608 | 4.3083 | 3.41 | 0.12821 | 0.01835 | 174.5993 | 4.3733 | 3.36 | 0.12622 | 0.01793 | 168.7175 | 5.1806 | 2.84 | 0.10647 | 0.01504 | 166.8428 | 5.5267 | 2.67 | 0.09987 | 0.01406 | 166.8265 | 5.5267 | 2.84 | 0.10391 | 0.01455 | 172.2171 | 5.6427 | 2.79 | 0.10192 | 0.0145 | 174.089 | 5.9388 | 2.65 | 0.09693 | 0.01376 | 159.0197 | 7.8574 | 2.15 | 0.07608 | 0.01054 | 156.0994 | 7.9514 | 2.12 | 0.07517 | 0.01036 | 157.5994 | 10.003 | 2 | 0.07291 | 0.00914 | 161.4127 | 10.2531 | 1.96 | 0.07121 | 0.00896 | 155.153 | 10.5032 | 1.91 | 0.06944 | 0.00865 | 165.5544 | 10.093 | 2.23 | 0.08651 | 0.00977 | 177.4207 | 11.1833 | 2.26 | 0.08856 | 0.00984 | 173.7173 | 12.4137 | 2.05 | 0.07985 | 0.00893 | 173.0376 | 13.2441 | 2.12 | 0.08217 | 0.00895 | 181.8953 | 14.4942 | 2.12 | 0.08104 | 0.00849 | 177.5841 | 14.7845 | 2.08 | 0.0795 | 0.00854 | 193.4257 | 15.7647 | 2.3 | 0.08419 | 0.00903 | 176.7962 | 19.3357 | 1.9 | 0.06893 | 0.00732 | 177.6947 | 19.6058 | 1.89 | 0.06811 | 0.00734 | 180.3084 | 20.3662 | 1.94 | 0.0688 | 0.00741 | 179.443 | 21.4964 | 1.86 | 0.06545 | 0.00706 | 172.3856 | 24.3377 | 1.76 | 0.06036 | 0.0066 | 170.1809 | 26.3281 | 1.61 | 0.05557 | 0.00591 | 168.0312 | 26.5182 | 1.6 | 0.05517 | 0.00586
178.5714 | 0.003347 | 50.61 | 1.99 | 2.56 | 198.6097 | 0.003128 | 121.46 | 4.71 | 4.44 | 198.939 | 0.003125 | 182.55 | 7.53 | 5.54 | 198.939 | 0.012524 | 45.55 | 1.88 | 1.33 | 199.8501 | 0.012484 | 60.95 | 2.62 | 1.56 | 213.797 | 0.026978 | 53.14 | 2.07 | 1.02 | 179.7663 | 0.080897 | 20.99 | 0.76194 | 0.34114 | 181.6695 | 0.080346 | 23.5 | 0.90229 | 0.36468 | 166.6667 | 0.12334 | 15.24 | 0.58558 | 0.22563 | 178.5332 | 0.16325 | 14.45 | 0.59878 | 0.19417 | 183.3333 | 0.16045 | 16.19 | 0.66816 | 0.21009 | 187.5586 | 0.20676 | 13.74 | 0.55876 | 0.17132 | 191.1877 | 0.20426 | 15.09 | 0.602 | 0.18237 | 194.4552 | 0.20206 | 16.45 | 0.64212 | 0.19306 | 197.3892 | 0.25278 | 14.1 | 0.5379 | 0.16014 | 187.575 | 0.321 | 11.07 | 0.42254 | 0.12283 | 190.5306 | 0.3178 | 11.94 | 0.44529 | 0.1292 | 181.8926 | 0.3275 | 11.56 | 0.43123 | 0.12277 | 187.6173 | 0.46044 | 9.28 | 0.3708 | 0.09365 | 185.3087 | 0.57847 | 8.27 | 0.33545 | 0.07688 | 196.5901 | 0.61859 | 8.48 | 0.34453 | 0.078 | 189.8123 | 0.63259 | 8.28 | 0.33643 | 0.07509 | 187.6642 | 0.86125 | 6.69 | 0.26715 | 0.05696 | 185.8789 | 0.94899 | 6.53 | 0.25723 | 0.05367 | 189.3632 | 0.93778 | 7.13 | 0.27487 | 0.05689 | 194.6174 | 1.0643 | 6.3 | 0.24265 | 0.05008 | 200.1902 | 1.0453 | 7.34 | 0.30821 | 0.05531 | 200.1852 | 1.2384 | 6.2 | 0.26022 | 0.04739 | 204.7549 | 1.2214 | 7.08 | 0.3036 | 0.0516 | 208.5375 | 1.2074 | 7.97 | 0.34009 | 0.05558 | 208.5593 | 1.4464 | 6.66 | 0.28398 | 0.04652 | 200.2202 | 1.4834 | 6.48 | 0.27639 | 0.04456 | 215.9234 | 1.5535 | 6.84 | 0.28683 | 0.0461 | 211.7787 | 1.7155 | 6.2 | 0.25957 | 0.04134 | 214.5347 | 1.9766 | 5.88 | 0.24096 | 0.03795 | 207.1287 | 2.3537 | 4.95 | 0.20217 | 0.03139 | 203.3538 | 2.3807 | 5.3 | 0.21129 | 0.03213 | 206.5787 | 2.5227 | 5.01 | 0.1996 | 0.03056 | 200.2218 | 2.5718 | 4.9 | 0.19552 | 0.0296 | 203.3506 | 2.7268 | 4.63 | 0.18457 | 0.02806 | 200.2145 | 2.7528 | 4.94 | 0.19189 | 0.02872 | 200.2174 | 3.1139 | 4.38 | 0.16981 | 0.02551 | 208.5593 | 3.0369 | 4.82 | 0.18226 | 0.02757 | 195.3197 | 3.5711 | 4.37 | 0.16096 | 0.02369 | 190.0707 | 3.8421 | 3.81 | 0.14368 | 0.02107 | 197.7359 | 3.7491 | 4.17 | 0.15345 | 0.02268 | 192.5051 | 4.1142 | 3.57 | 0.1346 | 0.01974 | 190.6782 | 4.1382 | 3.79 | 0.13919 | 0.02023 | 186.2392 | 4.1992 | 3.73 | 0.13705 | 0.01977 | 179.9654 | 4.9725 | 3.15 | 0.11562 | 0.01657 | 177.9656 | 5.3046 | 2.96 | 0.10844 | 0.01548 | 177.2532 | 5.3176 | 3.14 | 0.11215 | 0.01593 | 182.9806 | 5.4306 | 3.08 | 0.10999 | 0.01587 | 184.9696 | 5.7177 | 2.93 | 0.10458 | 0.01506 | 168.3738 | 7.5773 | 2.36 | 0.08166 | 0.01146 | 165.2817 | 7.6663 | 2.33 | 0.08068 | 0.01126 | 177.2994 | 9.2937 | 2.42 | 0.09394 | 0.01083 | 181.5893 | 9.5338 | 2.36 | 0.0917 | 0.01062 | 174.5471 | 9.7679 | 2.31 | 0.08945 | 0.01025 | 183.9493 | 9.4587 | 2.65 | 0.10441 | 0.01137 | 195.1628 | 10.5531 | 2.63 | 0.103 | 0.01127 | 191.089 | 11.7234 | 2.38 | 0.09283 | 0.0102 | 188.7683 | 12.5838 | 2.43 | 0.09332 | 0.0101 | 197.0533 | 13.8339 | 2.4 | 0.09052 | 0.00948 | 192.3828 | 14.1142 | 2.36 | 0.08879 | 0.00953 | 207.2419 | 15.1644 | 2.56 | 0.09193 | 0.00991 | 189.4246 | 18.5954 | 2.12 | 0.07523 | 0.00801 | 190.3872 | 18.8655 | 2.1 | 0.0743 | 0.00802 | 192.329 | 19.6458 | 2.15 | 0.07449 | 0.00806 | 191.4059 | 20.756 | 2.05 | 0.07081 | 0.00766 | 193.9338 | 22.8269 | 2.1 | 0.07739 | 0.00765 | 191.4535 | 24.6673 | 1.93 | 0.07138 | 0.00687 | 189.0351 | 24.8374 | 1.92 | 0.07087 | 0.0068
198.4127 | 0.0031299 | 60.53 | 2.49 | 3.04 | 223.4359 | 0.0029099 | 148.13 | 6.11 | 5.36 | 215.5172 | 0.002974 | 208.97 | 8.45 | 6.29 | 215.5172 | 0.011914 | 52.14 | 2.11 | 1.51 | 224.8314 | 0.011614 | 74.33 | 3.25 | 1.89 | 228.0502 | 0.025938 | 59.24 | 2.25 | 1.13 | 199.7403 | 0.075624 | 25.12 | 0.96295 | 0.40449 | 204.3782 | 0.074544 | 28.71 | 1.17 | 0.44105 | 187.5 | 0.11424 | 18.64 | 0.75981 | 0.27324 | 196.3865 | 0.15355 | 17 | 0.70034 | 0.22657 | 200 | 0.15175 | 18.78 | 0.76308 | 0.2418 | 203.1885 | 0.19646 | 15.74 | 0.62743 | 0.1949 | 205.8945 | 0.19486 | 17.11 | 0.66753 | 0.20546 | 208.3449 | 0.19346 | 18.49 | 0.70503 | 0.21568 | 210.5485 | 0.24267 | 15.72 | 0.58597 | 0.17762 | 200.08 | 0.30809 | 12.35 | 0.46047 | 0.13629 | 214.347 | 0.29509 | 14.57 | 0.58171 | 0.15609 | 204.6292 | 0.30379 | 14.11 | 0.56395 | 0.14843 | 208.4636 | 0.43083 | 11.09 | 0.45139 | 0.11089 | 203.8396 | 0.54486 | 9.71 | 0.3927 | 0.0894 | 214.4619 | 0.58587 | 9.82 | 0.39367 | 0.08959 | 207.0679 | 0.59878 | 9.59 | 0.38457 | 0.08628 | 203.3029 | 0.81923 | 7.65 | 0.3 | 0.06462 | 200.1773 | 0.90537 | 7.4 | 0.28543 | 0.06039 | 216.4151 | 0.86245 | 8.92 | 0.37458 | 0.07032 | 222.4199 | 0.97917 | 7.88 | 0.33038 | 0.06182 | 225.214 | 0.97177 | 8.94 | 0.38282 | 0.06658 | 225.2083 | 1.1513 | 7.55 | 0.32319 | 0.05705 | 227.5054 | 1.1443 | 8.45 | 0.36008 | 0.0609 | 229.3913 | 1.1383 | 9.34 | 0.39213 | 0.06455 | 229.4152 | 1.3644 | 7.81 | 0.3274 | 0.05401 | 220.2423 | 1.3984 | 7.6 | 0.31881 | 0.05176 | 235.5528 | 1.4744 | 7.91 | 0.32427 | 0.0528 | 231.0314 | 1.6275 | 7.16 | 0.2935 | 0.04735 | 232.4126 | 1.8825 | 6.72 | 0.26859 | 0.04297 | 224.3894 | 2.2416 | 5.65 | 0.22539 | 0.03552 | 218.9964 | 2.2747 | 5.99 | 0.23306 | 0.03603 | 222.4694 | 2.4117 | 5.66 | 0.22012 | 0.03426 | 215.6235 | 2.4577 | 5.55 | 0.21567 | 0.03319 | 218.9929 | 2.6057 | 5.24 | 0.20356 | 0.03146 | 214.5156 | 2.6388 | 5.54 | 0.20984 | 0.03195 | 214.5186 | 2.9849 | 4.91 | 0.18566 | 0.02836 | 222.4632 | 2.9198 | 5.36 | 0.1978 | 0.03043 | 207.5271 | 3.44 | 4.83 | 0.1737 | 0.02599 | 202.7421 | 3.6911 | 4.24 | 0.156 | 0.02326 | 210.0944 | 3.611 | 4.61 | 0.16557 | 0.02488 | 205.3388 | 3.9541 | 3.97 | 0.14607 | 0.02176 | 202.5956 | 3.9871 | 4.19 | 0.15015 | 0.02218 | 197.8792 | 4.0452 | 4.12 | 0.14787 | 0.02167 | 191.2132 | 4.7864 | 3.49 | 0.12477 | 0.01816 | 189.0885 | 5.1065 | 3.27 | 0.11701 | 0.01696 | 187.6799 | 5.1305 | 3.45 | 0.1204 | 0.01736 | 193.7442 | 5.2405 | 3.39 | 0.11805 | 0.01729 | 195.8502 | 5.5186 | 3.22 | 0.11224 | 0.0164 | 187.082 | 7.0941 | 2.8 | 0.10273 | 0.01338 | 183.6463 | 7.1761 | 2.76 | 0.10152 | 0.01315 | 196.9993 | 8.7135 | 2.87 | 0.11337 | 0.01261 | 201.7659 | 8.9465 | 2.8 | 0.11061 | 0.01238 | 193.9413 | 9.1616 | 2.73 | 0.10792 | 0.01194 | 202.3443 | 8.9315 | 3.09 | 0.1215 | 0.01306 | 212.9049 | 10.0228 | 3.03 | 0.11702 | 0.01275 | 208.4607 | 11.1332 | 2.74 | 0.10543 | 0.01152 | 204.499 | 12.0035 | 2.76 | 0.10425 | 0.0113 | 212.2112 | 13.2536 | 2.7 | 0.09986 | 0.01051 | 207.1815 | 13.5339 | 2.66 | 0.09793 | 0.01056 | 221.058 | 14.6341 | 2.83 | 0.09961 | 0.01082 | 202.0529 | 17.9451 | 2.34 | 0.08146 | 0.00872 | 203.0797 | 18.1952 | 2.31 | 0.08044 | 0.00873 | 216.3701 | 18.4253 | 2.57 | 0.09566 | 0.0094 | 215.3316 | 19.4854 | 2.45 | 0.09077 | 0.00891 | 215.4819 | 21.5763 | 2.46 | 0.09294 | 0.00876 | 212.7261 | 23.2967 | 2.27 | 0.08581 | 0.00787 | 210.039 | 23.4567 | 2.25 | 0.08521 | 0.00779
223.2143 | 0.0029118 | 73.83 | 3.19 | 3.66 | 248.2622 | 0.0027338 | 176.67 | 7.39 | 6.32 | 232.0955 | 0.0028439 | 236.65 | 9.37 | 7.07 | 232.0955 | 0.011393 | 59.06 | 2.34 | 1.7 | 249.8126 | 0.010913 | 88.65 | 3.85 | 2.23 | 242.3033 | 0.025017 | 65.57 | 2.43 | 1.24 | 224.7079 | 0.070302 | 30.65 | 1.24 | 0.48837 | 227.0869 | 0.069862 | 34.3 | 1.41 | 0.52187 | 208.3333 | 0.10683 | 22.29 | 0.92096 | 0.32377 | 214.2398 | 0.14534 | 19.7 | 0.79922 | 0.26055 | 216.6667 | 0.14434 | 21.5 | 0.8564 | 0.27492 | 218.8184 | 0.18766 | 17.84 | 0.69533 | 0.21943 | 220.6012 | 0.18676 | 19.23 | 0.73256 | 0.2294 | 222.2346 | 0.18596 | 20.61 | 0.76762 | 0.23908 | 236.867 | 0.22587 | 19.17 | 0.76367 | 0.21423 | 225.09 | 0.28638 | 15.07 | 0.60082 | 0.16451 | 238.1633 | 0.27678 | 17.39 | 0.70664 | 0.18452 | 227.3657 | 0.28468 | 16.86 | 0.68563 | 0.17561 | 229.31 | 0.40632 | 13.02 | 0.5281 | 0.12903 | 222.3705 | 0.51664 | 11.23 | 0.44823 | 0.1025 | 232.3337 | 0.55796 | 11.23 | 0.44184 | 0.10168 | 224.3236 | 0.56996 | 10.97 | 0.43179 | 0.09796 | 218.9416 | 0.78302 | 8.66 | 0.33241 | 0.07257 | 228.7741 | 0.83374 | 9.26 | 0.38841 | 0.07458 | 243.467 | 0.80332 | 10.86 | 0.46467 | 0.08462 | 250.2224 | 0.91264 | 9.59 | 0.40959 | 0.07431 | 250.2377 | 0.91264 | 10.66 | 0.45345 | 0.07848 | 250.2315 | 1.0813 | 9 | 0.38278 | 0.06724 | 250.2559 | 1.0813 | 9.9 | 0.41472 | 0.07066 | 250.245 | 1.0813 | 10.8 | 0.44307 | 0.07393 | 250.2711 | 1.2954 | 9.02 | 0.3699 | 0.06183 | 240.2643 | 1.3274 | 8.79 | 0.36036 | 0.05929 | 255.1822 | 1.4064 | 9.03 | 0.36115 | 0.05977 | 250.284 | 1.5524 | 8.18 | 0.32693 | 0.05359 | 250.2905 | 1.8025 | 7.6 | 0.29594 | 0.04817 | 241.6501 | 2.1446 | 6.39 | 0.2484 | 0.03981 | 234.639 | 2.1826 | 6.71 | 0.25469 | 0.04007 | 238.3601 | 2.3136 | 6.34 | 0.2405 | 0.03809 | 231.0251 | 2.3577 | 6.22 | 0.23571 | 0.03691 | 234.6353 | 2.5007 | 5.87 | 0.22243 | 0.03497 | 228.8166 | 2.5377 | 6.16 | 0.22771 | 0.03528 | 228.8199 | 2.8708 | 5.46 | 0.20145 | 0.03131 | 236.3672 | 2.8168 | 5.92 | 0.2133 | 0.03339 | 219.7346 | 3.323 | 5.31 | 0.18642 | 0.02835 | 215.4135 | 3.557 | 4.68 | 0.1683 | 0.02551 | 222.4529 | 3.489 | 5.06 | 0.17768 | 0.02715 | 218.1725 | 3.8131 | 4.39 | 0.15751 | 0.02385 | 214.513 | 3.8511 | 4.6 | 0.16111 | 0.02418 | 209.5192 | 3.9061 | 4.53 | 0.15868 | 0.02363 | 202.461 | 4.6203 | 3.83 | 0.13392 | 0.0198 | 200.2113 | 4.9294 | 3.6 | 0.12558 | 0.01848 | 208.5332 | 4.8084 | 4.1 | 0.15155 | 0.02033 | 215.2713 | 4.9154 | 4.02 | 0.14849 | 0.02024 | 217.6113 | 5.1774 | 3.82 | 0.14111 | 0.0192 | 210.4672 | 6.6028 | 3.39 | 0.13237 | 0.01592 | 206.6021 | 6.6769 | 3.35 | 0.13083 | 0.01565 | 216.6992 | 8.2313 | 3.35 | 0.13192 | 0.01449 | 221.9424 | 8.4593 | 3.26 | 0.12862 | 0.01421 | 213.3354 | 8.6574 | 3.19 | 0.12554 | 0.01371 | 220.7392 | 8.4863 | 3.55 | 0.13808 | 0.01482 | 230.6469 | 9.5686 | 3.44 | 0.13075 | 0.01429 | 225.8325 | 10.633 | 3.11 | 0.11778 | 0.0129 | 220.2297 | 11.5033 | 3.1 | 0.11503 | 0.01254 | 227.3692 | 12.7434 | 3.01 | 0.1091 | 0.01157 | 221.9802 | 13.0137 | 2.96 | 0.10697 | 0.01161 | 248.6902 | 13.7237 | 3.4 | 0.12811 | 0.0127 | 227.3095 | 16.8346 | 2.8 | 0.10465 | 0.01019 | 228.4647 | 17.0747 | 2.77 | 0.10328 | 0.01018 | 240.4112 | 17.4248 | 3.02 | 0.11494 | 0.01081 | 239.2573 | 18.4449 | 2.88 | 0.10893 | 0.01021 | 237.0301 | 20.5258 | 2.85 | 0.10761 | 0.00991 | 233.9987 | 22.1461 | 2.62 | 0.09945 | 0.00891 | 231.0429 | 22.2962 | 2.6 | 0.09876 | 0.00882
248.0159 | 0.0027348 | 88.06 | 3.84 | 4.33 | 273.0884 | 0.0025887 | 206.92 | 8.62 | 7.33 | 265.252 | 0.0026318 | 295.53 | 12.63 | 8.71 | 265.252 | 0.010543 | 73.76 | 3.15 | 2.1 | 274.7939 | 0.010333 | 103.83 | 4.43 | 2.58 | 256.5564 | 0.024207 | 72.12 | 2.61 | 1.36 | 249.6754 | 0.06602 | 36.57 | 1.5 | 0.57687 | 249.7956 | 0.066 | 40.24 | 1.65 | 0.60666 | 229.1667 | 0.10083 | 26.17 | 1.07 | 0.3769 | 232.0931 | 0.13844 | 22.54 | 0.8963 | 0.29597 | 233.3333 | 0.13794 | 24.36 | 0.94857 | 0.30932 | 234.4483 | 0.17995 | 20.04 | 0.76264 | 0.24483 | 235.308 | 0.17955 | 21.43 | 0.7972 | 0.25414 | 250.0139 | 0.17325 | 25.11 | 0.99872 | 0.28802 | 263.1856 | 0.21226 | 22.85 | 0.92604 | 0.25282 | 250.1 | 0.26898 | 17.97 | 0.72921 | 0.19432 | 261.9796 | 0.26177 | 20.39 | 0.82518 | 0.21433 | 250.1023 | 0.26898 | 19.77 | 0.80121 | 0.20413 | 250.1563 | 0.38581 | 15.05 | 0.60236 | 0.14799 | 240.9013 | 0.49263 | 12.83 | 0.50258 | 0.11615 | 250.2055 | 0.53395 | 12.71 | 0.48929 | 0.11422 | 241.5792 | 0.54515 | 12.42 | 0.47834 | 0.11009 | 250.2189 | 0.72349 | 10.8 | 0.45051 | 0.0893 | 257.3708 | 0.77761 | 11.26 | 0.48131 | 0.08965 | 270.5189 | 0.7557 | 12.93 | 0.54975 | 0.09967 | 278.0249 | 0.85912 | 11.41 | 0.48433 | 0.08744 | 275.2615 | 0.86402 | 12.47 | 0.52159 | 0.09094 | 275.2546 | 1.0243 | 10.53 | 0.44028 | 0.07791 | 273.0065 | 1.0283 | 11.43 | 0.46809 | 0.08084 | 271.0988 | 1.0323 | 12.32 | 0.49319 | 0.08367 | 271.1271 | 1.2373 | 10.3 | 0.41172 | 0.06996 | 260.2863 | 1.2663 | 10.03 | 0.40128 | 0.06711 | 274.8116 | 1.3484 | 10.2 | 0.3976 | 0.06698 | 269.5366 | 1.4874 | 9.24 | 0.35998 | 0.06006 | 268.1684 | 1.7325 | 8.51 | 0.32306 | 0.05355 | 258.9108 | 2.0606 | 7.15 | 0.27122 | 0.04425 | 250.2816 | 2.1016 | 7.47 | 0.27622 | 0.04424 | 254.2508 | 2.2286 | 7.05 | 0.26078 | 0.04204 | 246.4268 | 2.2696 | 6.91 | 0.25564 | 0.04074 | 250.2777 | 2.4077 | 6.53 | 0.24121 | 0.0386 | 243.1176 | 2.4487 | 6.81 | 0.24553 | 0.03871 | 243.1211 | 2.7698 | 6.03 | 0.21718 | 0.03434 | 250.2711 | 2.7238 | 6.5 | 0.22875 | 0.03642 | 244.1496 | 3.1219 | 6.31 | 0.23432 | 0.03328 | 228.0848 | 3.437 | 5.14 | 0.18058 | 0.02783 | 247.1699 | 3.2789 | 6.01 | 0.22326 | 0.03186 | 231.0062 | 3.686 | 4.82 | 0.16893 | 0.026 | 238.3478 | 3.619 | 5.46 | 0.20236 | 0.02835 | 232.7991 | 3.669 | 5.38 | 0.1994 | 0.0277 | 224.9567 | 4.3362 | 4.55 | 0.16842 | 0.02321 | 222.457 | 4.6253 | 4.27 | 0.15791 | 0.02165 | 234.5998 | 4.4822 | 4.97 | 0.19522 | 0.02426 | 242.1803 | 4.5852 | 4.87 | 0.19113 | 0.02414 | 244.8127 | 4.8313 | 4.63 | 0.18155 | 0.02289 | 233.8525 | 6.2047 | 4.02 | 0.15964 | 0.0186 | 229.5579 | 6.2727 | 3.97 | 0.15783 | 0.01828 | 236.3992 | 7.8251 | 3.85 | 0.14989 | 0.01645 | 242.119 | 8.0491 | 3.75 | 0.14607 | 0.01613 | 232.7295 | 8.2322 | 3.66 | 0.14261 | 0.01555 | 239.1341 | 8.1052 | 4.04 | 0.1543 | 0.01665 | 248.389 | 9.1755 | 3.87 | 0.14426 | 0.01589 | 243.2042 | 10.1928 | 3.49 | 0.12993 | 0.01433 | 235.9604 | 11.0631 | 3.46 | 0.12569 | 0.01382 | 242.5271 | 12.2932 | 3.33 | 0.11826 | 0.01267 | 236.7789 | 12.5535 | 3.27 | 0.11593 | 0.0127 | 276.3225 | 12.9834 | 4 | 0.15404 | 0.01467 | 252.5661 | 15.9242 | 3.29 | 0.12574 | 0.01173 | 253.8496 | 16.1542 | 3.26 | 0.12407 | 0.0117 | 264.4523 | 16.5944 | 3.49 | 0.13312 | 0.01226 | 263.1831 | 17.5645 | 3.33 | 0.12605 | 0.01157 | 258.5783 | 19.6353 | 3.25 | 0.12171 | 0.01109 | 255.2714 | 21.1756 | 2.99 | 0.11256 | 0.00999 | 252.0468 | 21.3057 | 2.97 | 0.11179 | 0.00989
272.8175 | 0.0025897 | 103.14 | 4.46 | 5.02 | 297.9146 | 0.0024677 | 238.76 | 9.8 | 8.37 | 298.4085 | 0.0024657 | 358.78 | 15.58 | 10.43 | 298.4085 | 0.0098737 | 89.55 | 3.89 | 2.52 | 299.7752 | 0.0098487 | 119.8 | 4.99 | 2.95 | 285.0627 | 0.022806 | 85.84 | 3.26 | 1.6 | 274.643 | 0.062498 | 42.84 | 1.75 | 0.66946 | 272.5043 | 0.062778 | 46.5 | 1.88 | 0.695 | 250 | 0.095708 | 30.28 | 1.22 | 0.4324 | 249.9464 | 0.13244 | 25.52 | 0.99205 | 0.33271 | 250 | 0.13244 | 27.34 | 1.04 | 0.34491 | 250.0781 | 0.17325 | 22.32 | 0.82949 | 0.27104 | 264.7215 | 0.16765 | 26.08 | 1.04 | 0.30579 | 277.7932 | 0.16305 | 29.9 | 1.21 | 0.3395 | 289.5042 | 0.20115 | 26.76 | 1.08 | 0.29314 | 275.11 | 0.25457 | 21.06 | 0.85088 | 0.22551 | 285.7959 | 0.24917 | 23.55 | 0.93957 | 0.24535 | 272.8389 | 0.25577 | 22.85 | 0.91286 | 0.23387 | 271.0027 | 0.3684 | 17.19 | 0.6749 | 0.16768 | 259.4322 | 0.47192 | 14.5 | 0.55605 | 0.13028 | 285.9492 | 0.49473 | 15.85 | 0.66165 | 0.14052 | 276.0906 | 0.50454 | 15.49 | 0.64755 | 0.13555 | 281.4963 | 0.67687 | 13.11 | 0.55673 | 0.10699 | 285.9676 | 0.73249 | 13.4 | 0.56891 | 0.1055 | 297.5707 | 0.71659 | 15.12 | 0.63167 | 0.1154 | 305.8274 | 0.8152 | 13.34 | 0.55624 | 0.10115 | 300.2853 | 0.82331 | 14.39 | 0.58799 | 0.10389 | 300.2778 | 0.97575 | 12.15 | 0.49631 | 0.08901 | 295.757 | 0.98386 | 13.03 | 0.52049 | 0.09138 | 291.9525 | 0.99086 | 13.92 | 0.54265 | 0.09374 | 291.983 | 1.1873 | 11.63 | 0.45298 | 0.07836 | 280.3083 | 1.2143 | 11.33 | 0.4417 | 0.07521 | 294.441 | 1.2973 | 11.42 | 0.43366 | 0.07442 | 288.7892 | 1.4314 | 10.35 | 0.39271 | 0.06674 | 286.0463 | 1.6704 | 9.46 | 0.34997 | 0.05908 | 276.1716 | 1.9865 | 7.95 | 0.29389 | 0.04881 | 265.9242 | 2.0295 | 8.25 | 0.29764 | 0.04853 | 270.1414 | 2.1526 | 7.79 | 0.28094 | 0.0461 | 261.8285 | 2.1916 | 7.64 | 0.27549 | 0.04469 | 265.92 | 2.3256 | 7.21 | 0.25989 | 0.04234 | 257.4187 | 2.3686 | 7.48 | 0.26329 | 0.04224 | 257.4223 | 2.6797 | 6.62 | 0.23287 | 0.03746 | 278.079 | 2.5657 | 7.72 | 0.28677 | 0.04273 | 274.6683 | 2.9188 | 7.65 | 0.30122 | 0.03976 | 253.4276 | 3.2319 | 6.11 | 0.22677 | 0.03265 | 278.0661 | 3.0668 | 7.29 | 0.2869 | 0.03804 | 256.6735 | 3.4689 | 5.72 | 0.21187 | 0.03046 | 268.1412 | 3.3849 | 6.62 | 0.26 | 0.03382 | 261.8989 | 3.4289 | 6.52 | 0.25632 | 0.03306 | 253.0763 | 4.0481 | 5.51 | 0.2167 | 0.0277 | 250.2642 | 4.3182 | 5.17 | 0.20318 | 0.02582 | 260.6665 | 4.2191 | 5.9 | 0.23531 | 0.0284 | 269.0892 | 4.3191 | 5.78 | 0.23025 | 0.02823 | 272.0141 | 4.5522 | 5.49 | 0.21864 | 0.02676 | 257.2377 | 5.8755 | 4.68 | 0.18557 | 0.02141 | 252.5137 | 5.9376 | 4.63 | 0.1835 | 0.02104 | 256.0991 | 7.478 | 4.38 | 0.16746 | 0.01848 | 262.2956 | 7.698 | 4.26 | 0.1631 | 0.01811 | 252.1237 | 7.8681 | 4.17 | 0.1593 | 0.01747 | 257.529 | 7.776 | 4.54 | 0.17025 | 0.01853 | 266.1311 | 8.8323 | 4.32 | 0.1576 | 0.01753 | 260.5759 | 9.8126 | 3.9 | 0.14193 | 0.0158 | 251.691 | 10.6729 | 3.83 | 0.13624 | 0.01513 | 272.843 | 11.5329 | 4.01 | 0.15228 | 0.01494 | 266.3762 | 11.7731 | 3.94 | 0.14923 | 0.01496 | 303.9547 | 12.3631 | 4.64 | 0.17847 | 0.01672 | 277.8227 | 15.1738 | 3.81 | 0.14562 | 0.01332 | 279.2346 | 15.3839 | 3.77 | 0.14366 | 0.01328 | 288.4934 | 15.8841 | 3.99 | 0.15056 | 0.01377 | 287.1088 | 16.8342 | 3.79 | 0.14247 | 0.01296 | 280.1265 | 18.875 | 3.67 | 0.13539 | 0.01231 | 276.544 | 20.3352 | 3.38 | 0.12529 | 0.0111 | 273.0507 | 20.4653 | 3.36 | 0.12444 | 0.01099
297.619 | 0.0024686 | 119.02 | 5.07 | 5.73 | 322.7408 | 0.0023646 | 272.08 | 10.96 | 9.45 | 331.565 | 0.0023316 | 425.97 | 18.35 | 12.23 | 331.565 | 0.0093384 | 106.33 | 4.58 | 2.95 | 324.7564 | 0.0094395 | 136.52 | 5.54 | 3.33 | 320.6956 | 0.021406 | 104.09 | 4.17 | 1.91 | 299.6105 | 0.059547 | 49.45 | 1.99 | 0.76565 | 295.213 | 0.060037 | 53.07 | 2.1 | 0.7865 | 270.8333 | 0.091386 | 34.59 | 1.37 | 0.49002 | 267.7998 | 0.12724 | 28.62 | 1.09 | 0.37066 | 266.6667 | 0.12754 | 30.44 | 1.13 | 0.38159 | 281.3379 | 0.16194 | 27.14 | 1.08 | 0.32569 | 294.1349 | 0.15794 | 31.03 | 1.25 | 0.36001 | 305.5725 | 0.15474 | 34.98 | 1.41 | 0.39318 | 315.8227 | 0.19185 | 30.86 | 1.23 | 0.335 | 300.12 | 0.24257 | 24.3 | 0.96815 | 0.25794 | 309.6123 | 0.23846 | 26.86 | 1.05 | 0.27747 | 295.5755 | 0.24457 | 26.07 | 1.02 | 0.26468 | 291.8491 | 0.3534 | 19.43 | 0.74612 | 0.18804 | 296.494 | 0.43811 | 18.05 | 0.75009 | 0.15984 | 321.6928 | 0.46412 | 19.22 | 0.81613 | 0.16823 | 310.6019 | 0.47282 | 18.8 | 0.79938 | 0.16241 | 312.7737 | 0.63946 | 15.56 | 0.65653 | 0.1255 | 314.5643 | 0.69548 | 15.66 | 0.65312 | 0.12202 | 324.6226 | 0.68397 | 17.43 | 0.71132 | 0.1317 | 333.6299 | 0.77849 | 15.37 | 0.62611 | 0.11536 | 325.309 | 0.78879 | 16.39 | 0.65303 | 0.11729 | 325.3009 | 0.93494 | 13.83 | 0.55119 | 0.10048 | 318.5076 | 0.94534 | 14.7 | 0.57209 | 0.10226 | 312.8063 | 0.95445 | 15.58 | 0.59153 | 0.10411 | 312.8389 | 1.1443 | 13.01 | 0.49376 | 0.08701 | 300.3304 | 1.1693 | 12.68 | 0.48168 | 0.08355 | 314.0704 | 1.2533 | 12.69 | 0.46939 | 0.08206 | 308.0418 | 1.3814 | 11.49 | 0.42513 | 0.07359 | 303.9242 | 1.6164 | 10.44 | 0.37669 | 0.06476 | 293.4323 | 1.9205 | 8.78 | 0.3164 | 0.0535 | 281.5668 | 1.9655 | 9.06 | 0.31896 | 0.05293 | 286.0321 | 2.0855 | 8.55 | 0.30101 | 0.05027 | 277.2302 | 2.1216 | 8.39 | 0.29524 | 0.04874 | 281.5624 | 2.2516 | 7.91 | 0.27849 | 0.04617 | 286.0207 | 2.2326 | 8.88 | 0.32993 | 0.04956 | 286.0248 | 2.5267 | 7.86 | 0.29173 | 0.04392 | 312.8389 | 2.4066 | 9.35 | 0.36757 | 0.05098 | 305.187 | 2.7557 | 9.07 | 0.36238 | 0.04655 | 285.1061 | 3.0248 | 7.4 | 0.29125 | 0.03898 | 308.9624 | 2.8967 | 8.64 | 0.34506 | 0.04453 | 288.7577 | 3.2498 | 6.92 | 0.27176 | 0.03631 | 297.9347 | 3.1948 | 7.84 | 0.31271 | 0.03956 | 290.9988 | 3.2358 | 7.73 | 0.30841 | 0.03868 | 281.1959 | 3.816 | 6.54 | 0.26094 | 0.03242 | 278.0713 | 4.069 | 6.14 | 0.24466 | 0.03021 | 286.7331 | 4.002 | 6.88 | 0.27332 | 0.03271 | 295.9981 | 4.099 | 6.74 | 0.2673 | 0.0325 | 299.2155 | 4.3221 | 6.4 | 0.25376 | 0.0308 | 280.623 | 5.5994 | 5.39 | 0.21061 | 0.02433 | 275.4694 | 5.6564 | 5.33 | 0.2083 | 0.02391 | 275.799 | 7.1788 | 4.93 | 0.18472 | 0.02057 | 282.4722 | 7.3948 | 4.8 | 0.17982 | 0.02016 | 271.5178 | 7.5539 | 4.69 | 0.17569 | 0.01945 | 275.924 | 7.4889 | 5.07 | 0.18598 | 0.02048 | 283.8732 | 8.5302 | 4.78 | 0.17078 | 0.01922 | 277.9476 | 9.4754 | 4.31 | 0.1538 | 0.01731 | 283.1524 | 10.0126 | 4.61 | 0.17541 | 0.01786 | 303.1589 | 10.9126 | 4.73 | 0.18317 | 0.0173 | 295.9736 | 11.1328 | 4.64 | 0.17949 | 0.01732 | 331.587 | 11.8429 | 5.31 | 0.20188 | 0.01882 | 303.0793 | 14.5335 | 4.36 | 0.16467 | 0.01496 | 304.6196 | 14.7436 | 4.31 | 0.16244 | 0.01491 | 312.5346 | 15.2838 | 4.51 | 0.16745 | 0.01531 | 311.0345 | 16.1939 | 4.28 | 0.15836 | 0.0144 | 301.6747 | 18.2147 | 4.1 | 0.14873 | 0.01356 | 297.8166 | 19.6049 | 3.79 | 0.13772 | 0.01224 | 294.0546 | 19.735 | 3.76 | 0.1368 | 0.01212
322.4206 | 0.0023656 | 135.63 | 5.67 | 6.47 | 347.567 | 0.0022766 | 306.77 | 12.09 | 10.56 | 364.7215 | 0.0022226 | 496.73 | 21.01 | 14.09 | 364.7215 | 0.0089012 | 124 | 5.25 | 3.4 | 349.7377 | 0.0090883 | 153.92 | 6.09 | 3.72 | 356.3284 | 0.020285 | 123.44 | 5.01 | 2.24 | 324.578 | 0.057055 | 56.37 | 2.22 | 0.86504 | 317.9217 | 0.057686 | 59.92 | 2.32 | 0.88084 | 291.6667 | 0.087674 | 39.1 | 1.51 | 0.54957 | 285.6531 | 0.12273 | 31.85 | 1.18 | 0.40972 | 300 | 0.11943 | 36.98 | 1.46 | 0.45792 | 312.5977 | 0.15284 | 32.26 | 1.3 | 0.38293 | 323.5484 | 0.15014 | 36.27 | 1.46 | 0.41646 | 333.3519 | 0.14774 | 40.31 | 1.6 | 0.44879 | 342.1413 | 0.18395 | 35.15 | 1.37 | 0.37821 | 325.1301 | 0.23236 | 27.7 | 1.08 | 0.29146 | 333.4286 | 0.22936 | 30.31 | 1.16 | 0.31055 | 318.312 | 0.23496 | 29.44 | 1.13 | 0.29646 | 333.5418 | 0.32898 | 24.16 | 1 | 0.23051 | 333.5557 | 0.4117 | 21.85 | 0.92371 | 0.1909 | 357.4365 | 0.43961 | 22.79 | 0.96076 | 0.19712 | 345.1132 | 0.44751 | 22.3 | 0.94169 | 0.19046 | 344.051 | 0.60874 | 18.14 | 0.75214 | 0.14472 | 343.1611 | 0.66456 | 18.04 | 0.73487 | 0.13912 | 351.6745 | 0.65636 | 19.83 | 0.78918 | 0.14852 | 361.4324 | 0.74747 | 17.48 | 0.69436 | 0.13 | 350.3328 | 0.75928 | 18.47 | 0.71694 | 0.13107 | 350.324 | 0.89992 | 15.59 | 0.60511 | 0.11228 | 341.2581 | 0.91203 | 16.44 | 0.623 | 0.11344 | 333.66 | 0.92263 | 17.3 | 0.6399 | 0.11475 | 333.6948 | 1.1053 | 14.45 | 0.5341 | 0.09589 | 320.3524 | 1.1293 | 14.09 | 0.52128 | 0.09212 | 333.6997 | 1.2133 | 14 | 0.5048 | 0.08988 | 327.2944 | 1.3383 | 12.68 | 0.45728 | 0.08062 | 321.8021 | 1.5684 | 11.45 | 0.40322 | 0.07057 | 310.693 | 1.8625 | 9.63 | 0.33877 | 0.0583 | 312.852 | 1.8555 | 10.75 | 0.39884 | 0.06204 | 317.8134 | 1.9705 | 10.14 | 0.37617 | 0.05889 | 308.0335 | 2.0035 | 9.95 | 0.36928 | 0.05713 | 312.8471 | 2.1265 | 9.39 | 0.34815 | 0.05409 | 321.7733 | 2.0955 | 10.74 | 0.42267 | 0.05914 | 321.7779 | 2.3716 | 9.51 | 0.37364 | 0.05237 | 347.5988 | 2.2796 | 11.07 | 0.44115 | 0.05958 | 335.7057 | 2.6216 | 10.57 | 0.42012 | 0.05361 | 316.7845 | 2.8587 | 8.77 | 0.35012 | 0.0456 | 339.8586 | 2.7567 | 10.07 | 0.39995 | 0.05126 | 320.8419 | 3.0728 | 8.2 | 0.32641 | 0.04243 | 327.7282 | 3.0397 | 9.14 | 0.36248 | 0.04552 | 320.0987 | 3.0768 | 9.01 | 0.35763 | 0.04453 | 309.3155 | 3.6249 | 7.62 | 0.3028 | 0.03733 | 305.8784 | 3.865 | 7.15 | 0.28392 | 0.03477 | 312.7998 | 3.8199 | 7.91 | 0.30993 | 0.03719 | 322.907 | 3.916 | 7.74 | 0.30296 | 0.03693 | 326.4169 | 4.13 | 7.35 | 0.28754 | 0.03499 | 304.0082 | 5.3643 | 6.12 | 0.23499 | 0.02734 | 298.4252 | 5.4173 | 6.06 | 0.23246 | 0.02688 | 295.499 | 6.9177 | 5.5 | 0.20173 | 0.02273 | 302.6488 | 7.1307 | 5.35 | 0.19627 | 0.02227 | 290.9119 | 7.2798 | 5.23 | 0.19183 | 0.02148 | 294.3189 | 7.2358 | 5.62 | 0.20152 | 0.02247 | 319.3573 | 8.024 | 5.76 | 0.21959 | 0.02272 | 312.6911 | 8.9102 | 5.19 | 0.19773 | 0.02044 | 314.6138 | 9.4824 | 5.44 | 0.21096 | 0.02071 | 333.4748 | 10.4024 | 5.49 | 0.21222 | 0.01976 | 325.5709 | 10.6126 | 5.39 | 0.20795 | 0.01976 | 359.2192 | 11.4027 | 6 | 0.22451 | 0.02099 | 328.3359 | 13.9833 | 4.92 | 0.18312 | 0.01665 | 330.0045 | 14.1833 | 4.86 | 0.18061 | 0.01658 | 336.5757 | 14.7535 | 5.05 | 0.18391 | 0.01689 | 334.9603 | 15.6536 | 4.79 | 0.17384 | 0.01586 | 344.7711 | 17.1141 | 5.02 | 0.19708 | 0.01614 | 340.3618 | 18.4143 | 4.63 | 0.18277 | 0.0146 | 336.0624 | 18.5244 | 4.6 | 0.1816 | 0.01445
347.2222 | 0.0022776 | 152.93 | 6.25 | 7.24 | 397.2195 | 0.0021335 | 379.82 | 16.05 | 12.85 | 397.878 | 0.0021325 | 570.73 | 23.58 | 16.01 | 397.878 | 0.008537 | 142.49 | 5.89 | 3.87 | 374.719 | 0.0087842 | 171.95 | 6.63 | 4.12 | 391.9612 | 0.019365 | 143.78 | 5.79 | 2.58 | 349.5456 | 0.054914 | 63.57 | 2.45 | 0.96724 | 340.6304 | 0.055645 | 67.04 | 2.53 | 0.97771 | 312.5 | 0.084453 | 43.78 | 1.66 | 0.61084 | 321.3597 | 0.11513 | 38.63 | 1.52 | 0.49083 | 333.3333 | 0.11293 | 43.92 | 1.77 | 0.53769 | 343.8575 | 0.14544 | 37.67 | 1.51 | 0.44238 | 352.9619 | 0.14354 | 41.77 | 1.65 | 0.47482 | 361.1312 | 0.14194 | 45.88 | 1.79 | 0.50609 | 368.4598 | 0.17724 | 39.62 | 1.51 | 0.42259 | 350.1401 | 0.22366 | 31.24 | 1.19 | 0.32594 | 381.0613 | 0.21445 | 37.58 | 1.55 | 0.37922 | 363.7852 | 0.21935 | 36.54 | 1.51 | 0.36255 | 375.2345 | 0.31008 | 29.21 | 1.23 | 0.27494 | 370.6174 | 0.39049 | 25.87 | 1.09 | 0.2232 | 393.1801 | 0.4196 | 26.54 | 1.1 | 0.22699 | 379.6245 | 0.4267 | 26 | 1.08 | 0.2195 | 375.3284 | 0.58313 | 20.85 | 0.84467 | 0.16455 | 371.7578 | 0.63845 | 20.51 | 0.81465 | 0.15674 | 378.7264 | 0.63265 | 22.34 | 0.86553 | 0.16579 | 389.2349 | 0.72086 | 19.68 | 0.76124 | 0.14503 | 375.3566 | 0.73367 | 20.64 | 0.77986 | 0.14519 | 375.3472 | 0.86961 | 17.42 | 0.65818 | 0.12438 | 364.0086 | 0.88281 | 18.24 | 0.67327 | 0.12488 | 354.5138 | 0.89452 | 19.07 | 0.68778 | 0.12563 | 354.5508 | 1.0723 | 15.93 | 0.57405 | 0.10496 | 340.3744 | 1.0943 | 15.54 | 0.5605 | 0.10089 | 353.3291 | 1.1793 | 15.34 | 0.5399 | 0.09787 | 346.547 | 1.2993 | 13.9 | 0.48917 | 0.0878 | 357.5579 | 1.4854 | 13.57 | 0.50235 | 0.08255 | 345.2145 | 1.7634 | 11.41 | 0.42242 | 0.06821 | 351.9585 | 1.7464 | 12.99 | 0.50975 | 0.07391 | 357.5401 | 1.8544 | 12.25 | 0.48049 | 0.07012 | 346.5377 | 1.8845 | 12.03 | 0.47211 | 0.06807 | 351.9529 | 2.0015 | 11.34 | 0.44489 | 0.06443 | 357.5259 | 1.9855 | 12.72 | 0.50706 | 0.06912 | 357.531 | 2.2475 | 11.26 | 0.44818 | 0.06118 | 382.3587 | 2.1755 | 12.88 | 0.51036 | 0.06849 | 366.2243 | 2.5106 | 12.14 | 0.47551 | 0.06089 | 348.463 | 2.7217 | 10.22 | 0.40565 | 0.05248 | 370.7549 | 2.6396 | 11.56 | 0.45258 | 0.05821 | 352.9261 | 2.9287 | 9.55 | 0.37791 | 0.04877 | 357.5217 | 2.9097 | 10.49 | 0.41024 | 0.05168 | 349.1986 | 2.9437 | 10.35 | 0.40489 | 0.05057 | 337.435 | 3.4648 | 8.76 | 0.34304 | 0.04242 | 333.6856 | 3.6939 | 8.22 | 0.32167 | 0.0395 | 338.8664 | 3.6659 | 8.99 | 0.3455 | 0.04181 | 349.8159 | 3.7599 | 8.79 | 0.33757 | 0.04149 | 353.6183 | 3.9669 | 8.35 | 0.32033 | 0.0393 | 327.3935 | 5.1622 | 6.89 | 0.25886 | 0.03045 | 321.381 | 5.2113 | 6.82 | 0.25613 | 0.02994 | 315.1989 | 6.6886 | 6.09 | 0.21851 | 0.02495 | 322.8254 | 6.8986 | 5.93 | 0.2125 | 0.02442 | 310.306 | 7.0387 | 5.8 | 0.20777 | 0.02357 | 331.1088 | 6.8116 | 6.77 | 0.25898 | 0.0266 | 354.8415 | 7.6158 | 6.79 | 0.26374 | 0.02636 | 347.4345 | 8.455 | 6.12 | 0.2375 | 0.02369 | 346.0752 | 9.0452 | 6.31 | 0.24435 | 0.02366 | 363.7907 | 9.9772 | 6.28 | 0.24 | 0.02228 | 355.1683 | 10.1824 | 6.16 | 0.23518 | 0.02228 | 386.8515 | 11.0225 | 6.72 | 0.24653 | 0.0232 | 353.5925 | 13.5031 | 5.51 | 0.20109 | 0.01838 | 355.3895 | 13.7031 | 5.44 | 0.19831 | 0.01829 | 384.6579 | 13.8831 | 6.17 | 0.24345 | 0.02015 | 382.8118 | 14.7432 | 5.85 | 0.2298 | 0.01888 | 387.8675 | 16.2537 | 5.98 | 0.23994 | 0.01881 | 382.907 | 17.4739 | 5.53 | 0.22273 | 0.01704 | 378.0702 | 17.564 | 5.5 | 0.22136 | 0.01687
372.0238 | 0.0022015 | 170.87 | 6.83 | 8.01 | 446.8719 | 0.0020235 | 457.31 | 19.58 | 15.23 | 431.0345 | 0.0020555 | 647.68 | 26.09 | 17.97 | 431.0345 | 0.0082309 | 161.71 | 6.51 | 4.34 | 399.7002 | 0.0085191 | 190.58 | 7.16 | 4.53 | 427.5941 | 0.018604 | 165.02 | 6.54 | 2.92 | 374.5131 | 0.053064 | 71.04 | 2.67 | 1.07 | 363.3391 | 0.053864 | 74.4 | 2.74 | 1.08 | 333.3333 | 0.081632 | 48.64 | 1.8 | 0.67368 | 357.0663 | 0.10903 | 45.83 | 1.84 | 0.57536 | 366.6667 | 0.10763 | 51.24 | 2.05 | 0.62036 | 375.1172 | 0.13923 | 43.34 | 1.71 | 0.50374 | 382.3754 | 0.13793 | 47.5 | 1.84 | 0.53483 | 388.9105 | 0.13683 | 51.67 | 1.97 | 0.56484 | 421.097 | 0.16634 | 49.02 | 2.02 | 0.51434 | 400.1601 | 0.20945 | 38.69 | 1.6 | 0.39737 | 428.6939 | 0.20295 | 45.31 | 1.9 | 0.45061 | 409.2583 | 0.20725 | 44.11 | 1.86 | 0.43141 | 416.9272 | 0.29487 | 34.55 | 1.45 | 0.32097 | 407.6792 | 0.37328 | 30.1 | 1.24 | 0.25653 | 428.9238 | 0.40299 | 30.47 | 1.23 | 0.25769 | 414.1358 | 0.40949 | 29.85 | 1.21 | 0.24937 | 406.6058 | 0.56152 | 23.67 | 0.93472 | 0.18489 | 400.3546 | 0.61604 | 23.08 | 0.89279 | 0.17479 | 405.7783 | 0.61224 | 24.93 | 0.94055 | 0.18345 | 417.0374 | 0.69795 | 21.95 | 0.82691 | 0.16038 | 400.3804 | 0.71126 | 22.87 | 0.84186 | 0.15961 | 400.3703 | 0.84309 | 19.3 | 0.71049 | 0.13673 | 386.7592 | 0.8571 | 20.09 | 0.72295 | 0.13656 | 375.3675 | 0.86961 | 20.9 | 0.73519 | 0.13673 | 375.4067 | 1.0422 | 17.46 | 0.6136 | 0.11422 | 360.3964 | 1.0633 | 17.03 | 0.59937 | 0.10985 | 392.5879 | 1.1193 | 18.15 | 0.67079 | 0.11431 | 385.0523 | 1.2333 | 16.45 | 0.6081 | 0.10257 | 402.2526 | 1.4033 | 16.36 | 0.63951 | 0.09809 | 388.3663 | 1.6644 | 13.76 | 0.53827 | 0.08109 | 391.0649 | 1.6584 | 15.36 | 0.6104 | 0.08625 | 397.2668 | 1.7624 | 14.49 | 0.57512 | 0.08178 | 385.0419 | 1.7884 | 14.22 | 0.56549 | 0.07944 | 391.0588 | 1.9014 | 13.41 | 0.53267 | 0.07516 | 393.2785 | 1.8964 | 14.8 | 0.58637 | 0.07943 | 393.2841 | 2.1465 | 13.09 | 0.51822 | 0.07029 | 417.1185 | 2.0885 | 14.77 | 0.5765 | 0.07765 | 396.743 | 2.4156 | 13.78 | 0.52911 | 0.06838 | 380.1414 | 2.6086 | 11.73 | 0.45885 | 0.05957 | 401.6511 | 2.5416 | 13.12 | 0.5035 | 0.06535 | 385.0103 | 2.8076 | 10.95 | 0.42722 | 0.0553 | 387.3151 | 2.8006 | 11.91 | 0.45647 | 0.058 | 378.2985 | 2.8316 | 11.75 | 0.45067 | 0.05678 | 365.5546 | 3.3298 | 9.95 | 0.38206 | 0.04765 | 361.4927 | 3.5498 | 9.33 | 0.35829 | 0.04437 | 364.9331 | 3.5328 | 10.11 | 0.38023 | 0.04655 | 376.7249 | 3.6268 | 9.89 | 0.37134 | 0.04616 | 380.8197 | 3.8269 | 9.39 | 0.35231 | 0.04372 | 350.7787 | 4.9862 | 7.68 | 0.2823 | 0.03363 | 344.3368 | 5.0322 | 7.6 | 0.27937 | 0.03307 | 354.5988 | 6.3045 | 7.33 | 0.28049 | 0.02952 | 363.1785 | 6.5105 | 7.13 | 0.27238 | 0.02887 | 349.0943 | 6.6355 | 6.98 | 0.26662 | 0.02788 | 367.8986 | 6.4705 | 7.98 | 0.3109 | 0.03089 | 390.3256 | 7.2816 | 7.87 | 0.30508 | 0.03012 | 382.178 | 8.0818 | 7.1 | 0.27475 | 0.02705 | 377.5366 | 8.68 | 7.22 | 0.27625 | 0.02669 | 394.1066 | 9.6161 | 7.1 | 0.26681 | 0.02487 | 384.7656 | 9.8062 | 6.97 | 0.26148 | 0.02486 | 442.116 | 10.4022 | 8.23 | 0.32591 | 0.02773 | 404.1057 | 12.7227 | 6.74 | 0.26604 | 0.02193 | 406.1594 | 12.9128 | 6.65 | 0.26228 | 0.02181 | 432.7402 | 13.2128 | 7.36 | 0.29609 | 0.02351 | 430.6632 | 14.0329 | 6.97 | 0.27926 | 0.02198 | 430.9639 | 15.5634 | 7 | 0.27958 | 0.02155 | 425.4523 | 16.7136 | 6.48 | 0.25973 | 0.01954 | 420.0781 | 16.8036 | 6.44 | 0.25819 | 0.01935
396.8254 | 0.0021345 | 189.4 | 7.4 | 8.81 | 496.5243 | 0.0019354 | 538.68 | 22.87 | 17.66 | 464.191 | 0.0019905 | 727.33 | 28.54 | 19.96 | 464.191 | 0.0079688 | 181.6 | 7.13 | 4.82 | 424.6815 | 0.008285 | 209.76 | 7.68 | 4.94 | 463.2269 | 0.017964 | 187.07 | 7.26 | 3.28 | 399.4807 | 0.051453 | 78.75 | 2.89 | 1.18 | 408.7565 | 0.050903 | 89.8 | 3.51 | 1.28 | 375 | 0.076929 | 58.81 | 2.31 | 0.80349 | 392.773 | 0.10403 | 53.4 | 2.13 | 0.66275 | 400 | 0.10312 | 58.89 | 2.32 | 0.70549 | 406.377 | 0.13403 | 49.24 | 1.91 | 0.56671 | 411.7889 | 0.13323 | 53.45 | 2.03 | 0.59627 | 444.4691 | 0.12873 | 63.83 | 2.62 | 0.68599 | 473.7341 | 0.15793 | 58.97 | 2.46 | 0.60926 | 450.1801 | 0.19854 | 46.6 | 1.95 | 0.47146 | 476.3266 | 0.19384 | 53.45 | 2.23 | 0.52412 | 454.7315 | 0.19764 | 52.08 | 2.17 | 0.50247 | 458.62 | 0.28266 | 40.13 | 1.65 | 0.36828 | 444.7409 | 0.35898 | 34.5 | 1.39 | 0.29071 | 464.6674 | 0.38908 | 34.54 | 1.36 | 0.28907 | 448.6472 | 0.39499 | 33.87 | 1.34 | 0.27995 | 437.8831 | 0.54302 | 26.59 | 1.02 | 0.20566 | 428.9514 | 0.59683 | 25.74 | 0.96945 | 0.19323 | 432.8302 | 0.59433 | 27.6 | 1.01 | 0.20146 | 444.8399 | 0.67794 | 24.3 | 0.89147 | 0.17602 | 425.4041 | 0.69165 | 25.17 | 0.903 | 0.1743 | 425.3935 | 0.81988 | 21.24 | 0.76207 | 0.14931 | 409.5097 | 0.83429 | 22 | 0.77206 | 0.14845 | 417.0751 | 0.82729 | 24.71 | 0.91174 | 0.15951 | 417.1185 | 0.99153 | 20.63 | 0.76087 | 0.13323 | 400.4405 | 1.0102 | 20.15 | 0.74425 | 0.12826 | 441.6614 | 1.0612 | 21.85 | 0.85145 | 0.13554 | 433.1838 | 1.1683 | 19.81 | 0.77235 | 0.12168 | 446.9473 | 1.3383 | 19.3 | 0.76347 | 0.11415 | 431.5181 | 1.5854 | 16.25 | 0.64309 | 0.09441 | 430.1714 | 1.5874 | 17.84 | 0.70473 | 0.09896 | 436.9935 | 1.6874 | 16.82 | 0.66375 | 0.09378 | 423.5461 | 1.7114 | 16.53 | 0.65304 | 0.09117 | 430.1647 | 1.8194 | 15.58 | 0.61494 | 0.08622 | 429.0311 | 1.8214 | 16.97 | 0.6621 | 0.09003 | 429.0372 | 2.0625 | 15.01 | 0.5851 | 0.07965 | 451.8784 | 2.0154 | 16.74 | 0.64027 | 0.08702 | 427.2617 | 2.3355 | 15.48 | 0.58125 | 0.07603 | 411.8199 | 2.5116 | 13.31 | 0.51028 | 0.06685 | 432.5473 | 2.4565 | 14.73 | 0.553 | 0.07265 | 417.0945 | 2.7066 | 12.42 | 0.47485 | 0.062 | 417.1086 | 2.7066 | 13.37 | 0.50145 | 0.06447 | 407.3984 | 2.7356 | 13.19 | 0.49523 | 0.06313 | 393.6742 | 3.2137 | 11.18 | 0.42009 | 0.05302 | 389.2998 | 3.4258 | 10.49 | 0.39398 | 0.04936 | 390.9997 | 3.4188 | 11.27 | 0.41426 | 0.0514 | 403.6338 | 3.5108 | 11.02 | 0.4044 | 0.05095 | 408.0212 | 3.7058 | 10.46 | 0.3836 | 0.04823 | 374.164 | 4.8321 | 8.51 | 0.30535 | 0.03689 | 367.2926 | 4.8751 | 8.42 | 0.30224 | 0.03628 | 393.9986 | 5.9973 | 8.65 | 0.33639 | 0.03426 | 403.5317 | 6.1993 | 8.4 | 0.32635 | 0.03348 | 387.8825 | 6.3124 | 8.22 | 0.31971 | 0.03235 | 404.6885 | 6.1913 | 9.26 | 0.35945 | 0.03531 | 425.8097 | 7.0025 | 9 | 0.34445 | 0.03397 | 416.9215 | 7.7707 | 8.12 | 0.31025 | 0.0305 | 408.998 | 8.3709 | 8.17 | 0.30702 | 0.0298 | 424.4225 | 9.3069 | 7.96 | 0.29284 | 0.02751 | 414.363 | 9.4881 | 7.8 | 0.28703 | 0.0275 | 497.3805 | 9.928 | 9.81 | 0.39582 | 0.0324 | 454.6189 | 12.1124 | 8.04 | 0.32339 | 0.02559 | 456.9293 | 12.2925 | 7.94 | 0.31879 | 0.02543 | 480.8224 | 12.6725 | 8.61 | 0.34467 | 0.02694 | 478.5147 | 13.4726 | 8.15 | 0.32489 | 0.02515 | 474.0603 | 14.9931 | 8.05 | 0.31701 | 0.02433 | 467.9975 | 16.0933 | 7.46 | 0.29468 | 0.0221 | 462.0859 | 16.1733 | 7.42 | 0.29299 | 0.02189
446.4286 | 0.0020244 | 228.05 | 9.36 | 10.44 | 546.1768 | 0.0018644 | 623.44 | 25.98 | 20.15 | 497.3475 | 0.0019344 | 809.44 | 30.93 | 21.99 | 497.3475 | 0.0077437 | 202.11 | 7.72 | 5.32 | 449.6628 | 0.0080789 | 229.46 | 8.19 | 5.36 | 498.8597 | 0.017424 | 209.86 | 7.96 | 3.64 | 449.4158 | 0.048771 | 94.85 | 3.69 | 1.4 | 454.1739 | 0.048541 | 106.03 | 4.2 | 1.49 | 416.6667 | 0.073188 | 69.56 | 2.77 | 0.93786 | 428.4796 | 0.099943 | 61.31 | 2.41 | 0.75252 | 433.3333 | 0.099443 | 66.85 | 2.58 | 0.79268 | 437.6368 | 0.12963 | 55.36 | 2.1 | 0.63106 | 470.6159 | 0.12553 | 65.92 | 2.69 | 0.72267 | 500.0278 | 0.12243 | 76.68 | 3.19 | 0.81094 | 526.3712 | 0.15123 | 69.41 | 2.87 | 0.70655 | 500.2001 | 0.18994 | 54.91 | 2.28 | 0.54757 | 523.9592 | 0.18644 | 61.94 | 2.53 | 0.59926 | 500.2046 | 0.18994 | 60.4 | 2.47 | 0.57524 | 500.3127 | 0.27246 | 45.95 | 1.85 | 0.41661 | 481.8027 | 0.34687 | 39.07 | 1.53 | 0.32559 | 500.4111 | 0.37718 | 38.75 | 1.49 | 0.32101 | 483.1585 | 0.38268 | 38.01 | 1.46 | 0.31112 | 469.1605 | 0.52711 | 29.61 | 1.11 | 0.22681 | 457.5481 | 0.58003 | 28.49 | 1.04 | 0.21199 | 459.8821 | 0.57873 | 30.35 | 1.09 | 0.21975 | 472.6423 | 0.66034 | 26.71 | 0.95499 | 0.1919 | 450.4279 | 0.67424 | 27.53 | 0.96333 | 0.18923 | 450.4166 | 0.79917 | 23.23 | 0.81296 | 0.1621 | 455.0108 | 0.79567 | 25.96 | 0.95457 | 0.17279 | 469.2094 | 0.78527 | 29.71 | 1.16 | 0.18888 | 469.2584 | 0.9412 | 24.8 | 0.96381 | 0.15773 | 450.4955 | 0.95791 | 24.25 | 0.94411 | 0.15203 | 490.7349 | 1.0142 | 25.74 | 1.01 | 0.15739 | 481.3153 | 1.1162 | 23.35 | 0.92043 | 0.14135 | 491.6421 | 1.2853 | 22.38 | 0.87913 | 0.13061 | 474.6699 | 1.5203 | 18.85 | 0.741 | 0.10808 | 469.2779 | 1.5283 | 20.43 | 0.79455 | 0.11198 | 476.7202 | 1.6253 | 19.26 | 0.74811 | 0.10607 | 462.0503 | 1.6474 | 18.93 | 0.73644 | 0.10318 | 469.2706 | 1.7514 | 17.84 | 0.69327 | 0.09754 | 464.7837 | 1.7594 | 19.22 | 0.73505 | 0.10087 | 464.7903 | 1.9914 | 17 | 0.64953 | 0.08921 | 486.6383 | 1.9534 | 18.77 | 0.70208 | 0.09656 | 457.7804 | 2.2655 | 17.23 | 0.63213 | 0.08383 | 443.4983 | 2.4295 | 14.94 | 0.56026 | 0.07428 | 463.4436 | 2.3845 | 16.4 | 0.6013 | 0.08008 | 449.1786 | 2.6196 | 13.93 | 0.52111 | 0.06883 | 446.9021 | 2.6256 | 14.88 | 0.54536 | 0.07107 | 436.4982 | 2.6526 | 14.69 | 0.53876 | 0.06961 | 421.7938 | 3.1137 | 12.46 | 0.45727 | 0.0585 | 417.1069 | 3.3177 | 11.69 | 0.4289 | 0.05446 | 417.0664 | 3.3177 | 12.47 | 0.44765 | 0.05635 | 430.5427 | 3.4097 | 12.18 | 0.43682 | 0.05582 | 435.2226 | 3.5998 | 11.56 | 0.41428 | 0.05283 | 420.9345 | 4.576 | 10.22 | 0.39015 | 0.04358 | 413.2042 | 4.615 | 10.12 | 0.38642 | 0.04288 | 433.3985 | 5.7462 | 10.02 | 0.38858 | 0.03913 | 443.8849 | 5.9452 | 9.73 | 0.37667 | 0.0382 | 426.6708 | 6.0483 | 9.53 | 0.36928 | 0.03694 | 441.4784 | 5.9592 | 10.59 | 0.40563 | 0.03983 | 461.2939 | 6.7684 | 10.17 | 0.38231 | 0.0379 | 451.6649 | 7.5076 | 9.17 | 0.34439 | 0.03402 | 440.4593 | 8.1058 | 9.15 | 0.33686 | 0.03296 | 485.0543 | 8.8057 | 9.74 | 0.38648 | 0.03293 | 473.5577 | 8.9719 | 9.55 | 0.37897 | 0.0329 | 552.645 | 9.5488 | 11.47 | 0.46005 | 0.03714 | 505.1321 | 11.6322 | 9.4 | 0.37623 | 0.02933 | 507.6993 | 11.8023 | 9.27 | 0.37087 | 0.02913 | 528.9046 | 12.2323 | 9.91 | 0.3904 | 0.03043 | 526.3662 | 13.0024 | 9.37 | 0.36784 | 0.02837 | 517.1567 | 14.5229 | 9.15 | 0.35273 | 0.02716 | 510.5427 | 15.573 | 8.48 | 0.32807 | 0.02469 | 504.0937 | 15.653 | 8.43 | 0.32625 | 0.02446
496.0317 | 0.0019364 | 268.65 | 11.13 | 12.11 | 595.8292 | 0.0018064 | 711.17 | 28.95 | 22.66 | 530.504 | 0.0018854 | 893.8 | 33.28 | 24.04 | 530.504 | 0.0075486 | 223.18 | 8.31 | 5.81 | 499.6253 | 0.0077297 | 270.26 | 10.07 | 6.22 | 534.4926 | 0.016954 | 233.32 | 8.64 | 4 | 499.3508 | 0.04665 | 111.76 | 4.41 | 1.62 | 499.5912 | 0.04664 | 122.97 | 4.85 | 1.71 | 458.3333 | 0.070146 | 80.82 | 3.2 | 1.08 | 464.1862 | 0.096482 | 69.52 | 2.68 | 0.84425 | 466.6667 | 0.096262 | 75.1 | 2.84 | 0.8816 | 500.1563 | 0.12243 | 68.17 | 2.78 | 0.76308 | 529.4429 | 0.11962 | 79.08 | 3.28 | 0.85263 | 555.5864 | 0.11742 | 90.13 | 3.72 | 0.93863 | 579.0083 | 0.14593 | 80.27 | 3.26 | 0.80556 | 550.2201 | 0.18294 | 63.56 | 2.59 | 0.62521 | 571.5919 | 0.18034 | 70.73 | 2.82 | 0.67562 | 545.6778 | 0.18344 | 69.04 | 2.76 | 0.64933 | 542.0054 | 0.26395 | 51.96 | 2.03 | 0.46575 | 518.8644 | 0.33667 | 43.79 | 1.67 | 0.36103 | 536.1547 | 0.36697 | 43.09 | 1.61 | 0.35341 | 517.6698 | 0.37208 | 42.29 | 1.58 | 0.34276 | 500.4379 | 0.5132 | 32.71 | 1.19 | 0.24828 | 486.1449 | 0.56522 | 31.3 | 1.12 | 0.23103 | 486.9339 | 0.56482 | 33.18 | 1.16 | 0.23831 | 500.4448 | 0.64483 | 29.18 | 1.02 | 0.208 | 500.4755 | 0.64483 | 32.42 | 1.19 | 0.21968 | 500.4629 | 0.76446 | 27.36 | 1 | 0.18817 | 511.8872 | 0.75746 | 31.16 | 1.21 | 0.20405 | 521.3438 | 0.75195 | 34.96 | 1.37 | 0.219 | 521.3982 | 0.90138 | 29.18 | 1.15 | 0.18286 | 500.5506 | 0.91629 | 28.55 | 1.12 | 0.17645 | 539.8084 | 0.9762 | 29.8 | 1.17 | 0.1797 | 529.4469 | 1.0732 | 27.03 | 1.06 | 0.16146 | 536.3368 | 1.2412 | 25.57 | 0.98879 | 0.14738 | 517.8217 | 1.4673 | 21.55 | 0.83393 | 0.12203 | 508.3844 | 1.4783 | 23.11 | 0.88085 | 0.12525 | 516.4468 | 1.5733 | 21.78 | 0.82912 | 0.11859 | 500.5545 | 1.5933 | 21.42 | 0.81661 | 0.11543 | 508.3765 | 1.6953 | 20.18 | 0.76853 | 0.10908 | 500.5363 | 1.7054 | 21.55 | 0.80572 | 0.1119 | 500.5434 | 1.9304 | 19.06 | 0.71193 | 0.09895 | 521.3982 | 1.8994 | 20.86 | 0.7622 | 0.10625 | 488.2991 | 2.2045 | 19.03 | 0.68189 | 0.09175 | 475.1768 | 2.3595 | 16.62 | 0.60898 | 0.08185 | 494.3398 | 2.3215 | 18.11 | 0.64852 | 0.08763 | 481.2628 | 2.5445 | 15.49 | 0.56618 | 0.07578 | 476.6955 | 2.5545 | 16.44 | 0.58832 | 0.07777 | 465.5981 | 2.5795 | 16.23 | 0.58137 | 0.0762 | 449.9134 | 3.0266 | 13.77 | 0.49371 | 0.06407 | 444.9141 | 3.2247 | 12.92 | 0.46311 | 0.05965 | 469.1996 | 3.1517 | 14.96 | 0.57018 | 0.06648 | 484.3605 | 3.2427 | 14.61 | 0.55567 | 0.06579 | 489.6254 | 3.4247 | 13.86 | 0.52673 | 0.06224 | 467.705 | 4.3729 | 12.03 | 0.46625 | 0.05046 | 459.1157 | 4.4069 | 11.91 | 0.46201 | 0.04967 | 472.7983 | 5.5381 | 11.45 | 0.43814 | 0.04412 | 484.2381 | 5.7351 | 11.11 | 0.4244 | 0.04303 | 465.4591 | 5.8282 | 10.89 | 0.41636 | 0.04164 | 478.2682 | 5.7641 | 11.96 | 0.45 | 0.04445 | 496.778 | 6.5673 | 11.38 | 0.41892 | 0.04189 | 486.4084 | 7.2825 | 10.26 | 0.37743 | 0.0376 | 503.3821 | 7.6786 | 11.19 | 0.44411 | 0.03944 | 545.686 | 8.4195 | 11.61 | 0.46869 | 0.03847 | 532.7524 | 8.5737 | 11.39 | 0.45976 | 0.03843 | 607.9095 | 9.2426 | 13.19 | 0.52028 | 0.04195 | 555.6454 | 11.242 | 10.81 | 0.42591 | 0.03312 | 558.4692 | 11.4021 | 10.67 | 0.41984 | 0.03288 | 576.9869 | 11.8722 | 11.25 | 0.43393 | 0.03396 | 574.2176 | 12.6222 | 10.62 | 0.40871 | 0.03163 | 560.2531 | 14.1327 | 10.27 | 0.38705 | 0.03002 | 553.0879 | 15.1428 | 9.53 | 0.36017 | 0.02732 | 546.1015 | 15.2128 | 9.48 | 0.35823 | 0.02707
545.6349 | 0.0018654 | 310.93 | 12.79 | 13.82 | 645.4816 | 0.0017583 | 801.53 | 31.81 | 25.19 | 563.6605 | 0.0018434 | 980.22 | 35.59 | 26.11 | 563.6605 | 0.0073785 | 244.77 | 8.89 | 6.31 | 562.0784 | 0.0073855 | 323.59 | 12.64 | 7.32 | 570.1254 | 0.016543 | 257.38 | 9.31 | 4.37 | 549.2859 | 0.04493 | 129.37 | 5.07 | 1.85 | 545.0086 | 0.04506 | 140.56 | 5.46 | 1.93 | 500 | 0.067625 | 92.53 | 3.61 | 1.22 | 499.8929 | 0.09353 | 78.01 | 2.94 | 0.93759 | 533.3333 | 0.091149 | 92.32 | 3.75 | 1.06 | 562.6758 | 0.11692 | 81.66 | 3.37 | 0.89839 | 588.2699 | 0.11502 | 92.83 | 3.82 | 0.98508 | 611.1451 | 0.11352 | 104.1 | 4.21 | 1.07 | 631.6454 | 0.14153 | 91.49 | 3.63 | 0.90577 | 600.2401 | 0.17713 | 72.52 | 2.89 | 0.70395 | 619.2245 | 0.17523 | 79.81 | 3.1 | 0.75286 | 591.1509 | 0.17814 | 77.97 | 3.04 | 0.72441 | 583.6981 | 0.25675 | 58.16 | 2.22 | 0.51552 | 555.9262 | 0.32786 | 48.65 | 1.81 | 0.39692 | 571.8983 | 0.35807 | 47.54 | 1.73 | 0.38618 | 552.1811 | 0.36287 | 46.68 | 1.7 | 0.37479 | 531.7153 | 0.5011 | 35.89 | 1.28 | 0.27 | 514.7416 | 0.55221 | 34.19 | 1.19 | 0.25032 | 541.0377 | 0.54151 | 39.01 | 1.42 | 0.27606 | 556.0498 | 0.61872 | 34.29 | 1.25 | 0.24072 | 563.0349 | 0.61582 | 38.83 | 1.49 | 0.2586 | 563.0208 | 0.73014 | 32.76 | 1.26 | 0.22151 | 568.7635 | 0.72734 | 36.59 | 1.43 | 0.23597 | 573.4782 | 0.72514 | 40.42 | 1.58 | 0.24968 | 573.538 | 0.86927 | 33.74 | 1.32 | 0.20846 | 550.6057 | 0.88258 | 33.04 | 1.29 | 0.20138 | 588.8819 | 0.94518 | 34 | 1.31 | 0.20236 | 577.5784 | 1.0392 | 30.85 | 1.19 | 0.18189 | 581.0316 | 1.2042 | 28.87 | 1.09 | 0.1644 | 560.9735 | 1.4233 | 24.34 | 0.92296 | 0.1362 | 547.4909 | 1.4363 | 25.88 | 0.96423 | 0.13872 | 556.1735 | 1.5283 | 24.38 | 0.90735 | 0.13129 | 539.0586 | 1.5473 | 23.99 | 0.89411 | 0.12787 | 547.4824 | 1.6463 | 22.59 | 0.84124 | 0.1208 | 536.2889 | 1.6593 | 23.95 | 0.8744 | 0.12308 | 536.2966 | 1.8794 | 21.17 | 0.77258 | 0.10882 | 556.1581 | 1.8534 | 23.01 | 0.82081 | 0.11606 | 549.3365 | 2.1044 | 22.78 | 0.86375 | 0.1079 | 506.8552 | 2.2975 | 18.36 | 0.65659 | 0.08952 | 556.1323 | 2.2164 | 21.67 | 0.82104 | 0.10299 | 513.347 | 2.4795 | 17.1 | 0.61019 | 0.08283 | 536.2825 | 2.4375 | 19.67 | 0.74538 | 0.09142 | 523.7979 | 2.4595 | 19.44 | 0.73726 | 0.08965 | 506.1526 | 2.8816 | 16.5 | 0.62713 | 0.07547 | 500.5283 | 3.0696 | 15.49 | 0.58845 | 0.07026 | 521.3329 | 3.0206 | 17.58 | 0.67979 | 0.07687 | 538.1784 | 3.1106 | 17.15 | 0.66188 | 0.07599 | 544.0282 | 3.2856 | 16.26 | 0.62718 | 0.07187 | 514.4755 | 4.2068 | 13.91 | 0.53692 | 0.0575 | 505.0273 | 4.2378 | 13.77 | 0.53224 | 0.05663 | 512.1982 | 5.363 | 12.93 | 0.48566 | 0.04919 | 524.5912 | 5.5581 | 12.54 | 0.47013 | 0.04794 | 504.2473 | 5.6441 | 12.29 | 0.46152 | 0.04642 | 515.0581 | 5.5981 | 13.38 | 0.49286 | 0.04913 | 567.7463 | 6.2462 | 13.9 | 0.55007 | 0.05003 | 555.8953 | 6.9223 | 12.54 | 0.49584 | 0.0449 | 566.3049 | 7.3494 | 13.34 | 0.53815 | 0.04606 | 606.3178 | 8.1154 | 13.56 | 0.544 | 0.04409 | 591.9472 | 8.2595 | 13.31 | 0.53383 | 0.04406 | 663.174 | 8.9925 | 14.96 | 0.5774 | 0.04679 | 606.1586 | 10.9219 | 12.27 | 0.47314 | 0.03695 | 609.2391 | 11.0719 | 12.1 | 0.4664 | 0.03668 | 625.0691 | 11.572 | 12.62 | 0.47565 | 0.03752 | 622.0691 | 12.3021 | 11.92 | 0.44788 | 0.03491 | 603.3495 | 13.7925 | 11.43 | 0.42017 | 0.03289 | 595.6332 | 14.7726 | 10.61 | 0.39116 | 0.02996 | 588.1093 | 14.8326 | 10.55 | 0.38913 | 0.02969
595.2381 | 0.0018073 | 354.71 | 14.37 | 15.55 | 695.1341 | 0.0017173 | 894.2 | 34.57 | 27.74 | 596.817 | 0.0018054 | 1070 | 37.85 | 28.2 | 596.817 | 0.0072284 | 266.83 | 9.45 | 6.82 | 624.5316 | 0.0071164 | 379.17 | 14.94 | 8.43 | 641.3911 | 0.015883 | 307.12 | 11.7 | 5.12 | 599.221 | 0.043519 | 147.61 | 5.7 | 2.09 | 590.426 | 0.043749 | 158.72 | 6.04 | 2.15 | 541.6667 | 0.065524 | 104.64 | 4 | 1.36 | 571.3061 | 0.088808 | 95.71 | 3.87 | 1.13 | 600 | 0.087247 | 110.41 | 4.54 | 1.25 | 625.1954 | 0.11262 | 95.71 | 3.92 | 1.04 | 647.0969 | 0.11132 | 107.08 | 4.32 | 1.12 | 666.7037 | 0.11022 | 118.52 | 4.69 | 1.2 | 684.2826 | 0.13782 | 103.04 | 3.98 | 1.01 | 650.2601 | 0.17233 | 81.75 | 3.17 | 0.78347 | 666.8572 | 0.17093 | 89.13 | 3.37 | 0.83073 | 636.6241 | 0.17363 | 87.14 | 3.31 | 0.80021 | 625.3909 | 0.25065 | 64.52 | 2.39 | 0.56575 | 592.9879 | 0.32026 | 53.63 | 1.94 | 0.43316 | 607.642 | 0.35037 | 52.09 | 1.85 | 0.41924 | 586.6924 | 0.35477 | 51.18 | 1.82 | 0.40714 | 562.9926 | 0.49039 | 39.14 | 1.36 | 0.29193 | 571.9351 | 0.5303 | 40.15 | 1.46 | 0.28948 | 608.6674 | 0.5186 | 46.62 | 1.79 | 0.32413 | 625.556 | 0.59311 | 40.95 | 1.57 | 0.28233 | 625.5943 | 0.59301 | 45.5 | 1.77 | 0.29819 | 625.5787 | 0.70313 | 38.39 | 1.49 | 0.2554 | 625.6399 | 0.70313 | 42.23 | 1.64 | 0.26837 | 625.6126 | 0.70313 | 46.07 | 1.77 | 0.28077 | 625.6778 | 0.84296 | 38.45 | 1.48 | 0.23439 | 600.6607 | 0.85496 | 37.68 | 1.45 | 0.22667 | 637.9554 | 0.91927 | 38.32 | 1.45 | 0.22526 | 625.7099 | 1.0102 | 34.79 | 1.31 | 0.20256 | 625.7263 | 1.1732 | 32.26 | 1.19 | 0.18159 | 604.1253 | 1.3853 | 27.21 | 1.01 | 0.15054 | 586.5974 | 1.4003 | 28.73 | 1.05 | 0.15234 | 595.9002 | 1.4913 | 27.05 | 0.98318 | 0.14412 | 577.5628 | 1.5073 | 26.63 | 0.96928 | 0.14046 | 586.5882 | 1.6053 | 25.07 | 0.91175 | 0.13265 | 572.0415 | 1.6203 | 26.41 | 0.94132 | 0.13439 | 572.0497 | 1.8344 | 23.35 | 0.83167 | 0.11881 | 625.6778 | 1.7773 | 27.46 | 1.03 | 0.13594 | 610.3739 | 2.0264 | 26.69 | 1.03 | 0.12433 | 570.2121 | 2.1964 | 21.95 | 0.83042 | 0.10514 | 617.9248 | 2.1344 | 25.38 | 0.97455 | 0.11863 | 577.5154 | 2.3714 | 20.42 | 0.77082 | 0.09716 | 595.8694 | 2.3454 | 23.05 | 0.88527 | 0.10533 | 581.9976 | 2.3654 | 22.78 | 0.87621 | 0.10335 | 562.3917 | 2.7675 | 19.36 | 0.74621 | 0.0871 | 556.1426 | 2.9466 | 18.17 | 0.70034 | 0.0811 | 573.4662 | 2.9135 | 20.29 | 0.78122 | 0.08745 | 591.9962 | 3.0036 | 19.79 | 0.76007 | 0.08637 | 598.431 | 3.1746 | 18.76 | 0.72 | 0.08165 | 561.246 | 4.0708 | 15.86 | 0.60369 | 0.06466 | 550.9389 | 4.0988 | 15.71 | 0.59864 | 0.0637 | 551.5981 | 5.215 | 14.45 | 0.5315 | 0.05433 | 564.9444 | 5.408 | 14.01 | 0.51419 | 0.0529 | 543.0356 | 5.487 | 13.74 | 0.50508 | 0.05127 | 588.6378 | 5.3309 | 16.34 | 0.64623 | 0.05866 | 638.7146 | 6 | 16.54 | 0.66457 | 0.0583 | 625.3822 | 6.6462 | 14.91 | 0.5993 | 0.05232 | 629.2276 | 7.0913 | 15.57 | 0.62419 | 0.05278 | 666.9496 | 7.8713 | 15.58 | 0.61442 | 0.04977 | 651.1419 | 8.0074 | 15.29 | 0.60313 | 0.04974 | 718.4384 | 8.7844 | 16.77 | 0.63195 | 0.05166 | 656.6718 | 10.6517 | 13.76 | 0.51834 | 0.0408 | 660.009 | 10.8018 | 13.58 | 0.51098 | 0.0405 | 673.1514 | 11.3119 | 14.03 | 0.51581 | 0.04109 | 669.9206 | 12.0319 | 13.25 | 0.48558 | 0.0382 | 646.4458 | 13.5023 | 12.61 | 0.45223 | 0.03578 | 638.1784 | 14.4625 | 11.71 | 0.42118 | 0.03262 | 630.1171 | 14.5125 | 11.65 | 0.41906 | 0.03233
644.8413 | 0.0017583 | 399.8 | 15.88 | 17.29 | 744.7865 | 0.0016833 | 988.91 | 37.24 | 30.29 | 663.13 | 0.0017433 | 1250 | 45.98 | 32.4 | 663.13 | 0.0069773 | 312.21 | 11.48 | 7.84 | 686.9848 | 0.0069003 | 436.68 | 17.06 | 9.55 | 712.6568 | 0.015363 | 358.73 | 13.82 | 5.87 | 649.1561 | 0.042348 | 166.39 | 6.3 | 2.32 | 635.8434 | 0.042638 | 177.39 | 6.6 | 2.37 | 583.3333 | 0.063733 | 117.12 | 4.38 | 1.51 | 642.7194 | 0.085216 | 114.25 | 4.68 | 1.32 | 666.6667 | 0.084206 | 129.22 | 5.27 | 1.44 | 687.7149 | 0.10912 | 110.26 | 4.43 | 1.17 | 705.9239 | 0.10832 | 121.78 | 4.8 | 1.25 | 722.2623 | 0.10752 | 133.34 | 5.14 | 1.33 | 736.9197 | 0.13482 | 114.88 | 4.33 | 1.11 | 700.2801 | 0.16833 | 91.22 | 3.44 | 0.86347 | 714.4899 | 0.16733 | 98.66 | 3.64 | 0.90897 | 682.0972 | 0.16973 | 96.53 | 3.57 | 0.8765 | 667.0836 | 0.24534 | 71.02 | 2.57 | 0.61631 | 630.0497 | 0.31366 | 58.72 | 2.07 | 0.46967 | 643.3856 | 0.34366 | 56.74 | 1.96 | 0.45252 | 621.2038 | 0.34776 | 55.77 | 1.93 | 0.43974 | 625.5474 | 0.47248 | 45.85 | 1.66 | 0.3363 | 643.427 | 0.50889 | 47.92 | 1.83 | 0.3392 | 676.2971 | 0.50069 | 54.53 | 2.11 | 0.37281 | 695.0623 | 0.5731 | 47.87 | 1.85 | 0.32442 | 688.1537 | 0.5749 | 52.41 | 2.02 | 0.33818 | 688.1365 | 0.68162 | 44.21 | 1.7 | 0.28964 | 682.5162 | 0.68342 | 48.05 | 1.83 | 0.30107 | 677.747 | 0.68492 | 51.88 | 1.95 | 0.31211 | 677.8176 | 0.82105 | 43.3 | 1.63 | 0.26054 | 650.7158 | 0.83195 | 42.46 | 1.6 | 0.25222 | 687.0289 | 0.89756 | 42.76 | 1.58 | 0.24832 | 673.8415 | 0.98577 | 38.83 | 1.43 | 0.2234 | 670.421 | 1.1472 | 35.74 | 1.29 | 0.1989 | 647.2771 | 1.3532 | 30.15 | 1.09 | 0.16499 | 625.7039 | 1.3693 | 31.64 | 1.12 | 0.16608 | 635.6269 | 1.4583 | 29.79 | 1.06 | 0.15707 | 616.067 | 1.4733 | 29.34 | 1.04 | 0.15317 | 625.6941 | 1.5693 | 27.61 | 0.98029 | 0.1446 | 643.5467 | 1.5553 | 31.49 | 1.18 | 0.15731 | 643.5559 | 1.7603 | 27.84 | 1.05 | 0.13903 | 695.1976 | 1.7173 | 32.08 | 1.22 | 0.15605 | 671.4113 | 1.9633 | 30.73 | 1.17 | 0.14094 | 633.569 | 2.1174 | 25.69 | 0.98496 | 0.12101 | 679.7172 | 2.0694 | 29.22 | 1.12 | 0.13443 | 641.6838 | 2.2874 | 23.89 | 0.91354 | 0.11169 | 655.4564 | 2.2724 | 26.54 | 1.01 | 0.1194 | 640.1974 | 2.2894 | 26.25 | 1 | 0.11723 | 618.6309 | 2.6755 | 22.32 | 0.85612 | 0.09891 | 611.7569 | 2.8485 | 20.95 | 0.80366 | 0.0921 | 625.5995 | 2.8265 | 23.11 | 0.87673 | 0.09815 | 645.814 | 2.9165 | 22.51 | 0.85242 | 0.09686 | 652.8338 | 3.0825 | 21.34 | 0.80728 | 0.09153 | 608.0165 | 3.9567 | 17.87 | 0.66739 | 0.0719 | 596.8505 | 3.9827 | 17.71 | 0.66202 | 0.07086 | 630.3978 | 4.9769 | 17.62 | 0.69524 | 0.06476 | 645.6507 | 5.1689 | 17.07 | 0.67146 | 0.06297 | 620.6121 | 5.2359 | 16.75 | 0.66072 | 0.0611 | 662.2175 | 5.1279 | 19.42 | 0.77993 | 0.06832 | 709.6829 | 5.8089 | 19.27 | 0.76888 | 0.06664 | 694.8691 | 6.4311 | 17.38 | 0.6936 | 0.05981 | 692.1504 | 6.8842 | 17.88 | 0.70454 | 0.05954 | 727.5814 | 7.6732 | 17.66 | 0.68101 | 0.05548 | 710.3366 | 7.8013 | 17.34 | 0.66872 | 0.05545 | 773.7029 | 8.6103 | 18.63 | 0.68429 | 0.05652 | 707.185 | 10.4216 | 15.29 | 0.56181 | 0.04467 | 710.779 | 10.5717 | 15.09 | 0.55384 | 0.04433 | 721.2336 | 11.0918 | 15.47 | 0.5546 | 0.04467 | 717.772 | 11.8018 | 14.6 | 0.52199 | 0.0415 | 689.5422 | 13.2622 | 13.82 | 0.48334 | 0.03868 | 680.7236 | 14.1923 | 12.84 | 0.45031 | 0.03528 | 672.1249 | 14.2423 | 12.77 | 0.44812 | 0.03498
694.4444 | 0.0017183 | 446.04 | 17.34 | 19.04 | 794.4389 | 0.0016533 | 1090 | 39.84 | 32.85 | 746.0212 | 0.0016823 | 1490 | 57.03 | 37.69 | 746.0212 | 0.0067341 | 370.99 | 14.25 | 9.12 | 749.4379 | 0.0067252 | 495.83 | 19.06 | 10.67 | 783.9225 | 0.014953 | 411.91 | 15.76 | 6.62 | 699.0912 | 0.041368 | 185.66 | 6.87 | 2.56 | 726.6782 | 0.040887 | 216.02 | 8.58 | 2.82 | 666.6667 | 0.060901 | 143.01 | 5.72 | 1.8 | 714.1327 | 0.082425 | 133.5 | 5.42 | 1.52 | 733.3333 | 0.081774 | 148.66 | 5.95 | 1.63 | 750.2344 | 0.10632 | 125.23 | 4.92 | 1.31 | 764.7509 | 0.10582 | 136.85 | 5.25 | 1.39 | 777.821 | 0.10532 | 148.49 | 5.57 | 1.46 | 789.5568 | 0.13222 | 126.96 | 4.65 | 1.21 | 750.3001 | 0.16493 | 100.9 | 3.71 | 0.94375 | 762.1225 | 0.16423 | 108.39 | 3.89 | 0.98741 | 727.5704 | 0.16643 | 106.13 | 3.82 | 0.95309 | 708.7763 | 0.24074 | 77.66 | 2.73 | 0.66709 | 667.1114 | 0.30785 | 63.91 | 2.2 | 0.50638 | 714.8729 | 0.33236 | 66.29 | 2.38 | 0.51953 | 690.2264 | 0.33596 | 65.21 | 2.35 | 0.50546 | 703.7408 | 0.45507 | 54.54 | 2.06 | 0.39234 | 714.9189 | 0.49218 | 55.97 | 2.16 | 0.38942 | 743.9269 | 0.48648 | 62.71 | 2.41 | 0.42182 | 764.5685 | 0.55719 | 55 | 2.11 | 0.36675 | 750.7132 | 0.56009 | 59.51 | 2.26 | 0.37839 | 750.6944 | 0.66421 | 50.21 | 1.9 | 0.32407 | 739.3926 | 0.66711 | 54.02 | 2.02 | 0.33394 | 729.8813 | 0.66961 | 57.84 | 2.13 | 0.34362 | 729.9575 | 0.80274 | 48.27 | 1.77 | 0.28682 | 700.7708 | 0.81254 | 47.37 | 1.74 | 0.27793 | 736.1024 | 0.87905 | 47.3 | 1.7 | 0.27149 | 721.973 | 0.96506 | 42.96 | 1.55 | 0.24433 | 715.1158 | 1.1242 | 39.29 | 1.39 | 0.2163 | 690.4289 | 1.3262 | 33.16 | 1.17 | 0.17953 | 703.9169 | 1.3182 | 37.64 | 1.41 | 0.19381 | 715.0802 | 1.4042 | 35.43 | 1.32 | 0.18317 | 693.0754 | 1.4182 | 34.92 | 1.31 | 0.17882 | 703.9059 | 1.5113 | 32.85 | 1.23 | 0.16872 | 715.0518 | 1.5043 | 36.77 | 1.4 | 0.18045 | 715.0621 | 1.7033 | 32.49 | 1.24 | 0.15945 | 764.7173 | 1.6703 | 36.84 | 1.4 | 0.17627 | 732.4487 | 1.9123 | 34.89 | 1.31 | 0.15766 | 696.9259 | 2.0533 | 29.56 | 1.13 | 0.13703 | 741.5097 | 2.0163 | 33.17 | 1.25 | 0.15032 | 705.8522 | 2.2204 | 27.47 | 1.04 | 0.12635 | 715.0433 | 2.2124 | 30.14 | 1.13 | 0.13356 | 698.3972 | 2.2274 | 29.82 | 1.12 | 0.13122 | 674.8701 | 2.6004 | 25.38 | 0.95936 | 0.11083 | 667.3711 | 2.7675 | 23.82 | 0.90074 | 0.10321 | 677.7328 | 2.7545 | 26 | 0.96756 | 0.10895 | 699.6319 | 2.8435 | 25.31 | 0.94017 | 0.10742 | 707.2367 | 3.0065 | 23.99 | 0.89017 | 0.10148 | 654.787 | 3.8607 | 19.93 | 0.72854 | 0.0792 | 642.762 | 3.8837 | 19.76 | 0.7229 | 0.07808 | 709.1975 | 4.7968 | 20.92 | 0.83766 | 0.07531 | 726.3571 | 4.9878 | 20.24 | 0.8081 | 0.07312 | 698.1886 | 5.0458 | 19.89 | 0.79615 | 0.07105 | 735.7973 | 4.9698 | 22.62 | 0.90156 | 0.07805 | 780.6512 | 5.6569 | 22.08 | 0.86589 | 0.07501 | 764.356 | 6.26 | 19.92 | 0.78137 | 0.06734 | 755.0731 | 6.7161 | 20.26 | 0.78044 | 0.06633 | 788.2132 | 7.5091 | 19.78 | 0.74446 | 0.06119 | 769.5313 | 7.6312 | 19.43 | 0.73124 | 0.06117 | 828.9674 | 8.4642 | 20.52 | 0.73467 | 0.06138 | 757.6982 | 10.2315 | 16.86 | 0.60374 | 0.04854 | 761.5489 | 10.3716 | 16.63 | 0.59519 | 0.04816 | 769.3158 | 10.9117 | 16.94 | 0.59214 | 0.04825 | 765.6235 | 11.6017 | 15.98 | 0.55723 | 0.0448 | 732.6386 | 13.0421 | 15.04 | 0.51356 | 0.04157 | 723.2688 | 13.9522 | 13.99 | 0.47864 | 0.03795 | 714.1327 | 14.0022 | 13.91 | 0.47638 | 0.03763
793.6508 | 0.0016543 | 541.45 | 22.25 | 22.56 | 844.0914 | 0.0016283 | 1180 | 42.36 | 35.4 | 828.9125 | 0.0016353 | 1730 | 66.84 | 42.97 | 828.9125 | 0.006547 | 431.67 | 16.7 | 10.41 | 811.8911 | 0.0065821 | 556.39 | 20.95 | 11.8 | 855.1881 | 0.014632 | 466.42 | 17.57 | 7.38 | 798.9614 | 0.039817 | 225.4 | 8.89 | 3.03 | 817.5129 | 0.039577 | 256.11 | 10.3 | 3.28 | 750 | 0.05877 | 169.97 | 6.88 | 2.09 | 785.546 | 0.080203 | 153.34 | 6.11 | 1.71 | 800 | 0.079813 | 168.63 | 6.59 | 1.82 | 812.754 | 0.10412 | 140.56 | 5.38 | 1.45 | 823.5779 | 0.10372 | 152.24 | 5.69 | 1.53 | 833.3796 | 0.10342 | 163.95 | 5.99 | 1.59 | 842.1939 | 0.13002 | 139.27 | 4.97 | 1.31 | 800.3201 | 0.16203 | 110.77 | 3.97 | 1.02 | 809.7552 | 0.16153 | 118.29 | 4.14 | 1.07 | 773.0435 | 0.16363 | 115.91 | 4.06 | 1.03 | 750.469 | 0.23674 | 84.42 | 2.9 | 0.718 | 741.2349 | 0.29815 | 74.56 | 2.67 | 0.58016 | 804.232 | 0.32145 | 78.62 | 2.96 | 0.60365 | 776.5047 | 0.32455 | 77.42 | 2.92 | 0.58811 | 781.9342 | 0.44157 | 63.54 | 2.43 | 0.44865 | 786.4108 | 0.47898 | 64.28 | 2.46 | 0.43985 | 811.5566 | 0.47497 | 71.09 | 2.68 | 0.47094 | 834.0747 | 0.54438 | 62.33 | 2.35 | 0.40911 | 813.2726 | 0.54798 | 66.79 | 2.48 | 0.41866 | 813.2523 | 0.6498 | 56.35 | 2.09 | 0.35856 | 796.2689 | 0.6534 | 60.13 | 2.2 | 0.36687 | 782.0157 | 0.65661 | 63.92 | 2.29 | 0.3752 | 782.0973 | 0.78713 | 53.34 | 1.91 | 0.31316 | 750.8259 | 0.79613 | 52.38 | 1.88 | 0.30374 | 785.1759 | 0.86324 | 51.93 | 1.82 | 0.2947 | 770.1045 | 0.94735 | 47.18 | 1.66 | 0.26532 | 804.5052 | 1.0882 | 46.58 | 1.73 | 0.25121 | 776.7325 | 1.2812 | 39.35 | 1.46 | 0.20875 | 782.1299 | 1.2782 | 43.86 | 1.66 | 0.22169 | 794.5336 | 1.3632 | 41.25 | 1.56 | 0.20939 | 770.0838 | 1.3752 | 40.69 | 1.54 | 0.20463 | 782.1177 | 1.4662 | 38.27 | 1.45 | 0.19296 | 786.557 | 1.4642 | 42.2 | 1.6 | 0.20368 | 786.5683 | 1.6573 | 37.29 | 1.41 | 0.17995 | 834.2371 | 1.6322 | 41.72 | 1.56 | 0.1965 | 793.4861 | 1.8703 | 39.16 | 1.45 | 0.17441 | 760.2828 | 2.0013 | 33.54 | 1.26 | 0.15313 | 803.3022 | 1.9723 | 37.21 | 1.37 | 0.16624 | 770.0205 | 2.1663 | 31.14 | 1.17 | 0.14107 | 774.6303 | 2.1623 | 33.83 | 1.25 | 0.14777 | 756.5969 | 2.1763 | 33.48 | 1.24 | 0.14526 | 731.1093 | 2.5384 | 28.52 | 1.06 | 0.12282 | 722.9854 | 2.7004 | 26.77 | 0.99288 | 0.11439 | 729.8661 | 2.6934 | 28.96 | 1.05 | 0.11979 | 753.4497 | 2.7824 | 28.18 | 1.02 | 0.11802 | 761.6395 | 2.9435 | 26.7 | 0.96942 | 0.11146 | 748.328 | 3.7086 | 24.19 | 0.94595 | 0.0939 | 734.5852 | 3.7286 | 24 | 0.93944 | 0.09264 | 787.9972 | 4.6577 | 24.34 | 0.9669 | 0.0859 | 807.0634 | 4.8487 | 23.52 | 0.93196 | 0.0833 | 775.7651 | 4.8987 | 23.14 | 0.91908 | 0.08104 | 809.377 | 4.8447 | 25.91 | 1.01 | 0.08779 | 851.6195 | 5.5348 | 24.97 | 0.95719 | 0.08337 | 833.8429 | 6.1219 | 22.53 | 0.86402 | 0.07486 | 817.9959 | 6.578 | 22.68 | 0.85267 | 0.07312 | 848.845 | 7.373 | 21.95 | 0.80518 | 0.06689 | 828.726 | 7.4901 | 21.56 | 0.79113 | 0.06689 | 884.2319 | 8.3392 | 22.44 | 0.7833 | 0.06622 | 808.2114 | 10.0614 | 18.45 | 0.64429 | 0.0524 | 812.3188 | 10.2115 | 18.19 | 0.63519 | 0.05199 | 817.3981 | 10.7516 | 18.43 | 0.62855 | 0.05182 | 813.475 | 11.4416 | 17.38 | 0.5914 | 0.04809 | 775.735 | 12.852 | 16.29 | 0.54298 | 0.04446 | 765.8141 | 13.7521 | 15.15 | 0.50621 | 0.04062 | 756.1405 | 13.7921 | 15.08 | 0.5039 | 0.04028
892.8571 | 0.0016062 | 640.11 | 26.53 | 26.06 | 893.7438 | 0.0016062 | 1280 | 44.82 | 37.94 | 911.8037 | 0.0015993 | 1980 | 75.81 | 48.24 | 911.8037 | 0.0064009 | 493.9 | 18.94 | 11.68 | 874.3442 | 0.006463 | 618.18 | 22.75 | 12.92 | 926.4538 | 0.014362 | 522.04 | 19.28 | 8.13 | 898.8315 | 0.038676 | 266.49 | 10.64 | 3.5 | 908.3477 | 0.038586 | 297.38 | 11.85 | 3.73 | 833.3333 | 0.057129 | 197.8 | 7.94 | 2.39 | 856.9592 | 0.078422 | 173.67 | 6.76 | 1.91 | 866.6667 | 0.078212 | 189.04 | 7.2 | 2.01 | 875.2735 | 0.10212 | 156.2 | 5.82 | 1.59 | 882.4048 | 0.10192 | 167.93 | 6.11 | 1.66 | 888.9383 | 0.10182 | 179.67 | 6.39 | 1.73 | 894.831 | 0.12812 | 151.76 | 5.28 | 1.41 | 850.3401 | 0.15952 | 120.8 | 4.21 | 1.1 | 857.3878 | 0.15922 | 128.35 | 4.38 | 1.14 | 818.5167 | 0.16113 | 125.84 | 4.3 | 1.11 | 833.8545 | 0.23004 | 98.24 | 3.5 | 0.81992 | 833.8893 | 0.28884 | 88.3 | 3.3 | 0.67255 | 893.5912 | 0.31315 | 91.33 | 3.46 | 0.68764 | 862.783 | 0.31585 | 90.02 | 3.42 | 0.67079 | 860.1276 | 0.43096 | 72.78 | 2.76 | 0.50492 | 857.9027 | 0.46837 | 72.79 | 2.74 | 0.49026 | 879.1863 | 0.46557 | 79.67 | 2.95 | 0.51998 | 903.581 | 0.53397 | 69.8 | 2.58 | 0.45138 | 875.832 | 0.53788 | 74.22 | 2.7 | 0.45888 | 875.8101 | 0.63789 | 62.61 | 2.27 | 0.39299 | 853.1453 | 0.6419 | 66.36 | 2.37 | 0.39979 | 834.1501 | 0.6456 | 70.11 | 2.46 | 0.40677 | 834.2371 | 0.77392 | 58.51 | 2.05 | 0.33951 | 800.881 | 0.78212 | 57.49 | 2.02 | 0.32957 | 883.3229 | 0.83782 | 61.42 | 2.27 | 0.34108 | 866.3676 | 0.91884 | 55.82 | 2.06 | 0.30729 | 893.8947 | 1.0602 | 54.09 | 2.03 | 0.28608 | 863.0362 | 1.2472 | 45.73 | 1.72 | 0.23798 | 860.3429 | 1.2472 | 50.24 | 1.89 | 0.24958 | 873.987 | 1.3312 | 47.24 | 1.78 | 0.23559 | 847.0922 | 1.3412 | 46.63 | 1.76 | 0.23046 | 860.3294 | 1.4302 | 43.84 | 1.65 | 0.21721 | 858.0622 | 1.4312 | 47.77 | 1.78 | 0.22691 | 858.0745 | 1.6212 | 42.21 | 1.57 | 0.20045 | 903.7568 | 1.6012 | 46.71 | 1.71 | 0.21669 | 854.5235 | 1.8353 | 43.51 | 1.57 | 0.19116 | 823.6397 | 1.9593 | 37.61 | 1.39 | 0.16924 | 865.0947 | 1.9353 | 41.34 | 1.49 | 0.18214 | 834.1889 | 2.1213 | 34.91 | 1.28 | 0.15578 | 834.2172 | 2.1213 | 37.59 | 1.36 | 0.16197 | 814.7967 | 2.1333 | 37.23 | 1.35 | 0.15931 | 787.3484 | 2.4864 | 31.73 | 1.15 | 0.13483 | 778.5996 | 2.6454 | 29.79 | 1.08 | 0.12559 | 834.1327 | 2.5984 | 35.06 | 1.36 | 0.14152 | 861.0854 | 2.6874 | 34.08 | 1.32 | 0.13923 | 870.4451 | 2.8444 | 32.28 | 1.25 | 0.13142 | 841.8689 | 3.5955 | 28.61 | 1.13 | 0.10863 | 826.4083 | 3.6125 | 28.39 | 1.13 | 0.10724 | 866.7969 | 4.5486 | 27.84 | 1.09 | 0.09648 | 887.7698 | 4.7386 | 26.89 | 1.05 | 0.09345 | 853.3416 | 4.7827 | 26.47 | 1.03 | 0.09102 | 882.9567 | 4.7447 | 29.27 | 1.12 | 0.0975 | 922.5878 | 5.4347 | 27.91 | 1.04 | 0.09169 | 903.3298 | 6.0088 | 25.19 | 0.94244 | 0.08235 | 880.9187 | 6.4629 | 25.16 | 0.92175 | 0.07989 | 909.4767 | 7.259 | 24.16 | 0.86352 | 0.07256 | 887.9207 | 7.371 | 23.73 | 0.84869 | 0.07258 | 939.4964 | 8.2331 | 24.38 | 0.83034 | 0.07104 | 858.7246 | 9.9234 | 20.06 | 0.68357 | 0.05625 | 863.0887 | 10.0614 | 19.79 | 0.67393 | 0.0558 | 865.4803 | 10.6115 | 19.94 | 0.66391 | 0.05538 | 861.3264 | 11.2915 | 18.8 | 0.62459 | 0.05137 | 861.9278 | 12.5418 | 18.83 | 0.65115 | 0.05022 | 850.9045 | 13.4119 | 17.53 | 0.60765 | 0.04593 | 840.1561 | 13.4519 | 17.44 | 0.60516 | 0.04557
992.0635 | 0.0015712 | 741.36 | 30.42 | 29.54 | 993.0487 | 0.0015702 | 1490 | 53.52 | 42.98 | 994.695 | 0.0015702 | 2230 | 84.17 | 53.46 | 994.695 | 0.0062849 | 557.42 | 21.03 | 12.95 | 936.7974 | 0.0063629 | 681.02 | 24.48 | 14.03 | 997.7195 | 0.014142 | 578.62 | 20.91 | 8.87 | 998.7017 | 0.037805 | 308.67 | 12.21 | 3.97 | 999.1825 | 0.037806 | 339.61 | 13.29 | 4.18 | 916.6667 | 0.055839 | 226.36 | 8.92 | 2.69 | 928.3725 | 0.076971 | 194.43 | 7.37 | 2.1 | 933.3333 | 0.076881 | 209.84 | 7.79 | 2.2 | 937.7931 | 0.10061 | 172.11 | 6.24 | 1.73 | 941.2318 | 0.10051 | 183.86 | 6.52 | 1.8 | 944.4969 | 0.10041 | 195.62 | 6.78 | 1.86 | 947.4682 | 0.12642 | 164.44 | 5.58 | 1.51 | 900.3601 | 0.15742 | 130.98 | 4.46 | 1.18 | 952.6531 | 0.15542 | 148.86 | 5.26 | 1.3 | 909.463 | 0.15702 | 146.13 | 5.18 | 1.26 | 938.0863 | 0.22373 | 116.02 | 4.31 | 0.94682 | 926.5436 | 0.28184 | 102.43 | 3.86 | 0.76457 | 982.9503 | 0.30674 | 104.34 | 3.92 | 0.7711 | 949.0613 | 0.30894 | 102.93 | 3.88 | 0.75308 | 938.321 | 0.42246 | 82.23 | 3.07 | 0.56094 | 929.3946 | 0.45967 | 81.49 | 3 | 0.54049 | 946.816 | 0.45786 | 88.4 | 3.2 | 0.56881 | 973.0872 | 0.52537 | 77.42 | 2.79 | 0.49342 | 938.3915 | 0.52947 | 81.78 | 2.9 | 0.49895 | 938.368 | 0.62789 | 68.98 | 2.45 | 0.4273 | 910.0216 | 0.63219 | 72.69 | 2.53 | 0.43261 | 938.4189 | 0.62789 | 82.78 | 3.04 | 0.46972 | 938.5167 | 0.75271 | 69.07 | 2.54 | 0.39202 | 900.9911 | 0.75961 | 67.95 | 2.5 | 0.38117 | 981.4698 | 0.81861 | 71.15 | 2.65 | 0.38718 | 962.6307 | 0.89722 | 64.71 | 2.42 | 0.34906 | 983.2842 | 1.0381 | 61.78 | 2.3 | 0.32074 | 949.3398 | 1.2202 | 52.28 | 1.95 | 0.26708 | 938.5559 | 1.2232 | 56.77 | 2.11 | 0.27735 | 953.4403 | 1.3052 | 53.36 | 1.98 | 0.26167 | 924.1005 | 1.3142 | 52.71 | 1.96 | 0.25621 | 938.5412 | 1.4022 | 49.53 | 1.84 | 0.24137 | 929.5674 | 1.4052 | 53.46 | 1.96 | 0.25006 | 929.5807 | 1.5912 | 47.24 | 1.73 | 0.22088 | 973.2766 | 1.5762 | 51.79 | 1.86 | 0.23677 | 976.5983 | 1.7802 | 52.44 | 2.02 | 0.22448 | 886.9966 | 1.9243 | 41.76 | 1.51 | 0.18532 | 988.6796 | 1.8793 | 49.8 | 1.91 | 0.21376 | 898.3573 | 2.0843 | 38.74 | 1.39 | 0.17046 | 953.3911 | 2.0573 | 45.32 | 1.74 | 0.19025 | 931.1962 | 2.0673 | 44.91 | 1.73 | 0.18731 | 899.8268 | 2.4053 | 38.32 | 1.48 | 0.15882 | 889.8282 | 2.5584 | 35.99 | 1.39 | 0.14798 | 938.3993 | 2.5273 | 41.35 | 1.63 | 0.16317 | 968.7211 | 2.6184 | 40.16 | 1.58 | 0.16032 | 979.2508 | 2.7714 | 38.02 | 1.49 | 0.15125 | 935.4099 | 3.5095 | 33.15 | 1.3 | 0.12329 | 918.2315 | 3.5235 | 32.91 | 1.3 | 0.1218 | 945.5967 | 4.4616 | 31.42 | 1.2 | 0.107 | 968.4761 | 4.6516 | 30.32 | 1.15 | 0.10354 | 930.9181 | 4.6896 | 29.88 | 1.14 | 0.10095 | 956.5365 | 4.6636 | 32.7 | 1.22 | 0.10716 | 993.5561 | 5.3537 | 30.9 | 1.13 | 0.09996 | 972.8167 | 5.9168 | 27.9 | 1.02 | 0.0898 | 943.8414 | 6.3679 | 27.67 | 0.98805 | 0.08662 | 970.1085 | 7.1629 | 26.39 | 0.91972 | 0.07821 | 947.1154 | 7.27 | 25.93 | 0.90416 | 0.07825 | 994.7609 | 8.141 | 26.36 | 0.8759 | 0.07582 | 909.2379 | 9.8013 | 21.7 | 0.72169 | 0.06009 | 913.8587 | 9.9393 | 21.4 | 0.71153 | 0.0596 | 961.6448 | 10.3814 | 23.01 | 0.7937 | 0.06245 | 957.0294 | 11.0514 | 21.69 | 0.7464 | 0.05788 | 969.6688 | 12.2516 | 22.08 | 0.79729 | 0.05735 | 957.2676 | 13.0917 | 20.57 | 0.74474 | 0.05252 | 945.1756 | 13.1217 | 20.48 | 0.74206 | 0.05212
1091.2698 | 0.0015432 | 844.67 | 34.01 | 32.97 | 1117.1797 | 0.0015372 | 1750 | 65.21 | 49.2 | 1077.5862 | 0.0015472 | 2490 | 92.02 | 58.62 | 1077.5862 | 0.0061918 | 622.01 | 22.99 | 14.21 | 999.2506 | 0.0062789 | 744.77 | 26.14 | 15.14 | 1140.2509 | 0.013812 | 694.01 | 26.57 | 10.33 | 1098.5719 | 0.037145 | 351.7 | 13.66 | 4.44 | 1090.0173 | 0.037195 | 382.61 | 14.63 | 4.62 | 1000 | 0.054828 | 255.51 | 9.83 | 2.98 | 999.7858 | 0.075781 | 215.55 | 7.96 | 2.3 | 1000 | 0.075781 | 230.97 | 8.35 | 2.38 | 1000.3126 | 0.099224 | 188.26 | 6.65 | 1.87 | 1000.0588 | 0.099224 | 200.01 | 6.91 | 1.93 | 1000.0556 | 0.099224 | 211.78 | 7.16 | 1.99 | 1052.7424 | 0.12382 | 190.21 | 6.67 | 1.71 | 1000.4002 | 0.15382 | 151.71 | 5.34 | 1.34 | 1071.7348 | 0.15182 | 175.11 | 6.44 | 1.49 | 1023.1458 | 0.15322 | 172.13 | 6.35 | 1.45 | 1042.3181 | 0.21903 | 134.23 | 5.03 | 1.07 | 1019.198 | 0.27634 | 116.88 | 4.37 | 0.85583 | 1072.3094 | 0.30164 | 117.6 | 4.35 | 0.85376 | 1035.3396 | 0.30354 | 116.09 | 4.31 | 0.83469 | 1016.5145 | 0.41565 | 91.86 | 3.36 | 0.61654 | 1000.8865 | 0.45256 | 90.33 | 3.25 | 0.59041 | 1014.4457 | 0.45136 | 97.28 | 3.43 | 0.61733 | 1042.5934 | 0.51817 | 85.15 | 3 | 0.53517 | 1000.9509 | 0.52227 | 89.45 | 3.1 | 0.53879 | 1000.9259 | 0.61948 | 75.45 | 2.61 | 0.46141 | 1023.7743 | 0.61678 | 85.6 | 3.12 | 0.49781 | 1042.6876 | 0.61458 | 95.76 | 3.55 | 0.53209 | 1042.7964 | 0.7368 | 79.9 | 2.96 | 0.44406 | 1001.1012 | 0.7427 | 78.69 | 2.93 | 0.4324 | 1079.6168 | 0.8038 | 81.1 | 3 | 0.43281 | 1058.8937 | 0.88051 | 73.78 | 2.74 | 0.39043 | 1072.6736 | 1.0211 | 69.62 | 2.56 | 0.35507 | 1035.6434 | 1.1992 | 58.95 | 2.17 | 0.29595 | 1016.7689 | 1.2032 | 63.42 | 2.31 | 0.30493 | 1032.8937 | 1.2842 | 59.59 | 2.16 | 0.28756 | 1001.1089 | 1.2922 | 58.9 | 2.14 | 0.28179 | 1016.753 | 1.3792 | 55.33 | 2.01 | 0.26535 | 1001.0726 | 1.3832 | 59.24 | 2.12 | 0.27306 | 1001.0869 | 1.5672 | 52.34 | 1.87 | 0.24118 | 1112.3161 | 1.5372 | 62.15 | 2.37 | 0.27647 | 1098.673 | 1.7412 | 61.6 | 2.4 | 0.25737 | 1013.7104 | 1.8702 | 50.27 | 1.93 | 0.21725 | 1112.2646 | 1.8392 | 58.47 | 2.27 | 0.24496 | 1026.694 | 2.0273 | 46.59 | 1.78 | 0.19957 | 1072.565 | 2.0112 | 53.25 | 2.07 | 0.21819 | 1047.5958 | 2.0193 | 52.8 | 2.06 | 0.21502 | 1012.3051 | 2.3463 | 45.11 | 1.77 | 0.18261 | 1001.0567 | 2.4943 | 42.38 | 1.66 | 0.1702 | 1042.6659 | 2.4753 | 47.8 | 1.87 | 0.18461 | 1076.3567 | 2.5663 | 46.39 | 1.81 | 0.18117 | 1088.0564 | 2.7173 | 43.9 | 1.71 | 0.17085 | 1028.9509 | 3.4424 | 37.79 | 1.46 | 0.13783 | 1010.0546 | 3.4554 | 37.54 | 1.45 | 0.13623 | 1024.3964 | 4.3905 | 35.07 | 1.31 | 0.11744 | 1049.1824 | 4.5816 | 33.82 | 1.26 | 0.11353 | 1008.4946 | 4.6146 | 33.34 | 1.24 | 0.1108 | 1030.1162 | 4.5966 | 36.18 | 1.32 | 0.11675 | 1064.5244 | 5.2857 | 33.93 | 1.21 | 0.10816 | 1042.3036 | 5.8397 | 30.64 | 1.09 | 0.09718 | 1006.7642 | 6.2868 | 30.22 | 1.05 | 0.09331 | 1030.7403 | 7.0809 | 28.66 | 0.97397 | 0.08381 | 1006.3102 | 7.1849 | 28.17 | 0.95774 | 0.08388 | 1105.2899 | 7.994 | 30.35 | 1.04 | 0.08529 | 1010.2643 | 9.6032 | 25.02 | 0.86148 | 0.06769 | 1015.3985 | 9.7372 | 24.68 | 0.84943 | 0.06714 | 1081.8504 | 10.1712 | 26.94 | 0.96864 | 0.07115 | 1076.6581 | 10.8212 | 25.37 | 0.91061 | 0.0659 | 1077.4097 | 12.0415 | 25.4 | 0.92536 | 0.06437 | 1063.6306 | 12.8515 | 23.68 | 0.86493 | 0.05901 | 1050.1951 | 12.8816 | 23.58 | 0.86211 | 0.05859
1190.4762 | 0.0015222 | 949.62 | 37.36 | 36.34 | 1241.3108 | 0.0015132 | 2010 | 75.48 | 55.29 | 1160.4775 | 0.0015282 | 2750 | 99.45 | 63.71 | 1160.4775 | 0.0061168 | 687.48 | 24.85 | 15.44 | 1124.1569 | 0.0061478 | 874.5 | 32.03 | 17.33 | 1282.7822 | 0.013582 | 811.77 | 31.41 | 11.77 | 1198.442 | 0.036635 | 395.41 | 15.01 | 4.89 | 1180.852 | 0.036715 | 426.25 | 15.89 | 5.06 | 1083.3333 | 0.054007 | 285.14 | 10.7 | 3.27 | 1071.199 | 0.0748 | 236.97 | 8.53 | 2.49 | 1066.6667 | 0.07486 | 252.38 | 8.88 | 2.57 | 1062.8321 | 0.098083 | 204.61 | 7.05 | 2.01 | 1058.8858 | 0.098153 | 216.35 | 7.29 | 2.06 | 1111.1728 | 0.097323 | 244.61 | 8.54 | 2.25 | 1184.3352 | 0.12141 | 223.1 | 8.14 | 1.96 | 1125.4502 | 0.15062 | 178.2 | 6.53 | 1.54 | 1190.8164 | 0.14922 | 201.89 | 7.48 | 1.68 | 1136.8287 | 0.15032 | 198.7 | 7.39 | 1.64 | 1146.5499 | 0.21543 | 152.8 | 5.67 | 1.2 | 1111.8523 | 0.27203 | 131.59 | 4.85 | 0.94603 | 1161.6685 | 0.29754 | 131.06 | 4.75 | 0.93541 | 1121.6179 | 0.29924 | 129.47 | 4.71 | 0.91541 | 1094.7079 | 0.41005 | 101.63 | 3.63 | 0.6716 | 1072.3784 | 0.44666 | 99.3 | 3.49 | 0.63993 | 1082.0754 | 0.44596 | 106.26 | 3.66 | 0.66547 | 1112.0996 | 0.51226 | 92.97 | 3.2 | 0.57655 | 1126.0698 | 0.51116 | 105.06 | 3.81 | 0.61762 | 1126.0416 | 0.60628 | 88.61 | 3.21 | 0.5289 | 1137.527 | 0.60527 | 98.8 | 3.64 | 0.56212 | 1146.9564 | 0.60447 | 109 | 4.02 | 0.59364 | 1147.076 | 0.72469 | 90.94 | 3.35 | 0.49542 | 1101.2113 | 0.72969 | 89.65 | 3.32 | 0.48306 | 1177.7638 | 0.7924 | 91.2 | 3.33 | 0.47783 | 1155.1568 | 0.86761 | 83.01 | 3.03 | 0.43129 | 1162.0631 | 1.0071 | 77.57 | 2.79 | 0.38899 | 1121.947 | 1.1821 | 65.72 | 2.37 | 0.32451 | 1094.9819 | 1.1861 | 70.17 | 2.5 | 0.33225 | 1112.3471 | 1.2672 | 65.91 | 2.34 | 0.31319 | 1078.1173 | 1.2742 | 65.18 | 2.32 | 0.30715 | 1094.9647 | 1.3612 | 61.22 | 2.18 | 0.28911 | 1144.0829 | 1.3512 | 71.04 | 2.7 | 0.31849 | 1144.0993 | 1.5302 | 62.76 | 2.38 | 0.28127 | 1251.3556 | 1.5092 | 72.74 | 2.8 | 0.3154 | 1220.7478 | 1.7132 | 70.94 | 2.74 | 0.28971 | 1140.4242 | 1.8312 | 58.98 | 2.29 | 0.24872 | 1235.8495 | 1.8092 | 67.32 | 2.6 | 0.27561 | 1155.0308 | 1.9862 | 54.63 | 2.11 | 0.22823 | 1191.7389 | 1.9772 | 61.34 | 2.37 | 0.24568 | 1163.9953 | 1.9842 | 60.86 | 2.35 | 0.24231 | 1124.7835 | 2.3033 | 52.05 | 2.02 | 0.20608 | 1112.2852 | 2.4473 | 48.91 | 1.9 | 0.19213 | 1146.9325 | 2.4353 | 54.37 | 2.09 | 0.20577 | 1183.9924 | 2.5263 | 52.72 | 2.02 | 0.20172 | 1196.862 | 2.6763 | 49.88 | 1.91 | 0.19015 | 1122.4919 | 3.3904 | 42.51 | 1.61 | 0.1522 | 1101.8778 | 3.4014 | 42.24 | 1.6 | 0.15051 | 1103.1961 | 4.3335 | 38.76 | 1.41 | 0.12777 | 1129.8888 | 4.5245 | 37.36 | 1.35 | 0.12342 | 1086.0711 | 4.5535 | 36.86 | 1.34 | 0.12056 | 1103.6959 | 4.5415 | 39.71 | 1.41 | 0.12623 | 1135.4927 | 5.2296 | 37 | 1.28 | 0.11627 | 1111.7905 | 5.7757 | 33.42 | 1.16 | 0.1045 | 1069.687 | 6.2188 | 32.8 | 1.11 | 0.09995 | 1091.3721 | 7.0118 | 30.95 | 1.03 | 0.08937 | 1065.5049 | 7.1119 | 30.42 | 1.01 | 0.08946 | 1243.4512 | 7.8609 | 35.44 | 1.27 | 0.09689 | 1136.5473 | 9.4201 | 29.26 | 1.05 | 0.07704 | 1142.3233 | 9.5511 | 28.86 | 1.04 | 0.07641 | 1202.056 | 10.0111 | 30.94 | 1.12 | 0.07969 | 1196.2867 | 10.6611 | 29.13 | 1.05 | 0.07376 | 1185.1507 | 11.8713 | 28.77 | 1.04 | 0.07127 | 1169.9937 | 12.6714 | 26.84 | 0.97362 | 0.06539 | 1155.2146 | 12.6914 | 26.74 | 0.97073 | 0.06494
1289.6825 | 0.0015062 | 1060 | 40.53 | 39.66 | 1365.4419 | 0.0014962 | 2280 | 84.76 | 61.25 | 1243.3687 | 0.0015132 | 3020 | 106.53 | 68.74 | 1243.3687 | 0.0060557 | 753.68 | 26.62 | 16.66 | 1249.0632 | 0.0060527 | 1010 | 37.18 | 19.48 | 1425.3136 | 0.013421 | 931.24 | 35.71 | 13.16 | 1298.3122 | 0.036234 | 439.67 | 16.27 | 5.34 | 1271.6868 | 0.036334 | 470.4 | 17.09 | 5.49 | 1166.6667 | 0.053357 | 315.18 | 11.52 | 3.56 | 1142.6123 | 0.073979 | 258.65 | 9.07 | 2.68 | 1133.3333 | 0.07408 | 274.04 | 9.4 | 2.75 | 1125.3517 | 0.097122 | 221.13 | 7.43 | 2.14 | 1176.5398 | 0.096432 | 249.51 | 8.68 | 2.32 | 1250.0694 | 0.095591 | 286.41 | 10.4 | 2.56 | 1315.928 | 0.11961 | 256.56 | 9.42 | 2.2 | 1250.5002 | 0.14822 | 205.19 | 7.57 | 1.73 | 1309.8981 | 0.14732 | 229.09 | 8.41 | 1.87 | 1250.5116 | 0.14822 | 225.72 | 8.32 | 1.82 | 1250.7817 | 0.21263 | 171.64 | 6.27 | 1.32 | 1204.5067 | 0.26863 | 146.5 | 5.29 | 1.03 | 1251.0276 | 0.29433 | 144.69 | 5.13 | 1.02 | 1207.8962 | 0.29584 | 143.02 | 5.08 | 0.99511 | 1172.9013 | 0.40555 | 111.51 | 3.89 | 0.72604 | 1143.8703 | 0.44175 | 108.37 | 3.72 | 0.68896 | 1217.3348 | 0.43765 | 124.52 | 4.48 | 0.76037 | 1251.1121 | 0.50306 | 108.86 | 3.91 | 0.65806 | 1251.1886 | 0.50306 | 120.96 | 4.42 | 0.69501 | 1251.1573 | 0.59667 | 102.02 | 3.73 | 0.59515 | 1251.2797 | 0.59667 | 112.22 | 4.11 | 0.62535 | 1251.2252 | 0.59667 | 122.42 | 4.45 | 0.65423 | 1251.3556 | 0.71538 | 102.14 | 3.71 | 0.54597 | 1201.3215 | 0.71959 | 100.78 | 3.67 | 0.533 | 1275.9108 | 0.78339 | 101.44 | 3.63 | 0.52216 | 1251.4199 | 0.8574 | 92.36 | 3.31 | 0.47154 | 1251.4526 | 0.99631 | 85.62 | 3.02 | 0.42244 | 1208.2506 | 1.1681 | 72.59 | 2.56 | 0.35271 | 1251.4078 | 1.1621 | 83.91 | 3.16 | 0.38599 | 1271.2538 | 1.2421 | 78.77 | 2.97 | 0.36356 | 1232.1341 | 1.2471 | 77.98 | 2.94 | 0.35706 | 1251.3883 | 1.3332 | 73.19 | 2.76 | 0.33585 | 1287.0933 | 1.3281 | 83.08 | 3.19 | 0.36296 | 1287.1117 | 1.5042 | 73.4 | 2.82 | 0.32051 | 1390.3952 | 1.4902 | 83.5 | 3.19 | 0.35342 | 1342.8226 | 1.6922 | 80.41 | 3.05 | 0.3214 | 1267.138 | 1.8032 | 67.86 | 2.61 | 0.27959 | 1359.4345 | 1.7882 | 76.28 | 2.89 | 0.30563 | 1283.3676 | 1.9572 | 62.81 | 2.41 | 0.25632 | 1310.9128 | 1.9522 | 69.55 | 2.64 | 0.27264 | 1280.3948 | 1.9582 | 69.04 | 2.62 | 0.2691 | 1237.2618 | 2.2703 | 59.11 | 2.25 | 0.22917 | 1223.5137 | 2.4113 | 55.55 | 2.12 | 0.21372 | 1251.1991 | 2.4043 | 61.04 | 2.29 | 0.22659 | 1291.6281 | 2.4963 | 59.14 | 2.21 | 0.22192 | 1305.6677 | 2.6453 | 55.94 | 2.09 | 0.20911 | 1216.0329 | 3.3494 | 47.3 | 1.74 | 0.16637 | 1193.7009 | 3.3584 | 47.02 | 1.73 | 0.1646 | 1181.9958 | 4.2875 | 42.51 | 1.5 | 0.13798 | 1210.5951 | 4.4785 | 40.94 | 1.44 | 0.13318 | 1163.6476 | 4.5045 | 40.42 | 1.43 | 0.1302 | 1177.2756 | 4.4965 | 43.28 | 1.5 | 0.13562 | 1206.461 | 5.1826 | 40.1 | 1.35 | 0.12429 | 1181.2774 | 5.7227 | 36.22 | 1.22 | 0.11174 | 1132.6097 | 6.1607 | 35.41 | 1.17 | 0.10652 | 1212.6357 | 6.9007 | 35.58 | 1.22 | 0.10033 | 1183.8943 | 6.9958 | 35 | 1.2 | 0.10048 | 1381.6124 | 7.7668 | 40.6 | 1.46 | 0.1082 | 1262.8304 | 9.289 | 33.57 | 1.21 | 0.08619 | 1269.2481 | 9.417 | 33.11 | 1.2 | 0.08548 | 1322.2616 | 9.902 | 34.98 | 1.26 | 0.08805 | 1315.9154 | 10.541 | 32.93 | 1.18 | 0.08145 | 1292.8917 | 11.7512 | 32.19 | 1.15 | 0.07802 | 1276.3568 | 12.5313 | 30.04 | 1.07 | 0.07164 | 1260.2342 | 12.5513 | 29.93 | 1.07 | 0.07118
1388.8889 | 0.0014932 | 1160 | 43.53 | 42.92 | 1489.573 | 0.0014832 | 2550 | 93.3 | 67.06 | 1326.2599 | 0.0015012 | 3280 | 113.29 | 73.69 | 1326.2599 | 0.0060067 | 820.48 | 28.3 | 17.87 | 1373.9695 | 0.0059827 | 1140 | 41.81 | 21.57 | 1567.8449 | 0.013301 | 1050 | 39.62 | 14.52 | 1398.1824 | 0.035924 | 484.36 | 17.47 | 5.78 | 1362.5216 | 0.036024 | 514.97 | 18.23 | 5.91 | 1250 | 0.052816 | 345.56 | 12.3 | 3.84 | 1214.0256 | 0.073299 | 280.55 | 9.59 | 2.87 | 1200 | 0.073419 | 295.91 | 9.91 | 2.94 | 1250.3907 | 0.095591 | 254.61 | 8.82 | 2.41 | 1323.6073 | 0.094891 | 291.66 | 10.54 | 2.65 | 1388.9661 | 0.09436 | 328.87 | 12.01 | 2.87 | 1447.5208 | 0.11841 | 290.45 | 10.58 | 2.44 | 1375.5502 | 0.14642 | 232.56 | 8.5 | 1.92 | 1428.9797 | 0.14582 | 256.6 | 9.27 | 2.05 | 1364.1944 | 0.14662 | 253.07 | 9.18 | 2 | 1355.0136 | 0.21052 | 190.69 | 6.83 | 1.44 | 1297.1611 | 0.26603 | 161.58 | 5.7 | 1.12 | 1340.3867 | 0.29173 | 158.44 | 5.49 | 1.1 | 1294.1745 | 0.29303 | 156.72 | 5.44 | 1.07 | 1251.0947 | 0.40174 | 121.5 | 4.14 | 0.77979 | 1286.8541 | 0.43425 | 126.78 | 4.55 | 0.78543 | 1352.5943 | 0.43165 | 143.08 | 5.2 | 0.85319 | 1390.1246 | 0.49655 | 125 | 4.53 | 0.73768 | 1376.3075 | 0.49705 | 137.09 | 4.98 | 0.77079 | 1376.2731 | 0.58966 | 115.61 | 4.2 | 0.66002 | 1365.0324 | 0.59026 | 125.81 | 4.54 | 0.68738 | 1355.4939 | 0.59066 | 136.01 | 4.84 | 0.71376 | 1355.6353 | 0.70818 | 113.47 | 4.04 | 0.59564 | 1301.4316 | 0.71168 | 112.05 | 4 | 0.58215 | 1374.0578 | 0.77628 | 111.78 | 3.91 | 0.56575 | 1347.6829 | 0.84939 | 101.81 | 3.57 | 0.51115 | 1430.2315 | 0.9806 | 101.94 | 3.8 | 0.48783 | 1380.8579 | 1.1481 | 86.51 | 3.23 | 0.40792 | 1407.8338 | 1.1461 | 97.89 | 3.73 | 0.43833 | 1430.1605 | 1.2251 | 91.84 | 3.5 | 0.41259 | 1386.1508 | 1.2291 | 91.01 | 3.47 | 0.40572 | 1407.8118 | 1.3141 | 85.38 | 3.25 | 0.38137 | 1430.1037 | 1.3121 | 95.3 | 3.63 | 0.40633 | 1430.1241 | 1.4862 | 84.19 | 3.21 | 0.35878 | 1529.4347 | 1.4761 | 94.37 | 3.54 | 0.39048 | 1464.8974 | 1.6762 | 89.99 | 3.34 | 0.35239 | 1393.8518 | 1.7832 | 76.85 | 2.9 | 0.30979 | 1483.0194 | 1.7722 | 85.35 | 3.16 | 0.33499 | 1411.7043 | 1.9362 | 71.1 | 2.68 | 0.28377 | 1430.0866 | 1.9332 | 77.85 | 2.89 | 0.29903 | 1396.7944 | 1.9382 | 77.32 | 2.87 | 0.29534 | 1349.7402 | 2.2452 | 66.25 | 2.47 | 0.25183 | 1334.7422 | 2.3842 | 62.28 | 2.32 | 0.2349 | 1355.4657 | 2.3802 | 67.78 | 2.48 | 0.24704 | 1399.2638 | 2.4733 | 65.64 | 2.4 | 0.24173 | 1414.4733 | 2.6213 | 62.07 | 2.26 | 0.22771 | 1309.5739 | 3.3173 | 52.14 | 1.87 | 0.18031 | 1285.5241 | 3.3244 | 51.84 | 1.86 | 0.17848 | 1260.7956 | 4.2485 | 46.29 | 1.6 | 0.14807 | 1291.3015 | 4.4415 | 44.56 | 1.53 | 0.1428 | 1241.2242 | 4.4635 | 44.02 | 1.52 | 0.13973 | 1250.8554 | 4.4585 | 46.89 | 1.58 | 0.14489 | 1277.4292 | 5.1436 | 43.22 | 1.42 | 0.13222 | 1250.7644 | 5.6776 | 39.05 | 1.29 | 0.11889 | 1258.4552 | 6.0697 | 40.68 | 1.39 | 0.11947 | 1364.2151 | 6.8027 | 41.47 | 1.48 | 0.11371 | 1331.8811 | 6.8917 | 40.8 | 1.45 | 0.11395 | 1519.7736 | 7.7017 | 45.82 | 1.64 | 0.11922 | 1389.1134 | 9.1929 | 37.94 | 1.36 | 0.09512 | 1396.173 | 9.3199 | 37.42 | 1.34 | 0.09433 | 1442.4672 | 9.8199 | 39.07 | 1.39 | 0.0962 | 1435.5441 | 10.451 | 36.77 | 1.3 | 0.08895 | 1400.6327 | 11.6611 | 35.63 | 1.25 | 0.08463 | 1382.7198 | 12.4312 | 33.27 | 1.17 | 0.07777 | 1365.2537 | 12.4512 | 33.16 | 1.16 | 0.07729
1488.0952 | 0.0014831 | 1270 | 46.39 | 46.12 | 1613.7041 | 0.0014731 | 2820 | 101.25 | 72.72 | 1492.0424 | 0.0014832 | 3820 | 137.07 | 83.35 | 1492.0424 | 0.0059346 | 955.46 | 34.25 | 20.22 | 1498.8758 | 0.0059316 | 1280 | 46.07 | 23.62 | 1710.3763 | 0.013221 | 1170 | 43.23 | 15.84 | 1498.0525 | 0.035684 | 529.4 | 18.61 | 6.21 | 1453.3563 | 0.035784 | 559.88 | 19.31 | 6.33 | 1333.3333 | 0.052386 | 376.22 | 13.05 | 4.12 | 1285.4388 | 0.072728 | 302.64 | 10.09 | 3.06 | 1333.3333 | 0.072398 | 340.15 | 11.73 | 3.29 | 1406.6896 | 0.09423 | 297.09 | 10.68 | 2.74 | 1470.6747 | 0.09382 | 334.4 | 12.16 | 2.96 | 1527.8627 | 0.093489 | 371.79 | 13.47 | 3.17 | 1579.1136 | 0.11741 | 324.64 | 11.63 | 2.67 | 1500.6002 | 0.14511 | 260.22 | 9.37 | 2.11 | 1548.0614 | 0.14481 | 284.34 | 10.07 | 2.23 | 1477.8773 | 0.14542 | 280.69 | 9.98 | 2.18 | 1459.2454 | 0.20882 | 209.93 | 7.35 | 1.56 | 1389.8154 | 0.26383 | 176.8 | 6.1 | 1.21 | 1429.7459 | 0.28973 | 172.31 | 5.83 | 1.17 | 1380.4528 | 0.29073 | 170.53 | 5.78 | 1.15 | 1407.4815 | 0.39614 | 141.72 | 5.04 | 0.88512 | 1429.8379 | 0.42904 | 145.47 | 5.26 | 0.87953 | 1487.8537 | 0.42734 | 161.85 | 5.84 | 0.94376 | 1529.137 | 0.49185 | 141.32 | 5.09 | 0.81529 | 1501.4264 | 0.49275 | 153.38 | 5.49 | 0.84485 | 1501.3888 | 0.58446 | 129.35 | 4.63 | 0.72342 | 1478.7851 | 0.58536 | 139.53 | 4.93 | 0.74812 | 1459.7627 | 0.58606 | 149.71 | 5.22 | 0.77216 | 1459.9149 | 0.70257 | 124.9 | 4.35 | 0.64437 | 1401.5417 | 0.70557 | 123.43 | 4.32 | 0.63043 | 1570.3518 | 0.76637 | 132.69 | 4.91 | 0.65059 | 1540.2091 | 0.83798 | 120.93 | 4.48 | 0.58832 | 1609.0105 | 0.97049 | 118.47 | 4.46 | 0.55108 | 1553.4651 | 1.1351 | 100.64 | 3.8 | 0.46143 | 1564.2598 | 1.1351 | 112.03 | 4.23 | 0.48918 | 1589.0672 | 1.2141 | 105.07 | 3.97 | 0.46018 | 1540.1676 | 1.2171 | 104.19 | 3.94 | 0.45301 | 1564.2353 | 1.3011 | 97.72 | 3.69 | 0.42559 | 1573.1141 | 1.3011 | 107.65 | 4.03 | 0.44856 | 1573.1365 | 1.4731 | 95.09 | 3.56 | 0.39605 | 1668.4742 | 1.4671 | 105.33 | 3.86 | 0.42656 | 1586.9722 | 1.6652 | 99.64 | 3.61 | 0.38268 | 1520.5657 | 1.7682 | 85.94 | 3.18 | 0.3393 | 1606.6044 | 1.7602 | 94.48 | 3.41 | 0.36366 | 1540.0411 | 1.9202 | 79.46 | 2.93 | 0.31058 | 1549.2605 | 1.9192 | 86.22 | 3.12 | 0.32483 | 1513.1939 | 1.9232 | 85.68 | 3.11 | 0.32102 | 1462.2185 | 2.2262 | 73.47 | 2.67 | 0.27402 | 1445.9707 | 2.3642 | 69.07 | 2.51 | 0.25567 | 1459.7322 | 2.3612 | 74.59 | 2.66 | 0.26711 | 1506.8994 | 2.4552 | 72.18 | 2.57 | 0.26116 | 1523.279 | 2.6032 | 68.24 | 2.43 | 0.24594 | 1403.1149 | 3.2913 | 57.02 | 2 | 0.19403 | 1377.3472 | 3.2983 | 56.71 | 1.99 | 0.19214 | 1339.5953 | 4.2174 | 50.1 | 1.68 | 0.15801 | 1372.0078 | 4.4104 | 48.21 | 1.62 | 0.15229 | 1318.8007 | 4.4295 | 47.65 | 1.6 | 0.14912 | 1324.4351 | 4.4275 | 50.52 | 1.66 | 0.15403 | 1419.3658 | 5.0825 | 49.53 | 1.68 | 0.14778 | 1389.7382 | 5.6086 | 44.77 | 1.52 | 0.13294 | 1415.7622 | 5.9896 | 47.37 | 1.68 | 0.13525 | 1515.7946 | 6.7366 | 47.43 | 1.7 | 0.12671 | 1479.8679 | 6.8207 | 46.69 | 1.67 | 0.12705 | 1657.9349 | 7.6557 | 51.07 | 1.8 | 0.12992 | 1515.3964 | 9.1248 | 42.34 | 1.5 | 0.10384 | 1523.0978 | 9.2498 | 41.76 | 1.48 | 0.10297 | 1562.6728 | 9.7599 | 43.19 | 1.5 | 0.10416 | 1555.1727 | 10.3909 | 40.64 | 1.41 | 0.09628 | 1508.3736 | 11.5911 | 39.1 | 1.34 | 0.0911 | 1489.0829 | 12.3511 | 36.52 | 1.25 | 0.08376 | 1470.2732 | 12.3611 | 36.41 | 1.25 | 0.08327
1587.3016 | 0.0014751 | 1380 | 49.13 | 49.25 | 1737.8352 | 0.0014671 | 3090 | 108.7 | 78.25 | 1657.8249 | 0.0014711 | 4370 | 157.7 | 92.69 | 1657.8249 | 0.0058865 | 1090 | 39.4 | 22.49 | 1623.7822 | 0.0058946 | 1410 | 50.02 | 25.61 | 1852.9076 | 0.013171 | 1300 | 46.59 | 17.11 | 1597.9227 | 0.035494 | 574.71 | 19.7 | 6.64 | 1544.1911 | 0.035594 | 605.07 | 20.36 | 6.74 | 1416.6667 | 0.052036 | 407.11 | 13.77 | 4.39 | 1428.2654 | 0.071838 | 347.26 | 11.91 | 3.42 | 1500 | 0.071507 | 396.19 | 14.17 | 3.73 | 1562.9884 | 0.093319 | 340.09 | 12.3 | 3.05 | 1617.7422 | 0.093069 | 377.55 | 13.61 | 3.26 | 1666.7593 | 0.092879 | 415.06 | 14.8 | 3.46 | 1710.7064 | 0.11681 | 359.06 | 12.62 | 2.89 | 1625.6503 | 0.14421 | 288.08 | 10.16 | 2.29 | 1667.143 | 0.14401 | 312.27 | 10.82 | 2.4 | 1591.5602 | 0.14441 | 308.52 | 10.73 | 2.35 | 1563.4772 | 0.20752 | 229.29 | 7.85 | 1.67 | 1482.4698 | 0.26213 | 192.14 | 6.47 | 1.29 | 1608.4641 | 0.28673 | 200.3 | 7.05 | 1.33 | 1553.0094 | 0.28753 | 198.42 | 7 | 1.3 | 1563.8684 | 0.39234 | 162.18 | 5.81 | 0.98739 | 1572.8216 | 0.42534 | 164.35 | 5.9 | 0.97113 | 1623.1131 | 0.42434 | 180.79 | 6.43 | 1.03 | 1668.1495 | 0.48864 | 157.77 | 5.59 | 0.89084 | 1626.5452 | 0.48944 | 169.81 | 5.96 | 0.91715 | 1626.5045 | 0.58075 | 143.19 | 5.03 | 0.78531 | 1592.5378 | 0.58165 | 153.35 | 5.31 | 0.80757 | 1668.3002 | 0.57965 | 177.39 | 6.52 | 0.88557 | 1668.4742 | 0.69506 | 147.99 | 5.44 | 0.739 | 1601.7619 | 0.69707 | 146.43 | 5.41 | 0.72435 | 1766.6457 | 0.76047 | 153.82 | 5.75 | 0.73228 | 1732.7352 | 0.83107 | 140.26 | 5.25 | 0.66268 | 1787.7894 | 0.96418 | 135.15 | 5.05 | 0.61216 | 1726.0723 | 1.1271 | 114.9 | 4.3 | 0.51318 | 1720.6858 | 1.1271 | 126.29 | 4.69 | 0.53851 | 1747.9739 | 1.2061 | 118.4 | 4.39 | 0.50632 | 1694.1843 | 1.2081 | 117.5 | 4.37 | 0.49893 | 1720.6589 | 1.2931 | 110.15 | 4.09 | 0.46849 | 1716.1244 | 1.2931 | 120.09 | 4.4 | 0.48964 | 1716.149 | 1.4641 | 106.07 | 3.88 | 0.4323 | 1807.5137 | 1.4601 | 116.35 | 4.17 | 0.46166 | 1709.047 | 1.6561 | 109.36 | 3.86 | 0.41226 | 1647.2795 | 1.7572 | 95.09 | 3.43 | 0.3681 | 1730.1893 | 1.7512 | 103.67 | 3.65 | 0.39164 | 1668.3778 | 1.9092 | 87.88 | 3.16 | 0.33672 | 1668.4344 | 1.9092 | 94.64 | 3.34 | 0.35003 | 1629.5934 | 1.9122 | 94.08 | 3.33 | 0.34612 | 1574.6969 | 2.2122 | 80.74 | 2.86 | 0.29575 | 1557.1993 | 2.3482 | 75.92 | 2.69 | 0.276 | 1563.9988 | 2.3472 | 81.44 | 2.83 | 0.28678 | 1614.5351 | 2.4422 | 78.77 | 2.73 | 0.28018 | 1632.0846 | 2.5892 | 74.46 | 2.58 | 0.26378 | 1496.6559 | 3.2713 | 61.94 | 2.11 | 0.2075 | 1469.1704 | 3.2763 | 61.62 | 2.11 | 0.20556 | 1418.395 | 4.1914 | 53.93 | 1.77 | 0.16781 | 1452.7142 | 4.3854 | 51.87 | 1.7 | 0.16163 | 1396.3772 | 4.4024 | 51.3 | 1.68 | 0.15839 | 1471.5945 | 4.3804 | 57.84 | 1.96 | 0.17196 | 1596.7866 | 5.0324 | 57.5 | 2.02 | 0.16663 | 1563.4554 | 5.5495 | 52 | 1.83 | 0.14999 | 1573.0691 | 5.9365 | 54.13 | 1.93 | 0.15055 | 1667.374 | 6.6916 | 53.43 | 1.9 | 0.13932 | 1627.8547 | 6.7716 | 52.62 | 1.87 | 0.13977 | 1796.0961 | 7.6256 | 56.34 | 1.95 | 0.14033 | 1641.6795 | 9.0758 | 46.77 | 1.62 | 0.11232 | 1650.0226 | 9.1998 | 46.13 | 1.6 | 0.11139 | 1682.8784 | 9.7168 | 47.33 | 1.61 | 0.11192 | 1674.8014 | 10.3508 | 44.53 | 1.52 | 0.10342 | 1616.1146 | 11.541 | 42.59 | 1.43 | 0.09742 | 1595.446 | 12.2911 | 39.8 | 1.34 | 0.08963 | 1575.2927 | 12.3011 | 39.68 | 1.33 | 0.08912
1686.5079 | 0.0014691 | 1490 | 51.75 | 52.32 | 1861.9662 | 0.0014621 | 3370 | 115.74 | 83.63 | 1823.6074 | 0.0014631 | 4920 | 176.17 | 101.71 | 1823.6074 | 0.0058565 | 1230 | 44.02 | 24.68 | 1748.6885 | 0.0058685 | 1550 | 53.72 | 27.56 | 1995.439 | 0.013141 | 1420 | 49.75 | 18.36 | 1697.7929 | 0.035353 | 620.24 | 20.74 | 7.05 | 1635.0259 | 0.035433 | 650.48 | 21.36 | 7.14 | 1500 | 0.051745 | 438.19 | 14.47 | 4.66 | 1606.7985 | 0.071097 | 403.68 | 14.35 | 3.86 | 1666.6667 | 0.070917 | 452.81 | 16.28 | 4.15 | 1719.2873 | 0.092698 | 383.44 | 13.75 | 3.36 | 1764.8097 | 0.092568 | 420.98 | 14.94 | 3.56 | 1805.6559 | 0.092458 | 458.57 | 16.04 | 3.75 | 1842.2992 | 0.11631 | 393.64 | 13.54 | 3.11 | 1750.7003 | 0.14351 | 316.1 | 10.91 | 2.46 | 1786.2246 | 0.14341 | 340.33 | 11.53 | 2.57 | 1705.2431 | 0.14381 | 336.5 | 11.44 | 2.52 | 1667.709 | 0.20662 | 248.76 | 8.32 | 1.78 | 1667.7785 | 0.25972 | 223.04 | 7.81 | 1.46 | 1787.1823 | 0.28482 | 228.52 | 8.1 | 1.47 | 1725.566 | 0.28533 | 226.58 | 8.06 | 1.45 | 1720.2552 | 0.38983 | 182.8 | 6.5 | 1.09 | 1715.8054 | 0.42274 | 183.37 | 6.49 | 1.06 | 1758.3726 | 0.42214 | 199.85 | 6.97 | 1.12 | 1807.1619 | 0.48634 | 174.31 | 6.06 | 0.96436 | 1751.6641 | 0.48714 | 186.32 | 6.4 | 0.98771 | 1751.6202 | 0.57795 | 157.11 | 5.4 | 0.8457 | 1820.0432 | 0.57685 | 181.2 | 6.61 | 0.92258 | 1876.8377 | 0.57605 | 205.3 | 7.63 | 0.99442 | 1877.0335 | 0.69066 | 171.27 | 6.36 | 0.82984 | 1801.9822 | 0.69196 | 169.66 | 6.33 | 0.81467 | 1962.9397 | 0.75706 | 175.08 | 6.49 | 0.81085 | 1925.2614 | 0.82697 | 159.71 | 5.93 | 0.73427 | 1966.5683 | 0.96048 | 151.91 | 5.58 | 0.67112 | 1898.6796 | 1.1221 | 129.24 | 4.76 | 0.56319 | 1877.1118 | 1.1221 | 140.63 | 5.11 | 0.58634 | 1906.8807 | 1.2011 | 131.8 | 4.78 | 0.55104 | 1848.2011 | 1.2031 | 130.88 | 4.76 | 0.54347 | 1877.0824 | 1.2871 | 122.65 | 4.46 | 0.51008 | 1859.1348 | 1.2881 | 132.59 | 4.74 | 0.52956 | 1859.1614 | 1.4581 | 117.11 | 4.19 | 0.46753 | 1946.5532 | 1.4561 | 127.41 | 4.45 | 0.49581 | 1831.1217 | 1.6501 | 119.11 | 4.1 | 0.44112 | 1773.9933 | 1.7491 | 104.29 | 3.67 | 0.39618 | 1853.7743 | 1.7451 | 112.89 | 3.88 | 0.41895 | 1796.7146 | 1.9022 | 96.35 | 3.38 | 0.3622 | 1787.6083 | 1.9022 | 103.11 | 3.55 | 0.37464 | 1745.9929 | 1.9042 | 102.54 | 3.54 | 0.37065 | 1687.1752 | 2.2012 | 88.05 | 3.05 | 0.317 | 1668.4278 | 2.3362 | 82.8 | 2.87 | 0.2959 | 1668.2654 | 2.3362 | 88.32 | 2.99 | 0.30606 | 1722.1708 | 2.4322 | 85.39 | 2.89 | 0.29881 | 1740.8902 | 2.5792 | 80.7 | 2.73 | 0.28125 | 1590.1969 | 3.2553 | 66.88 | 2.23 | 0.22074 | 1560.9935 | 3.2593 | 66.56 | 2.22 | 0.21875 | 1575.9945 | 4.1524 | 61.67 | 2.08 | 0.18698 | 1614.1268 | 4.3484 | 59.26 | 1.99 | 0.17988 | 1551.5302 | 4.3604 | 58.66 | 1.98 | 0.1765 | 1655.5439 | 4.3414 | 67.09 | 2.36 | 0.19366 | 1774.2073 | 5.0014 | 65.54 | 2.32 | 0.18484 | 1737.1727 | 5.5125 | 59.29 | 2.1 | 0.16645 | 1730.376 | 5.9005 | 60.95 | 2.16 | 0.16539 | 1818.9535 | 6.6625 | 59.47 | 2.08 | 0.15155 | 1775.8415 | 6.7396 | 58.59 | 2.05 | 0.15211 | 1934.2574 | 7.6056 | 61.64 | 2.09 | 0.15045 | 1767.9625 | 9.0417 | 51.22 | 1.74 | 0.12059 | 1776.9474 | 9.1657 | 50.52 | 1.72 | 0.11959 | 1803.084 | 9.6868 | 51.49 | 1.72 | 0.11949 | 1794.4301 | 10.3108 | 48.43 | 1.61 | 0.11039 | 1723.8556 | 11.5009 | 46.09 | 1.51 | 0.10359 | 1701.809 | 12.251 | 43.08 | 1.42 | 0.09536 | 1680.3122 | 12.261 | 42.96 | 1.41 | 0.09484
1785.7143 | 0.0014651 | 1600 | 54.26 | 55.33 | 1986.0973 | 0.0014591 | 3640 | 122.42 | 88.88 | 1989.3899 | 0.0014591 | 5470 | 193.03 | 110.43 | 1989.3899 | 0.0058385 | 1370 | 48.23 | 26.8 | 1998.5011 | 0.0058385 | 1820 | 66.49 | 31.3 | 2137.9704 | 0.013121 | 1540 | 52.73 | 19.56 | 1797.663 | 0.035243 | 665.93 | 21.73 | 7.46 | 1816.6954 | 0.035223 | 741.77 | 24.98 | 7.92 | 1666.6667 | 0.051325 | 500.78 | 16.98 | 5.19 | 1785.3317 | 0.070636 | 460.57 | 16.46 | 4.29 | 1833.3333 | 0.070546 | 509.81 | 18.18 | 4.56 | 1875.5861 | 0.092308 | 427.03 | 15.07 | 3.66 | 1911.8772 | 0.092238 | 464.62 | 16.17 | 3.84 | 1944.5525 | 0.092188 | 502.24 | 17.19 | 4.03 | 1973.892 | 0.11601 | 428.34 | 14.4 | 3.32 | 1875.7503 | 0.14311 | 344.24 | 11.62 | 2.63 | 1905.3063 | 0.14301 | 368.49 | 12.21 | 2.74 | 1818.9259 | 0.14331 | 364.59 | 12.12 | 2.68 | 1876.1726 | 0.20532 | 287.92 | 10 | 2 | 1853.0872 | 0.25832 | 254.17 | 8.97 | 1.62 | 1965.9006 | 0.28372 | 256.89 | 9.04 | 1.61 | 1898.1226 | 0.28402 | 254.9 | 9 | 1.59 | 1876.6421 | 0.38813 | 203.53 | 7.13 | 1.18 | 1858.7892 | 0.42103 | 202.48 | 7.03 | 1.15 | 1893.632 | 0.42073 | 218.98 | 7.48 | 1.2 | 1946.1744 | 0.48494 | 190.91 | 6.5 | 1.04 | 2001.9018 | 0.48444 | 219.52 | 7.94 | 1.12 | 2001.8517 | 0.57484 | 185.09 | 6.7 | 0.96211 | 2047.5486 | 0.57444 | 209.22 | 7.71 | 1.03 | 2085.3753 | 0.57424 | 233.34 | 8.6 | 1.1 | 2085.5927 | 0.68855 | 194.65 | 7.17 | 0.917 | 2002.2024 | 0.68915 | 193.01 | 7.14 | 0.90148 | 2159.2337 | 0.75545 | 196.4 | 7.15 | 0.88644 | 2117.7875 | 0.82496 | 179.24 | 6.54 | 0.80319 | 2145.3473 | 0.95857 | 168.72 | 6.06 | 0.72804 | 2071.2868 | 1.1191 | 143.64 | 5.18 | 0.61153 | 2033.5377 | 1.1191 | 155.02 | 5.5 | 0.63271 | 2065.7874 | 1.1981 | 145.24 | 5.15 | 0.59437 | 2002.2178 | 1.1991 | 144.3 | 5.13 | 0.58667 | 2033.5059 | 1.2841 | 135.2 | 4.8 | 0.55041 | 2002.1452 | 1.2841 | 145.13 | 5.06 | 0.56838 | 2002.1738 | 1.4551 | 128.18 | 4.47 | 0.50178 | 2085.5927 | 1.4531 | 138.5 | 4.72 | 0.52903 | 1953.1965 | 1.6461 | 128.9 | 4.33 | 0.4693 | 1900.7071 | 1.7441 | 113.53 | 3.9 | 0.42357 | 1977.3592 | 1.7411 | 122.14 | 4.1 | 0.44559 | 1925.0513 | 1.8961 | 104.84 | 3.59 | 0.38703 | 1906.7822 | 1.8971 | 111.6 | 3.75 | 0.39867 | 1862.3925 | 1.8991 | 111.02 | 3.73 | 0.39462 | 1799.6536 | 2.1932 | 95.39 | 3.22 | 0.33779 | 1779.6563 | 2.3282 | 89.72 | 3.03 | 0.31536 | 1772.532 | 2.3282 | 95.24 | 3.15 | 0.32494 | 1829.8065 | 2.4242 | 92.03 | 3.04 | 0.31704 | 1849.6959 | 2.5712 | 86.96 | 2.87 | 0.29834 | 1683.7379 | 3.2423 | 71.84 | 2.33 | 0.23373 | 1652.8167 | 3.2463 | 71.51 | 2.33 | 0.23171 | 1772.9938 | 4.1223 | 71.41 | 2.5 | 0.21012 | 1815.8927 | 4.3203 | 68.57 | 2.39 | 0.20188 | 1745.4715 | 4.3283 | 67.95 | 2.38 | 0.19838 | 1839.4932 | 4.3173 | 76.4 | 2.7 | 0.21457 | 1951.628 | 4.9824 | 73.62 | 2.59 | 0.2024 | 1910.89 | 5.4904 | 66.62 | 2.34 | 0.18235 | 1887.6829 | 5.8785 | 67.79 | 2.37 | 0.17975 | 1970.533 | 6.6445 | 65.53 | 2.25 | 0.16341 | 1923.8282 | 6.7195 | 64.58 | 2.22 | 0.16408 | 2072.4186 | 7.5955 | 66.94 | 2.22 | 0.16029 | 1894.2455 | 9.0197 | 55.69 | 1.85 | 0.12865 | 1903.8722 | 9.1427 | 54.93 | 1.83 | 0.12758 | 1923.2896 | 9.6677 | 55.66 | 1.82 | 0.12687 | 1914.0588 | 10.2907 | 52.34 | 1.71 | 0.11718 | 1939.3375 | 11.4608 | 53.11 | 1.81 | 0.11553 | 1914.5352 | 12.2009 | 49.68 | 1.7 | 0.10645 | 1890.3512 | 12.2109 | 49.55 | 1.69 | 0.10591
1984.127 | 0.0014591 | 1820 | 62.99 | 61.17 | 2234.3595 | 0.0014561 | 4200 | 145.72 | 98.98 | 2155.1724 | 0.0014571 | 6020 | 208.6 | 118.86 | 2155.1724 | 0.0058304 | 1510 | 52.12 | 28.86 | 2248.3138 | 0.0058284 | 2100 | 77.24 | 34.85 | 2280.5017 | 0.013121 | 1660 | 55.56 | 20.74 | 1997.4034 | 0.035103 | 757.63 | 25.33 | 8.25 | 2043.7824 | 0.035083 | 856.47 | 29.81 | 8.86 | 1875 | 0.051014 | 579.57 | 20.32 | 5.82 | 1963.8649 | 0.070366 | 517.76 | 18.35 | 4.7 | 2000 | 0.070326 | 567.05 | 19.91 | 4.96 | 2031.885 | 0.092067 | 470.76 | 16.3 | 3.95 | 2058.9446 | 0.092047 | 508.37 | 17.32 | 4.12 | 2083.4491 | 0.092027 | 546.02 | 18.28 | 4.29 | 2105.4848 | 0.11591 | 463.11 | 15.23 | 3.53 | 2000.8003 | 0.14281 | 372.45 | 12.29 | 2.8 | 2143.4696 | 0.14261 | 424.97 | 14.59 | 3.06 | 2046.2917 | 0.14271 | 420.99 | 14.51 | 3 | 2084.6362 | 0.20462 | 327.27 | 11.45 | 2.21 | 2038.396 | 0.25752 | 285.44 | 10.01 | 1.77 | 2144.6188 | 0.28312 | 285.34 | 9.9 | 1.75 | 2070.6792 | 0.28332 | 283.33 | 9.86 | 1.73 | 2033.0289 | 0.38723 | 224.33 | 7.72 | 1.28 | 2001.773 | 0.41993 | 221.66 | 7.54 | 1.23 | 2164.1508 | 0.41923 | 257.39 | 9.24 | 1.36 | 2224.1993 | 0.48353 | 224.22 | 8.03 | 1.17 | 2252.1395 | 0.48353 | 252.84 | 9.24 | 1.25 | 2252.0832 | 0.57374 | 213.18 | 7.79 | 1.07 | 2275.054 | 0.57364 | 237.31 | 8.68 | 1.14 | 2293.9128 | 0.57364 | 261.44 | 9.47 | 1.2 | 2294.152 | 0.68775 | 218.09 | 7.9 | 1 | 2202.4227 | 0.68795 | 216.43 | 7.87 | 0.98494 | 2355.5276 | 0.75505 | 217.76 | 7.77 | 0.9592 | 2310.3136 | 0.82436 | 198.8 | 7.1 | 0.86956 | 2324.1262 | 0.95796 | 185.55 | 6.52 | 0.78301 | 2243.894 | 1.1181 | 158.06 | 5.57 | 0.65826 | 2189.9637 | 1.1181 | 169.44 | 5.87 | 0.67768 | 2224.6941 | 1.1971 | 158.71 | 5.49 | 0.63637 | 2156.2346 | 1.1971 | 157.76 | 5.47 | 0.62858 | 2189.9295 | 1.2821 | 147.77 | 5.12 | 0.58952 | 2145.1555 | 1.2831 | 157.69 | 5.36 | 0.60611 | 2145.1862 | 1.4531 | 139.28 | 4.74 | 0.53508 | 2224.6322 | 1.4521 | 149.6 | 4.98 | 0.56137 | 2075.2713 | 1.6441 | 138.7 | 4.54 | 0.49681 | 2027.4209 | 1.7401 | 122.78 | 4.11 | 0.45028 | 2100.9442 | 1.7391 | 131.41 | 4.3 | 0.4716 | 2053.3881 | 1.8931 | 113.35 | 3.79 | 0.41124 | 2025.9561 | 1.8941 | 120.11 | 3.94 | 0.42214 | 1978.792 | 1.8951 | 119.52 | 3.92 | 0.41804 | 1912.1319 | 2.1882 | 102.75 | 3.38 | 0.35812 | 1890.8848 | 2.3222 | 96.66 | 3.18 | 0.3344 | 1876.7986 | 2.3222 | 102.17 | 3.3 | 0.34344 | 1937.4421 | 2.4192 | 98.69 | 3.18 | 0.33489 | 1958.5015 | 2.5662 | 93.24 | 3 | 0.31506 | 1870.8199 | 3.2252 | 81.82 | 2.73 | 0.25901 | 1836.463 | 3.2273 | 81.48 | 2.72 | 0.25692 | 1969.9931 | 4.1063 | 81.21 | 2.85 | 0.23236 | 2017.6585 | 4.3053 | 77.92 | 2.73 | 0.223 | 1939.4127 | 4.3103 | 77.28 | 2.72 | 0.21942 | 2023.4425 | 4.3053 | 85.76 | 3.01 | 0.23472 | 2129.0487 | 4.9743 | 81.72 | 2.83 | 0.21935 | 2084.6073 | 5.4794 | 73.97 | 2.56 | 0.19771 | 2044.9898 | 5.8664 | 74.66 | 2.56 | 0.19367 | 2122.1124 | 6.6354 | 71.61 | 2.41 | 0.17491 | 2071.815 | 6.7095 | 70.58 | 2.38 | 0.1757 | 2210.5798 | 7.5915 | 72.25 | 2.34 | 0.16985 | 2020.5286 | 9.0066 | 60.16 | 1.96 | 0.1365 | 2030.797 | 9.1296 | 59.34 | 1.93 | 0.13537 | 2163.7008 | 9.6526 | 64 | 2.17 | 0.1411 | 2153.3161 | 10.2807 | 60.18 | 2.03 | 0.13027 | 2154.8195 | 11.4508 | 60.15 | 2.06 | 0.12695 | 2127.2613 | 12.1808 | 56.29 | 1.94 | 0.11705 | 2100.3903 | 12.1908 | 56.16 | 1.93 | 0.11651
2232.1429 | 0.0014561 | 2100 | 74.57 | 68.14 | 2482.6216 | 0.0014571 | 4750 | 165.83 | 108.6 | 2320.9549 | 0.0014561 | 6580 | 223.13 | 127 | 2320.9549 | 0.0058284 | 1640 | 55.76 | 30.84 | 2498.1264 | 0.0058324 | 2380 | 86.69 | 38.24 | 2423.0331 | 0.013121 | 1790 | 58.25 | 21.88 | 2247.0788 | 0.035033 | 872.6 | 30.13 | 9.19 | 2270.8693 | 0.035033 | 971.47 | 33.98 | 9.75 | 2083.3333 | 0.050854 | 658.73 | 23.22 | 6.43 | 2142.3981 | 0.070225 | 575.11 | 20.07 | 5.1 | 2166.6667 | 0.070215 | 624.43 | 21.51 | 5.34 | 2188.1838 | 0.091957 | 514.58 | 17.45 | 4.22 | 2206.0121 | 0.091947 | 552.2 | 18.4 | 4.39 | 2222.3457 | 0.091947 | 589.85 | 19.31 | 4.56 | 2368.6704 | 0.11581 | 532.73 | 18.14 | 3.92 | 2250.9004 | 0.14251 | 428.98 | 14.67 | 3.12 | 2381.6328 | 0.14251 | 481.55 | 16.65 | 3.37 | 2273.6574 | 0.14251 | 477.54 | 16.58 | 3.31 | 2293.0999 | 0.20441 | 366.69 | 12.74 | 2.41 | 2223.7047 | 0.25722 | 316.77 | 10.95 | 1.92 | 2323.337 | 0.28302 | 313.83 | 10.69 | 1.88 | 2243.2358 | 0.28302 | 311.81 | 10.66 | 1.86 | 2189.4157 | 0.38673 | 245.17 | 8.26 | 1.37 | 2287.7406 | 0.41903 | 260.11 | 9.29 | 1.39 | 2434.6697 | 0.41913 | 295.86 | 10.73 | 1.51 | 2500.556 | 0.48363 | 257.36 | 9.3 | 1.3 | 2500.6256 | 0.48363 | 285.95 | 10.36 | 1.38 | 2500.563 | 0.57384 | 241.08 | 8.73 | 1.18 | 2500.5119 | 0.57384 | 265.17 | 9.53 | 1.24 | 2500.5735 | 0.57384 | 289.28 | 10.26 | 1.29 | 2500.4171 | 0.68804 | 241.29 | 8.56 | 1.08 | 2402.6429 | 0.68785 | 239.88 | 8.54 | 1.07 | 2500.5889 | 0.75545 | 233.53 | 8.08 | 1.01 | 2500.5294 | 0.82465 | 218.12 | 7.61 | 0.93278 | 2500.581 | 0.95836 | 202.16 | 6.93 | 0.83544 | 2416.5013 | 1.1181 | 172.49 | 5.93 | 0.70347 | 2346.3897 | 1.1181 | 183.86 | 6.21 | 0.72131 | 2383.6008 | 1.1971 | 172.18 | 5.81 | 0.67711 | 2310.2514 | 1.1971 | 171.23 | 5.79 | 0.66926 | 2346.353 | 1.2821 | 160.35 | 5.42 | 0.62746 | 2288.1659 | 1.2821 | 170.27 | 5.65 | 0.64281 | 2288.1986 | 1.4521 | 150.38 | 4.99 | 0.56747 | 2363.6718 | 1.4521 | 160.71 | 5.22 | 0.59285 | 2197.3461 | 1.6421 | 148.51 | 4.75 | 0.52366 | 2154.1347 | 1.7381 | 132.06 | 4.31 | 0.47634 | 2224.5291 | 1.7381 | 140.68 | 4.5 | 0.49698 | 2181.7248 | 1.8911 | 121.88 | 3.97 | 0.43484 | 2145.13 | 1.8921 | 128.63 | 4.12 | 0.44506 | 2095.1915 | 1.8921 | 128.04 | 4.1 | 0.44092 | 2024.6103 | 2.1842 | 110.13 | 3.54 | 0.37799 | 2002.1133 | 2.3172 | 103.61 | 3.33 | 0.35302 | 2085.3318 | 2.3152 | 116.09 | 3.84 | 0.37931 | 2152.7135 | 2.4132 | 112.04 | 3.7 | 0.36947 | 2176.1128 | 2.5602 | 105.83 | 3.49 | 0.34746 | 2104.6724 | 3.2152 | 94.34 | 3.25 | 0.28931 | 2066.0208 | 3.2162 | 94 | 3.25 | 0.28718 | 2166.9924 | 4.0983 | 91.04 | 3.18 | 0.25375 | 2219.4244 | 4.3003 | 87.29 | 3.04 | 0.2433 | 2133.354 | 4.3013 | 86.65 | 3.02 | 0.23966 | 2207.3918 | 4.3003 | 95.13 | 3.29 | 0.25414 | 2306.4695 | 4.9723 | 89.83 | 3.05 | 0.23572 | 2258.3245 | 5.4754 | 81.33 | 2.77 | 0.21254 | 2202.2967 | 5.8614 | 81.53 | 2.74 | 0.20716 | 2273.6919 | 6.6334 | 77.68 | 2.56 | 0.18607 | 2219.8018 | 6.7054 | 76.6 | 2.53 | 0.18698 | 2486.9023 | 7.5985 | 82.87 | 2.78 | 0.18823 | 2273.0946 | 9.0006 | 69.12 | 2.33 | 0.1516 | 2284.6467 | 9.1226 | 68.18 | 2.3 | 0.15035 | 2404.112 | 9.6586 | 72.36 | 2.47 | 0.15466 | 2392.5735 | 10.2906 | 68.02 | 2.32 | 0.14274 | 2370.3014 | 11.4607 | 67.2 | 2.29 | 0.13787 | 2339.9874 | 12.1907 | 62.91 | 2.15 | 0.12721 | 2310.4293 | 12.1908 | 62.78 | 2.15 | 0.12666
2480.1587 | 0.0014571 | 2370 | 84.61 | 74.78 | 2502.4826 | 0.0014571 | 4790 | 165.96 | 109.28 | 2500 | 0.0014581 | 7180 | 239.03 | 135.54 | 2500 | 0.0058344 | 1790 | 59.73 | 32.92 | 2500.6245 | 0.0058324 | 2380 | 86.69 | 38.27 | 2500 | 0.013131 | 1850 | 59.03 | 22.48 | 2496.7542 | 0.035052 | 987.65 | 34.26 | 10.09 | 2497.9562 | 0.035052 | 1090 | 37.7 | 10.61 | 2291.6667 | 0.050804 | 738.05 | 25.8 | 7.01 | 2320.9312 | 0.070185 | 632.54 | 21.66 | 5.48 | 2333.3333 | 0.070185 | 681.86 | 23 | 5.71 | 2344.4827 | 0.091926 | 558.43 | 18.52 | 4.5 | 2353.0796 | 0.091926 | 596.05 | 19.43 | 4.66 | 2500.1389 | 0.091966 | 677.54 | 22.96 | 5.06 | 2500.7896 | 0.11581 | 567.62 | 18.8 | 4.12 | 2500.5002 | 0.14251 | 485.46 | 16.71 | 3.43 | 2500.7145 | 0.14261 | 509.78 | 17.12 | 3.51 | 2500.5684 | 0.14251 | 534.01 | 18.41 | 3.6 | 2500.3127 | 0.20451 | 405.93 | 13.9 | 2.61 | 2409.0134 | 0.25722 | 348.12 | 11.81 | 2.06 | 2500.6255 | 0.28312 | 342.07 | 11.42 | 2.01 | 2415.7924 | 0.28302 | 340.3 | 11.39 | 1.99 | 2500.6255 | 0.38682 | 286.64 | 10.14 | 1.54 | 2500.5004 | 0.41933 | 288.73 | 10.14 | 1.51 | 2500.4058 | 0.41933 | 305.22 | 10.81 | 1.55 | [30 empty] | 2500.5506 | 0.68814 | 251.34 | 8.69 | 1.1 | [15 empty] | 2500.561 | 1.1181 | 179.51 | 6.01 | 0.72494 | 2500.4693 | 1.1181 | 198.08 | 6.53 | 0.76304 | 2500.5562 | 1.1971 | 182.09 | 5.98 | 0.7063 | 2464.2681 | 1.1971 | 184.71 | 6.1 | 0.70876 | 2500.4302 | 1.2821 | 172.74 | 5.7 | 0.66377 | 2431.1763 | 1.2821 | 182.85 | 5.93 | 0.67852 | 2431.211 | 1.4521 | 161.49 | 5.23 | 0.59898 | 2500.4866 | 1.4521 | 171.64 | 5.44 | 0.62303 | 2441.4957 | 1.6421 | 168.15 | 5.5 | 0.57553 | 2280.8485 | 1.7381 | 141.33 | 4.51 | 0.50176 | 2471.699 | 1.7381 | 159.24 | 5.21 | 0.54599 | 2310.0616 | 1.8911 | 130.4 | 4.15 | 0.45786 | 2383.4777 | 1.8911 | 145.68 | 4.77 | 0.48934 | 2327.9906 | 1.8911 | 145.09 | 4.76 | 0.48515 | 2249.567 | 2.1811 | 124.91 | 4.11 | 0.41647 | 2224.5704 | 2.3132 | 117.54 | 3.87 | 0.38907 | 2345.9982 | 2.3131 | 133.51 | 4.56 | 0.42214 | 2421.8027 | 2.4122 | 128.75 | 4.39 | 0.41071 | 2448.1269 | 2.5602 | 121.57 | 4.14 | 0.38609 | 2338.5249 | 3.2122 | 106.89 | 3.71 | 0.31826 | 2295.5787 | 3.2122 | 106.54 | 3.7 | 0.31609 | 2363.9917 | 4.0973 | 100.88 | 3.47 | 0.27433 | 2421.1903 | 4.3013 | 96.66 | 3.31 | 0.2628 | 2327.2953 | 4.3003 | 96.02 | 3.3 | 0.25914 | 2391.3411 | 4.3013 | 104.5 | 3.54 | 0.27287 | 2483.8902 | 4.9753 | 97.93 | 3.26 | 0.25154 | 2432.0418 | 5.4773 | 88.69 | 2.96 | 0.22688 | 2359.6036 | 5.8624 | 88.41 | 2.91 | 0.22023 | 2425.2713 | 6.6364 | 83.76 | 2.7 | 0.19691 | 2367.7886 | 6.7064 | 82.61 | 2.67 | 0.19794 | 2500.4974 | 7.5994 | 83.39 | 2.78 | 0.18911 | 2500.5051 | 9.0125 | 77.18 | 2.6 | 0.16457 | 2500.4696 | 9.1325 | 75.69 | 2.53 | 0.16252 | 2500.5169 | 9.6666 | 75.7 | 2.51 | 0.15991 | 2500.5264 | 10.3006 | 71.56 | 2.37 | 0.14818 | 2500.4956 | 11.4707 | 71.45 | 2.37 | 0.14424 | 2500.5105 | 12.2007 | 67.9 | 2.26 | 0.13459 | 2500.5146 | 12.2007 | 68.76 | 2.31 | 0.13549
2500 | 0.0014571 | 2390 | 84.71 | 75.3 | [25 empty] | 2500.749 | 0.035052 | 989.37 | 34.26 | 10.1 | 2500.6813 | 0.035052 | 1090 | 37.7 | 10.62 | 2500 | 0.050823 | 817.39 | 28.15 | 7.57 | 2499.4644 | 0.070215 | 689.97 | 23.14 | 5.85 | 2500 | 0.070215 | 739.29 | 24.4 | 6.07 | 2500.7815 | 0.091966 | 602.19 | 19.53 | 4.76 | 2500.7353 | 0.091996 | 640.01 | 20.4 | 4.91 | 2500.6945 | 0.091966 | 677.66 | 22.96 | 5.06 | [25 empty] | 2500.5559 | 0.25732 | 363.59 | 12.01 | 2.13 | [5 empty] | 2500.6902 | 0.28312 | 354.29 | 11.57 | 2.05 | [80 empty] | 2500.4621 | 1.1971 | 187.87 | 6.12 | 0.71789 | [5 empty] | 2500.5363 | 1.2821 | 188.95 | 5.99 | 0.69549 | 2500.572 | 1.4521 | 166.87 | 5.29 | 0.61395 | [5 empty] | 2500.4578 | 1.6431 | 172.9 | 5.54 | 0.5877 | 2500.5702 | 1.7381 | 157.42 | 5.05 | 0.5444 | 2500.4943 | 1.7381 | 161.41 | 5.22 | 0.55155 | 2500.5133 | 1.8921 | 143.06 | 4.52 | 0.491 | 2500.5065 | 1.8921 | 154.06 | 4.92 | 0.51036 | 2500.4947 | 1.8921 | 157.72 | 5.09 | 0.51667 | 2500.5062 | 2.1821 | 141.4 | 4.73 | 0.45747 | 2500.5283 | 2.3141 | 134.83 | 4.58 | 0.4317 | 2500.5213 | 2.3151 | 143.84 | 4.79 | 0.44654 | 2500.4844 | 2.4141 | 133.64 | 4.44 | 0.42238 | 2500.4624 | 2.5612 | 124.61 | 4.16 | 0.3933 | 2500.5379 | 3.2142 | 115.58 | 3.9 | 0.33756 | 2500.528 | 3.2142 | 117.74 | 4.02 | 0.34086 | 2500.4728 | 4.1002 | 107.7 | 3.6 | 0.28814 | 2500.5246 | 4.3033 | 100.35 | 3.35 | 0.27027 | 2500.5236 | 4.3033 | 104.39 | 3.51 | 0.27593 | 2500.5335 | 4.3033 | 110.07 | 3.63 | 0.28368 | 2500.4968 | 4.9753 | 98.69 | 3.26 | 0.253 | 2500.4864 | 5.4803 | 91.59 | 2.99 | 0.23241 | 2500.4877 | 5.8664 | 94.57 | 3.03 | 0.23161 | 2500.5154 | 6.6404 | 86.78 | 2.73 | 0.20217 | 2500.5032 | 6.7124 | 88 | 2.77 | 0.2075
[40 empty] | 2500.8333 | 0.050823 | 817.58 | 28.15 | 7.57 | 2500.1785 | 0.070215 | 690.31 | 23.15 | 5.85 | 2500.6667 | 0.070215 | 739.47 | 24.4 | 6.07

## zirconium (hidden)
h-1_energy | h-1_let | h-1_range | h-1_z_straggling | h-1_xy_straggling | h-2_energy | h-2_let | h-2_range | h-2_z_straggling | h-2_xy_straggling | h-3_energy | h-3_let | h-3_range | h-3_z_straggling | h-3_xy_straggling | he-3_energy | he-3_let | he-3_range | he-3_z_straggling | he-3_xy_straggling | he-4_energy | he-4_let | he-4_range | he-4_z_straggling | he-4_xy_straggling | li-7_energy | li-7_let | li-7_range | li-7_z_straggling | li-7_xy_straggling | b-10_energy | b-10_let | b-10_range | b-10_z_straggling | b-10_xy_straggling | b-11_energy | b-11_let | b-11_range | b-11_z_straggling | b-11_xy_straggling | c-12_energy | c-12_let | c-12_range | c-12_z_straggling | c-12_xy_straggling | n-14_energy | n-14_let | n-14_range | n-14_z_straggling | n-14_xy_straggling | n-15_energy | n-15_let | n-15_range | n-15_z_straggling | n-15_xy_straggling | o-16_energy | o-16_let | o-16_range | o-16_z_straggling | o-16_xy_straggling | o-17_energy | o-17_let | o-17_range | o-17_z_straggling | o-17_xy_straggling | o-18_energy | o-18_let | o-18_range | o-18_z_straggling | o-18_xy_straggling | f-19_energy | f-19_let | f-19_range | f-19_z_straggling | f-19_xy_straggling | ne-20_energy | ne-20_let | ne-20_range | ne-20_z_straggling | ne-20_xy_straggling | ne-21_energy | ne-21_let | ne-21_range | ne-21_z_straggling | ne-21_xy_straggling | ne-22_energy | ne-22_let | ne-22_range | ne-22_z_straggling | ne-22_xy_straggling | mg-24_energy | mg-24_let | mg-24_range | mg-24_z_straggling | mg-24_xy_straggling | al-27_energy | al-27_let | al-27_range | al-27_z_straggling | al-27_xy_straggling | si-28_energy | si-28_let | si-28_range | si-28_z_straggling | si-28_xy_straggling | si-29_energy | si-29_let | si-29_range | si-29_z_straggling | si-29_xy_straggling | s-32_energy | s-32_let | s-32_range | s-32_z_straggling | s-32_xy_straggling | cl-35_energy | cl-35_let | cl-35_range | cl-35_z_straggling | cl-35_xy_straggling | cl-37_energy | cl-37_let | cl-37_range | cl-37_z_straggling | cl-37_xy_straggling | ar-36_energy | ar-36_let | ar-36_range | ar-36_z_straggling | ar-36_xy_straggling | ar-40_energy | ar-40_let | ar-40_range | ar-40_z_straggling | ar-40_xy_straggling | ca-40_energy | ca-40_let | ca-40_range | ca-40_z_straggling | ca-40_xy_straggling | ca-44_energy | ca-44_let | ca-44_range | ca-44_z_straggling | ca-44_xy_straggling | ca-48_energy | ca-48_let | ca-48_range | ca-48_z_straggling | ca-48_xy_straggling | ti-48_energy | ti-48_let | ti-48_range | ti-48_z_straggling | ti-48_xy_straggling | ti-50_energy | ti-50_let | ti-50_range | ti-50_z_straggling | ti-50_xy_straggling | v-51_energy | v-51_let | v-51_range | v-51_z_straggling | v-51_xy_straggling | cr-52_energy | cr-52_let | cr-52_range | cr-52_z_straggling | cr-52_xy_straggling | fe-56_energy | fe-56_let | fe-56_range | fe-56_z_straggling | fe-56_xy_straggling | ni-58_energy | ni-58_let | ni-58_range | ni-58_z_straggling | ni-58_xy_straggling | ni-64_energy | ni-64_let | ni-64_range | ni-64_z_straggling | ni-64_xy_straggling | cu-63_energy | cu-63_let | cu-63_range | cu-63_z_straggling | cu-63_xy_straggling | cu-65_energy | cu-65_let | cu-65_range | cu-65_z_straggling | cu-65_xy_straggling | zn-64_energy | zn-64_let | zn-64_range | zn-64_z_straggling | zn-64_xy_straggling | zn-70_energy | zn-70_let | zn-70_range | zn-70_z_straggling | zn-70_xy_straggling | ge-70_energy | ge-70_let | ge-70_range | ge-70_z_straggling | ge-70_xy_straggling | ge-72_energy | ge-72_let | ge-72_range | ge-72_z_straggling | ge-72_xy_straggling | se-82_energy | se-82_let | se-82_range | se-82_z_straggling | se-82_xy_straggling | br-79_energy | br-79_let | br-79_range | br-79_z_straggling | br-79_xy_straggling | br-81_energy | br-81_let | br-81_range | br-81_z_straggling | br-81_xy_straggling | kr-78_energy | kr-78_let | kr-78_range | kr-78_z_straggling | kr-78_xy_straggling | kr-84_energy | kr-84_let | kr-84_range | kr-84_z_straggling | kr-84_xy_straggling | kr-86_energy | kr-86_let | kr-86_range | kr-86_z_straggling | kr-86_xy_straggling | y-89_energy | y-89_let | y-89_range | y-89_z_straggling | y-89_xy_straggling | zr-90_energy | zr-90_let | zr-90_range | zr-90_z_straggling | zr-90_xy_straggling | zr-96_energy | zr-96_let | zr-96_range | zr-96_z_straggling | zr-96_xy_straggling | nb-93_energy | nb-93_let | nb-93_range | nb-93_z_straggling | nb-93_xy_straggling | mo-92_energy | mo-92_let | mo-92_range | mo-92_z_straggling | mo-92_xy_straggling | ag-107_energy | ag-107_let | ag-107_range | ag-107_z_straggling | ag-107_xy_straggling | ag-109_energy | ag-109_let | ag-109_range | ag-109_z_straggling | ag-109_xy_straggling | i-127_energy | i-127_let | i-127_range | i-127_z_straggling | i-127_xy_straggling | xe-124_energy | xe-124_let | xe-124_range | xe-124_z_straggling | xe-124_xy_straggling | xe-129_energy | xe-129_let | xe-129_range | xe-129_z_straggling | xe-129_xy_straggling | xe-136_energy | xe-136_let | xe-136_range | xe-136_z_straggling | xe-136_xy_straggling | pr-141_energy | pr-141_let | pr-141_range | pr-141_z_straggling | pr-141_xy_straggling | sm-144_energy | sm-144_let | sm-144_range | sm-144_z_straggling | sm-144_xy_straggling | tb-159_energy | tb-159_let | tb-159_range | tb-159_z_straggling | tb-159_xy_straggling | ho-165_energy | ho-165_let | ho-165_range | ho-165_z_straggling | ho-165_xy_straggling | tm-169_energy | tm-169_let | tm-169_range | tm-169_z_straggling | tm-169_xy_straggling | ta-181_energy | ta-181_let | ta-181_range | ta-181_z_straggling | ta-181_xy_straggling | pt-198_energy | pt-198_let | pt-198_range | pt-198_z_straggling | pt-198_xy_straggling | au-197_energy | au-197_let | au-197_range | au-197_z_straggling | au-197_xy_straggling | pb-208_energy | pb-208_let | pb-208_range | pb-208_z_straggling | pb-208_xy_straggling | bi-209_energy | bi-209_let | bi-209_range | bi-209_z_straggling | bi-209_xy_straggling | th-232_energy | th-232_let | th-232_range | th-232_z_straggling | th-232_xy_straggling | u-235_energy | u-235_let | u-235_range | u-235_z_straggling | u-235_xy_straggling | u-238_energy | u-238_let | u-238_range | u-238_z_straggling | u-238_xy_straggling
0.10913 | 0.26556 | 0.0006247 | 0.0001325 | 0.0001493 | 0.11172 | 0.26484 | 0.00135 | 0.0002211 | 0.0002682 | 0.10776 | 0.26601 | 0.00202 | 0.000291 | 0.0003643 | 0.10776 | 0.78843 | 0.000833 | 0.0001714 | 0.0001884 | 0.099925 | 0.77261 | 0.00107 | 0.000209 | 0.0002337 | 0.11403 | 1.0978 | 0.00153 | 0.0002619 | 0.0003041 | 0.10986 | 2.068 | 0.00118 | 0.0002191 | 0.0002441 | 0.109 | 2.0614 | 0.0013 | 0.0002338 | 0.0002627 | 0.1 | 2.3348 | 0.00115 | 0.0002293 | 0.0002502 | 0.099979 | 2.7408 | 0.00116 | 0.0002336 | 0.0002546 | 0.1 | 2.7412 | 0.00125 | 0.0002449 | 0.0002687 | 0.10003 | 3.0126 | 0.00126 | 0.0002605 | 0.000282 | 0.10001 | 3.0121 | 0.00134 | 0.0002714 | 0.0002956 | 0.10001 | 3.0126 | 0.00143 | 0.000282 | 0.000309 | 0.10527 | 3.4914 | 0.00137 | 0.0002738 | 0.000296 | 0.10004 | 3.3932 | 0.00135 | 0.000293 | 0.0003121 | 0.10717 | 3.5192 | 0.00149 | 0.0003059 | 0.0003299 | 0.10231 | 3.4355 | 0.00152 | 0.0003131 | 0.0003377 | 0.10423 | 4.0283 | 0.00155 | 0.0003544 | 0.0003726 | 0.10192 | 4.0885 | 0.00159 | 0.0003428 | 0.0003648 | 0.10723 | 4.9454 | 0.00144 | 0.0002884 | 0.0003107 | 0.10353 | 4.8496 | 0.00146 | 0.0002932 | 0.0003157 | 0.10165 | 5.031 | 0.00147 | 0.000298 | 0.0003187 | 0.10009 | 5.2762 | 0.00149 | 0.0002947 | 0.0003165 | 0.10144 | 5.3195 | 0.00159 | 0.0003055 | 0.0003304 | 0.10426 | 5.1523 | 0.00156 | 0.0002997 | 0.000323 | 0.1001 | 5.0286 | 0.00169 | 0.0003163 | 0.0003425 | 0.10009 | 6.1076 | 0.0015 | 0.0003041 | 0.0003223 | 0.10238 | 6.1974 | 0.00168 | 0.0003231 | 0.0003466 | 0.10427 | 6.2701 | 0.00186 | 0.0003409 | 0.0003697 | 0.10428 | 6.2298 | 0.00183 | 0.0003502 | 0.0003759 | 0.10011 | 6.0675 | 0.00186 | 0.0003555 | 0.000381 | 0.10796 | 7.1487 | 0.00187 | 0.000351 | 0.0003784 | 0.10589 | 7.2888 | 0.00186 | 0.0003696 | 0.0003939 | 0.10727 | 6.8192 | 0.00209 | 0.0004199 | 0.0004458 | 0.10356 | 4.8564 | 0.00264 | 0.0005725 | 0.0005935 | 0.10168 | 4.7629 | 0.00289 | 0.0006016 | 0.0006273 | 0.10329 | 6.66 | 0.00218 | 0.0004436 | 0.0004659 | 0.10011 | 6.5109 | 0.00221 | 0.000448 | 0.0004699 | 0.10168 | 7.4835 | 0.00193 | 0.0003757 | 0.0003948 | 0.10011 | 7.412 | 0.00209 | 0.000393 | 0.0004156 | 0.10011 | 7.2479 | 0.0023 | 0.0004837 | 0.0005038 | 0.11123 | 7.9092 | 0.00252 | 0.0005016 | 0.0005312 | 0.10987 | 8.2603 | 0.00246 | 0.0004378 | 0.0004667 | 0.10137 | 7.3998 | 0.00227 | 0.0004336 | 0.0004526 | 0.11123 | 7.88 | 0.00248 | 0.0004502 | 0.0004774 | 0.10267 | 7.5613 | 0.00219 | 0.0004238 | 0.000441 | 0.10726 | 7.7921 | 0.00244 | 0.0004459 | 0.0004702 | 0.10476 | 7.6727 | 0.00246 | 0.0004486 | 0.0004725 | 0.10123 | 8.4894 | 0.00223 | 0.0004091 | 0.0004253 | 0.10011 | 8.1094 | 0.0023 | 0.0004343 | 0.0004483 | 0.10427 | 8.354 | 0.00253 | 0.0004542 | 0.0004748 | 0.10764 | 7.983 | 0.00252 | 0.0004584 | 0.000477 | 0.10881 | 9.1575 | 0.00235 | 0.0004293 | 0.0004473 | 0.1029 | 8.6622 | 0.00262 | 0.0004843 | 0.0004951 | 0.10101 | 8.5338 | 0.00263 | 0.000486 | 0.000496 | 0.10244 | 8.505 | 0.00283 | 0.0004937 | 0.0004986 | 0.10492 | 10.296 | 0.0024 | 0.0004077 | 0.0004173 | 0.10085 | 10.064 | 0.00243 | 0.0004098 | 0.0004184 | 0.10301 | 10.199 | 0.0026 | 0.0004236 | 0.0004366 | 0.10645 | 9.902 | 0.00288 | 0.0004946 | 0.0005044 | 0.10423 | 10.11 | 0.00275 | 0.0004796 | 0.0004847 | 0.10068 | 10.423 | 0.0026 | 0.0004156 | 0.000416 | 0.10307 | 11.639 | 0.00259 | 0.0004039 | 0.000408 | 0.10063 | 11.038 | 0.00261 | 0.0004122 | 0.0004111 | 0.11053 | 11.985 | 0.00302 | 0.0004659 | 0.0004724 | 0.10103 | 13.023 | 0.00254 | 0.0003723 | 0.0003721 | 0.10154 | 10.493 | 0.00286 | 0.0004351 | 0.000422 | 0.10819 | 13.254 | 0.00274 | 0.0003866 | 0.0003871 | 0.10767 | 14.161 | 0.00263 | 0.0003707 | 0.0003724 | 0.10774 | 13.85 | 0.00283 | 0.0003931 | 0.0003912 | 0.10636 | 13.961 | 0.00273 | 0.0003785 | 0.0003756 | 0.10502 | 13.929 | 0.00273 | 0.0003778 | 0.0003749
0.11905 | 0.26243 | 0.0006787 | 0.0001369 | 0.0001566 | 0.12413 | 0.2606 | 0.00149 | 0.0002291 | 0.0002825 | 0.11605 | 0.26358 | 0.00216 | 0.0002974 | 0.0003768 | 0.11605 | 0.80252 | 0.000879 | 0.0001737 | 0.0001928 | 0.11242 | 0.79682 | 0.00117 | 0.0002134 | 0.0002418 | 0.12828 | 1.1394 | 0.00166 | 0.0002676 | 0.0003149 | 0.11984 | 2.1402 | 0.00125 | 0.0002221 | 0.0002499 | 0.11809 | 2.1286 | 0.00137 | 0.0002367 | 0.0002683 | 0.10833 | 2.4227 | 0.00121 | 0.0002322 | 0.0002557 | 0.10712 | 2.8285 | 0.00122 | 0.0002361 | 0.0002592 | 0.10667 | 2.8239 | 0.00131 | 0.0002473 | 0.0002733 | 0.10628 | 3.1191 | 0.0013 | 0.0002629 | 0.0002864 | 0.10589 | 3.1127 | 0.00139 | 0.0002737 | 0.0003 | 0.11112 | 3.199 | 0.00152 | 0.0002864 | 0.0003172 | 0.11843 | 3.7449 | 0.00147 | 0.0002784 | 0.0003045 | 0.11255 | 3.6099 | 0.00146 | 0.0002984 | 0.0003218 | 0.11908 | 3.7174 | 0.00159 | 0.0003108 | 0.0003388 | 0.11368 | 3.6296 | 0.00163 | 0.0003182 | 0.0003469 | 0.11465 | 4.2885 | 0.00163 | 0.000359 | 0.0003809 | 0.11119 | 4.3242 | 0.00168 | 0.0003475 | 0.0003733 | 0.11617 | 5.172 | 0.00151 | 0.0002921 | 0.0003173 | 0.11216 | 5.072 | 0.00153 | 0.0002969 | 0.0003225 | 0.10947 | 5.2684 | 0.00154 | 0.000302 | 0.0003258 | 0.10724 | 5.4932 | 0.00155 | 0.0002986 | 0.0003233 | 0.10821 | 5.5239 | 0.00166 | 0.0003092 | 0.000337 | 0.11121 | 5.3653 | 0.00163 | 0.000304 | 0.0003303 | 0.11261 | 5.4112 | 0.00183 | 0.0003248 | 0.0003568 | 0.1126 | 6.5659 | 0.00161 | 0.0003109 | 0.000334 | 0.11375 | 6.611 | 0.00179 | 0.0003293 | 0.0003576 | 0.1147 | 6.647 | 0.00198 | 0.0003468 | 0.0003803 | 0.11471 | 6.6285 | 0.00194 | 0.0003569 | 0.0003876 | 0.11012 | 6.4567 | 0.00198 | 0.0003625 | 0.0003932 | 0.11778 | 7.5838 | 0.00197 | 0.0003564 | 0.0003882 | 0.11552 | 7.7276 | 0.00196 | 0.000375 | 0.0004037 | 0.11621 | 7.2531 | 0.00219 | 0.0004263 | 0.0004571 | 0.11219 | 5.3207 | 0.00278 | 0.0005845 | 0.0006141 | 0.1095 | 5.1809 | 0.00303 | 0.0006136 | 0.000648 | 0.11123 | 7.0353 | 0.00229 | 0.0004508 | 0.0004782 | 0.10781 | 6.8767 | 0.00232 | 0.0004554 | 0.0004826 | 0.1095 | 7.8725 | 0.00202 | 0.000382 | 0.0004055 | 0.11441 | 8.1175 | 0.00228 | 0.000405 | 0.0004359 | 0.11441 | 8.0914 | 0.00248 | 0.0004968 | 0.0005265 | 0.12514 | 8.7016 | 0.00269 | 0.0005123 | 0.0005506 | 0.12207 | 8.9028 | 0.00263 | 0.0004481 | 0.0004848 | 0.11404 | 8.0127 | 0.00246 | 0.0004471 | 0.0004747 | 0.12358 | 8.4642 | 0.00266 | 0.0004618 | 0.000497 | 0.1155 | 8.1897 | 0.00238 | 0.0004372 | 0.0004627 | 0.11917 | 8.3765 | 0.00262 | 0.0004581 | 0.0004904 | 0.1164 | 8.2424 | 0.00264 | 0.0004611 | 0.0004931 | 0.11248 | 9.1354 | 0.0024 | 0.0004207 | 0.0004445 | 0.11123 | 8.7372 | 0.00248 | 0.0004471 | 0.0004693 | 0.11469 | 8.9348 | 0.0027 | 0.0004659 | 0.0004945 | 0.1184 | 8.5333 | 0.0027 | 0.0004713 | 0.000498 | 0.11969 | 9.8064 | 0.0025 | 0.0004399 | 0.0004651 | 0.11225 | 9.3089 | 0.00278 | 0.0004969 | 0.000516 | 0.11019 | 9.1688 | 0.0028 | 0.0004989 | 0.0005174 | 0.11032 | 8.999 | 0.003 | 0.0005076 | 0.0005204 | 0.11299 | 10.78 | 0.00254 | 0.0004181 | 0.0004335 | 0.10861 | 10.522 | 0.00257 | 0.0004206 | 0.000435 | 0.11037 | 10.637 | 0.00274 | 0.0004339 | 0.0004526 | 0.11355 | 10.322 | 0.00302 | 0.000506 | 0.0005222 | 0.11118 | 10.507 | 0.00289 | 0.0004913 | 0.0005023 | 0.10697 | 10.737 | 0.00274 | 0.0004272 | 0.0004326 | 0.10914 | 12.013 | 0.00272 | 0.0004137 | 0.0004224 | 0.10655 | 11.365 | 0.00274 | 0.0004232 | 0.0004268 | 0.12435 | 12.957 | 0.00331 | 0.000489 | 0.0005066 | 0.11365 | 13.681 | 0.00281 | 0.0003948 | 0.0004024 | 0.11423 | 11.137 | 0.00319 | 0.000467 | 0.0004634 | 0.12021 | 13.902 | 0.00301 | 0.0004085 | 0.0004165 | 0.11963 | 14.816 | 0.00289 | 0.0003907 | 0.0003995 | 0.11852 | 14.389 | 0.00309 | 0.0004145 | 0.0004194 | 0.117 | 14.344 | 0.00299 | 0.0004003 | 0.0004033 | 0.11552 | 14.291 | 0.00299 | 0.0003997 | 0.0004026
0.12897 | 0.25851 | 0.0007336 | 0.0001412 | 0.0001638 | 0.13654 | 0.25537 | 0.00163 | 0.0002367 | 0.0002968 | 0.12434 | 0.26055 | 0.0023 | 0.0003036 | 0.0003891 | 0.12434 | 0.81423 | 0.0009243 | 0.0001759 | 0.0001969 | 0.12491 | 0.81506 | 0.00126 | 0.0002173 | 0.0002493 | 0.14253 | 1.1751 | 0.00179 | 0.0002726 | 0.0003246 | 0.12983 | 2.2065 | 0.00132 | 0.0002248 | 0.0002552 | 0.12717 | 2.1899 | 0.00144 | 0.0002394 | 0.0002735 | 0.11667 | 2.5037 | 0.00127 | 0.0002348 | 0.0002607 | 0.11426 | 2.9113 | 0.00127 | 0.0002384 | 0.0002636 | 0.11333 | 2.9008 | 0.00136 | 0.0002495 | 0.0002775 | 0.11254 | 3.2208 | 0.00135 | 0.000265 | 0.0002905 | 0.11765 | 3.3012 | 0.00148 | 0.0002779 | 0.0003078 | 0.12501 | 3.4112 | 0.00163 | 0.0002912 | 0.0003262 | 0.13159 | 3.978 | 0.00156 | 0.0002822 | 0.000312 | 0.12505 | 3.8123 | 0.00156 | 0.000303 | 0.0003303 | 0.13099 | 3.9042 | 0.00169 | 0.0003149 | 0.0003467 | 0.12505 | 3.8132 | 0.00172 | 0.0003225 | 0.0003551 | 0.12508 | 4.5363 | 0.00172 | 0.0003628 | 0.0003882 | 0.12045 | 4.5516 | 0.00176 | 0.0003516 | 0.0003809 | 0.1251 | 5.3893 | 0.00158 | 0.0002953 | 0.0003233 | 0.12079 | 5.2862 | 0.0016 | 0.0003003 | 0.0003288 | 0.11729 | 5.4995 | 0.00161 | 0.0003056 | 0.0003323 | 0.11439 | 5.7049 | 0.00162 | 0.0003021 | 0.0003295 | 0.12173 | 5.9195 | 0.00179 | 0.0003159 | 0.0003488 | 0.12511 | 5.7881 | 0.00176 | 0.0003115 | 0.0003433 | 0.12512 | 5.791 | 0.00196 | 0.0003318 | 0.0003693 | 0.12512 | 7.0016 | 0.00172 | 0.0003165 | 0.0003441 | 0.12513 | 7.0048 | 0.0019 | 0.0003347 | 0.0003674 | 0.12512 | 7.0076 | 0.00208 | 0.0003519 | 0.0003897 | 0.12514 | 7.0123 | 0.00205 | 0.0003627 | 0.000398 | 0.12013 | 6.832 | 0.00209 | 0.0003686 | 0.0004041 | 0.12759 | 7.9987 | 0.00206 | 0.000361 | 0.0003969 | 0.12514 | 8.1424 | 0.00205 | 0.0003797 | 0.0004124 | 0.12515 | 7.679 | 0.00229 | 0.0004318 | 0.0004672 | 0.12083 | 5.7942 | 0.00291 | 0.0005946 | 0.000632 | 0.12514 | 6.0388 | 0.00329 | 0.0006329 | 0.0006824 | 0.12713 | 7.7718 | 0.00248 | 0.0004631 | 0.0004994 | 0.12321 | 7.5943 | 0.00252 | 0.0004682 | 0.0005046 | 0.12514 | 8.6187 | 0.0022 | 0.0003928 | 0.0004241 | 0.12871 | 8.7889 | 0.00246 | 0.0004148 | 0.0004531 | 0.12871 | 8.8975 | 0.00266 | 0.0005071 | 0.0005453 | 0.13904 | 9.4557 | 0.00285 | 0.000521 | 0.0005669 | 0.13428 | 9.5187 | 0.00279 | 0.0004569 | 0.0005005 | 0.12671 | 8.6077 | 0.00263 | 0.0004583 | 0.0004938 | 0.13594 | 9.032 | 0.00283 | 0.0004716 | 0.0005142 | 0.12834 | 8.8235 | 0.00255 | 0.0004483 | 0.0004815 | 0.13109 | 8.9649 | 0.00279 | 0.0004683 | 0.0005081 | 0.12804 | 8.8161 | 0.00282 | 0.0004716 | 0.0005112 | 0.12373 | 9.7594 | 0.00255 | 0.0004305 | 0.0004614 | 0.12235 | 9.3392 | 0.00264 | 0.000458 | 0.0004878 | 0.12512 | 9.4906 | 0.00286 | 0.000476 | 0.0005119 | 0.12916 | 9.0826 | 0.00286 | 0.0004824 | 0.0005167 | 0.13057 | 10.4356 | 0.00264 | 0.000449 | 0.0004808 | 0.1216 | 9.9512 | 0.00293 | 0.0005077 | 0.0005346 | 0.11937 | 9.8014 | 0.00295 | 0.00051 | 0.0005363 | 0.1182 | 9.5 | 0.00315 | 0.0005199 | 0.0005402 | 0.12106 | 11.268 | 0.00268 | 0.0004275 | 0.0004484 | 0.11636 | 10.99 | 0.0027 | 0.0004304 | 0.0004504 | 0.11773 | 11.082 | 0.00288 | 0.0004432 | 0.0004674 | 0.12065 | 10.74 | 0.00316 | 0.0005164 | 0.0005387 | 0.11813 | 10.905 | 0.00303 | 0.0005019 | 0.0005188 | 0.11326 | 11.063 | 0.00287 | 0.000438 | 0.0004483 | 0.12126 | 12.777 | 0.00295 | 0.0004316 | 0.0004489 | 0.11839 | 12.047 | 0.00299 | 0.0004435 | 0.0004559 | 0.13816 | 13.952 | 0.00358 | 0.0005083 | 0.0005366 | 0.12628 | 14.375 | 0.00308 | 0.0004145 | 0.0004301 | 0.12692 | 11.888 | 0.00351 | 0.0004943 | 0.0005011 | 0.13223 | 14.623 | 0.00327 | 0.0004277 | 0.0004435 | 0.13159 | 15.514 | 0.00313 | 0.0004083 | 0.0004244 | 0.12929 | 15.01 | 0.00334 | 0.0004337 | 0.0004457 | 0.12764 | 14.799 | 0.00324 | 0.0004202 | 0.0004295 | 0.12602 | 14.724 | 0.00324 | 0.0004198 | 0.0004289
0.13889 | 0.25419 | 0.0007897 | 0.0001454 | 0.0001711 | 0.14896 | 0.24944 | 0.00178 | 0.0002443 | 0.0003109 | 0.13263 | 0.25712 | 0.00245 | 0.0003098 | 0.0004013 | 0.13263 | 0.82364 | 0.0009692 | 0.0001779 | 0.0002008 | 0.1374 | 0.82832 | 0.00135 | 0.0002208 | 0.0002563 | 0.15678 | 1.2048 | 0.00192 | 0.0002771 | 0.0003336 | 0.13982 | 2.2649 | 0.00139 | 0.0002273 | 0.0002602 | 0.13625 | 2.2453 | 0.00151 | 0.0002418 | 0.0002784 | 0.125 | 2.5808 | 0.00133 | 0.0002372 | 0.0002653 | 0.1214 | 2.9892 | 0.00132 | 0.0002405 | 0.0002676 | 0.12 | 2.9748 | 0.00141 | 0.0002516 | 0.0002815 | 0.12504 | 3.4104 | 0.00144 | 0.000269 | 0.0002979 | 0.13236 | 3.5136 | 0.00159 | 0.0002824 | 0.0003163 | 0.1389 | 3.6009 | 0.00174 | 0.0002952 | 0.000334 | 0.14475 | 4.1906 | 0.00165 | 0.0002855 | 0.0003185 | 0.13756 | 4.0012 | 0.00165 | 0.000307 | 0.0003379 | 0.1429 | 4.0785 | 0.00178 | 0.0003186 | 0.0003537 | 0.13642 | 3.9853 | 0.00182 | 0.0003264 | 0.0003624 | 0.1355 | 4.7716 | 0.0018 | 0.0003662 | 0.0003947 | 0.12972 | 4.7715 | 0.00184 | 0.0003552 | 0.0003878 | 0.13404 | 5.5981 | 0.00164 | 0.0002982 | 0.0003288 | 0.12942 | 5.4918 | 0.00167 | 0.0003033 | 0.0003345 | 0.12511 | 5.7262 | 0.00167 | 0.0003088 | 0.0003383 | 0.12869 | 6.115 | 0.00174 | 0.0003084 | 0.0003407 | 0.13526 | 6.2999 | 0.00191 | 0.0003215 | 0.0003591 | 0.13901 | 6.2039 | 0.00188 | 0.0003178 | 0.0003546 | 0.13763 | 6.1655 | 0.00209 | 0.0003379 | 0.0003802 | 0.13763 | 7.4134 | 0.00182 | 0.0003214 | 0.000353 | 0.1365 | 7.3802 | 0.00201 | 0.0003394 | 0.0003761 | 0.13555 | 7.3527 | 0.00219 | 0.0003564 | 0.0003981 | 0.13556 | 7.3817 | 0.00215 | 0.0003677 | 0.0004074 | 0.13014 | 7.193 | 0.00219 | 0.0003738 | 0.0004138 | 0.13741 | 8.3942 | 0.00215 | 0.0003651 | 0.0004047 | 0.13477 | 8.5348 | 0.00214 | 0.0003838 | 0.0004203 | 0.14302 | 8.4974 | 0.00247 | 0.0004412 | 0.0004844 | 0.13809 | 6.7486 | 0.00314 | 0.0006107 | 0.0006615 | 0.14078 | 6.9015 | 0.00351 | 0.0006472 | 0.0007095 | 0.14302 | 8.4843 | 0.00266 | 0.0004729 | 0.0005172 | 0.13862 | 8.2921 | 0.0027 | 0.0004785 | 0.000523 | 0.14078 | 9.3234 | 0.00236 | 0.0004016 | 0.0004398 | 0.14301 | 9.4256 | 0.00262 | 0.0004229 | 0.0004679 | 0.14301 | 9.6623 | 0.00281 | 0.0005155 | 0.000561 | 0.15294 | 10.1703 | 0.003 | 0.0005282 | 0.0005809 | 0.14649 | 10.1069 | 0.00294 | 0.0004643 | 0.0005144 | 0.13939 | 9.1841 | 0.0028 | 0.0004679 | 0.0005106 | 0.1483 | 9.5802 | 0.00298 | 0.00048 | 0.0005294 | 0.14117 | 9.4588 | 0.00271 | 0.0004577 | 0.000498 | 0.14301 | 9.5549 | 0.00295 | 0.0004771 | 0.0005238 | 0.13968 | 9.3916 | 0.00298 | 0.0004806 | 0.0005272 | 0.13497 | 10.3589 | 0.0027 | 0.000439 | 0.0004763 | 0.13347 | 9.912 | 0.00279 | 0.0004673 | 0.0005041 | 0.13555 | 10.0213 | 0.00301 | 0.0004848 | 0.0005275 | 0.13993 | 9.6288 | 0.00302 | 0.0004921 | 0.0005334 | 0.14145 | 11.0438 | 0.00278 | 0.0004569 | 0.0004949 | 0.13096 | 10.5869 | 0.00307 | 0.000517 | 0.0005512 | 0.12855 | 10.4265 | 0.0031 | 0.0005196 | 0.0005532 | 0.12608 | 10.005 | 0.0033 | 0.0005308 | 0.0005584 | 0.12913 | 11.771 | 0.0028 | 0.0004359 | 0.0004622 | 0.12412 | 11.465 | 0.00284 | 0.0004392 | 0.0004646 | 0.12509 | 11.537 | 0.00301 | 0.0004516 | 0.0004812 | 0.12774 | 11.158 | 0.00329 | 0.0005258 | 0.0005541 | 0.12508 | 11.303 | 0.00316 | 0.0005116 | 0.0005342 | 0.12585 | 11.745 | 0.00313 | 0.0004578 | 0.0004774 | 0.13642 | 13.774 | 0.00323 | 0.0004508 | 0.0004783 | 0.13319 | 12.927 | 0.00329 | 0.0004654 | 0.0004884 | 0.15198 | 14.955 | 0.00384 | 0.0005246 | 0.0005632 | 0.13891 | 15.1 | 0.00333 | 0.0004318 | 0.0004553 | 0.13962 | 12.722 | 0.00381 | 0.0005176 | 0.0005352 | 0.14425 | 15.392 | 0.00351 | 0.0004446 | 0.0004683 | 0.14355 | 16.25 | 0.00336 | 0.000424 | 0.0004474 | 0.14006 | 15.678 | 0.00359 | 0.0004509 | 0.0004702 | 0.13827 | 15.342 | 0.00349 | 0.0004383 | 0.0004543 | 0.13653 | 15.246 | 0.00349 | 0.000438 | 0.0004537
0.14881 | 0.24947 | 0.0008469 | 0.0001496 | 0.0001783 | 0.16137 | 0.24321 | 0.00193 | 0.0002518 | 0.0003251 | 0.1492 | 0.24938 | 0.00274 | 0.000323 | 0.0004255 | 0.1492 | 0.8368 | 0.00106 | 0.0001818 | 0.0002082 | 0.14989 | 0.8373 | 0.00144 | 0.0002241 | 0.0002629 | 0.17104 | 1.2285 | 0.00204 | 0.0002813 | 0.0003419 | 0.14981 | 2.3183 | 0.00145 | 0.0002296 | 0.0002648 | 0.14534 | 2.2958 | 0.00157 | 0.000244 | 0.000283 | 0.13333 | 2.6521 | 0.00138 | 0.0002394 | 0.0002697 | 0.12854 | 3.0623 | 0.00137 | 0.0002424 | 0.0002715 | 0.13333 | 3.109 | 0.00151 | 0.0002554 | 0.0002889 | 0.14067 | 3.623 | 0.00154 | 0.0002732 | 0.000306 | 0.14707 | 3.7024 | 0.00169 | 0.0002862 | 0.0003238 | 0.15279 | 3.77 | 0.00184 | 0.0002987 | 0.000341 | 0.15791 | 4.3834 | 0.00174 | 0.0002884 | 0.0003244 | 0.15006 | 4.1776 | 0.00174 | 0.0003105 | 0.0003447 | 0.15481 | 4.2421 | 0.00187 | 0.0003218 | 0.0003602 | 0.14779 | 4.1468 | 0.00191 | 0.0003297 | 0.0003691 | 0.14592 | 4.9944 | 0.00187 | 0.0003691 | 0.0004006 | 0.13898 | 4.9829 | 0.00191 | 0.0003584 | 0.000394 | 0.14297 | 5.7983 | 0.00171 | 0.0003009 | 0.0003339 | 0.13805 | 5.6899 | 0.00174 | 0.000306 | 0.0003397 | 0.14075 | 6.1631 | 0.0018 | 0.0003146 | 0.0003489 | 0.14298 | 6.5079 | 0.00186 | 0.0003137 | 0.0003505 | 0.14879 | 6.6628 | 0.00202 | 0.0003264 | 0.0003681 | 0.15291 | 6.6102 | 0.002 | 0.0003231 | 0.0003644 | 0.15014 | 6.5333 | 0.00221 | 0.000343 | 0.0003899 | 0.15014 | 7.8037 | 0.00192 | 0.0003256 | 0.000361 | 0.14788 | 7.7381 | 0.0021 | 0.0003434 | 0.0003839 | 0.14598 | 7.6819 | 0.00229 | 0.0003603 | 0.0004058 | 0.14599 | 7.7345 | 0.00225 | 0.0003722 | 0.0004158 | 0.14015 | 7.5405 | 0.00229 | 0.0003785 | 0.0004226 | 0.15704 | 9.1297 | 0.00232 | 0.0003724 | 0.0004183 | 0.15402 | 9.2577 | 0.00231 | 0.0003911 | 0.0004339 | 0.1609 | 9.2685 | 0.00264 | 0.0004487 | 0.0004987 | 0.15535 | 7.6864 | 0.00334 | 0.0006228 | 0.0006848 | 0.15643 | 7.7485 | 0.00371 | 0.0006583 | 0.0007315 | 0.15891 | 9.1684 | 0.00283 | 0.000481 | 0.0005324 | 0.15402 | 8.9626 | 0.00287 | 0.0004869 | 0.0005387 | 0.15642 | 9.9859 | 0.00252 | 0.0004089 | 0.0004533 | 0.15731 | 10.0261 | 0.00277 | 0.0004297 | 0.0004808 | 0.15731 | 10.3815 | 0.00296 | 0.0005224 | 0.0005745 | 0.16685 | 10.8483 | 0.00314 | 0.0005343 | 0.000593 | 0.1587 | 10.6664 | 0.00308 | 0.0004708 | 0.0005267 | 0.15206 | 9.7408 | 0.00295 | 0.000476 | 0.0005254 | 0.16066 | 10.1088 | 0.00314 | 0.0004873 | 0.000543 | 0.154 | 10.0906 | 0.00286 | 0.0004657 | 0.0005125 | 0.15493 | 10.1407 | 0.0031 | 0.0004847 | 0.0005377 | 0.15132 | 9.9659 | 0.00313 | 0.0004884 | 0.0005415 | 0.14622 | 10.9358 | 0.00284 | 0.0004464 | 0.0004897 | 0.1446 | 10.4554 | 0.00293 | 0.0004755 | 0.0005188 | 0.14597 | 10.5259 | 0.00315 | 0.0004925 | 0.0005415 | 0.15069 | 10.167 | 0.00317 | 0.0005005 | 0.0005485 | 0.15233 | 11.6221 | 0.00291 | 0.0004638 | 0.0005075 | 0.14031 | 11.2131 | 0.00321 | 0.0005252 | 0.0005661 | 0.13773 | 11.0451 | 0.00323 | 0.0005279 | 0.0005684 | 0.13396 | 10.5117 | 0.00345 | 0.0005405 | 0.000575 | 0.1372 | 12.278 | 0.00293 | 0.0004436 | 0.000475 | 0.13188 | 11.951 | 0.00296 | 0.0004472 | 0.0004778 | 0.13244 | 11.995 | 0.00313 | 0.0004593 | 0.000494 | 0.14194 | 11.978 | 0.00355 | 0.0005429 | 0.0005819 | 0.13897 | 12.088 | 0.00341 | 0.0005293 | 0.0005623 | 0.14158 | 12.631 | 0.00343 | 0.0004792 | 0.0005098 | 0.15158 | 14.801 | 0.00349 | 0.000467 | 0.000504 | 0.14799 | 13.838 | 0.00356 | 0.0004839 | 0.0005171 | 0.16579 | 15.942 | 0.00408 | 0.0005386 | 0.0005867 | 0.15154 | 15.86 | 0.00357 | 0.000447 | 0.0004784 | 0.15231 | 13.611 | 0.00409 | 0.0005376 | 0.0005658 | 0.15627 | 16.195 | 0.00375 | 0.0004596 | 0.0004911 | 0.15552 | 17.001 | 0.00359 | 0.0004379 | 0.0004685 | 0.15084 | 16.391 | 0.00382 | 0.0004663 | 0.000493 | 0.14891 | 15.94 | 0.00373 | 0.0004548 | 0.0004776 | 0.14703 | 15.833 | 0.00373 | 0.0004546 | 0.0004771
0.15873 | 0.24455 | 0.0009055 | 0.0001537 | 0.0001856 | 0.17378 | 0.23689 | 0.00209 | 0.0002592 | 0.0003394 | 0.16578 | 0.24104 | 0.00305 | 0.0003362 | 0.0004497 | 0.16578 | 0.84358 | 0.00115 | 0.0001854 | 0.0002152 | 0.16238 | 0.8427 | 0.00153 | 0.0002271 | 0.0002691 | 0.18529 | 1.2483 | 0.00216 | 0.0002851 | 0.0003497 | 0.15979 | 2.3668 | 0.00151 | 0.0002317 | 0.0002691 | 0.15442 | 2.3413 | 0.00164 | 0.0002461 | 0.0002873 | 0.14167 | 2.7174 | 0.00144 | 0.0002414 | 0.0002737 | 0.14283 | 3.1946 | 0.00146 | 0.0002461 | 0.0002785 | 0.15 | 3.2561 | 0.00162 | 0.0002597 | 0.000297 | 0.1563 | 3.8089 | 0.00164 | 0.0002768 | 0.0003131 | 0.16177 | 3.8686 | 0.00179 | 0.0002895 | 0.0003304 | 0.16668 | 3.9204 | 0.00194 | 0.0003017 | 0.0003472 | 0.17107 | 4.5566 | 0.00182 | 0.000291 | 0.0003297 | 0.16257 | 4.3423 | 0.00183 | 0.0003136 | 0.0003509 | 0.16671 | 4.395 | 0.00196 | 0.0003247 | 0.0003661 | 0.15916 | 4.2996 | 0.002 | 0.0003328 | 0.0003752 | 0.15635 | 5.2045 | 0.00194 | 0.0003717 | 0.0004059 | 0.14825 | 5.1856 | 0.00199 | 0.0003613 | 0.0003998 | 0.16085 | 6.1758 | 0.00183 | 0.0003057 | 0.000343 | 0.1553 | 6.0622 | 0.00186 | 0.000311 | 0.0003491 | 0.15639 | 6.5765 | 0.00191 | 0.0003194 | 0.0003581 | 0.15728 | 6.8822 | 0.00197 | 0.0003183 | 0.0003591 | 0.16231 | 7.0099 | 0.00213 | 0.0003305 | 0.0003762 | 0.16681 | 7.0038 | 0.00211 | 0.0003277 | 0.0003732 | 0.16265 | 6.8901 | 0.00232 | 0.0003475 | 0.0003986 | 0.16265 | 8.1723 | 0.00201 | 0.0003293 | 0.0003681 | 0.15925 | 8.0769 | 0.0022 | 0.000347 | 0.0003909 | 0.16683 | 8.2952 | 0.00247 | 0.0003675 | 0.0004192 | 0.16685 | 8.3974 | 0.00244 | 0.0003801 | 0.0004304 | 0.16018 | 8.1927 | 0.00248 | 0.0003867 | 0.0004378 | 0.17666 | 9.7939 | 0.00248 | 0.0003782 | 0.0004297 | 0.17327 | 9.9044 | 0.00246 | 0.000397 | 0.0004453 | 0.17878 | 9.9881 | 0.00279 | 0.0004548 | 0.0005109 | 0.17261 | 8.5872 | 0.00352 | 0.0006321 | 0.0007036 | 0.17207 | 8.5639 | 0.00389 | 0.0006671 | 0.0007496 | 0.1748 | 9.821 | 0.00299 | 0.0004877 | 0.0005454 | 0.16942 | 9.6056 | 0.00303 | 0.0004939 | 0.0005522 | 0.17207 | 10.6011 | 0.00266 | 0.0004151 | 0.0004651 | 0.17161 | 10.5958 | 0.00291 | 0.0004356 | 0.0004922 | 0.17161 | 11.07 | 0.0031 | 0.0005282 | 0.0005862 | 0.18075 | 11.4792 | 0.00328 | 0.0005395 | 0.0006036 | 0.1709 | 11.1957 | 0.00322 | 0.0004765 | 0.0005378 | 0.16473 | 10.277 | 0.0031 | 0.0004831 | 0.0005387 | 0.17302 | 10.6204 | 0.00328 | 0.0004937 | 0.0005552 | 0.16684 | 10.718 | 0.003 | 0.0004726 | 0.0005253 | 0.16684 | 10.7226 | 0.00324 | 0.0004913 | 0.0005502 | 0.16296 | 10.5313 | 0.00327 | 0.0004952 | 0.0005543 | 0.15747 | 11.4783 | 0.00297 | 0.0004528 | 0.0005017 | 0.15572 | 10.9655 | 0.00307 | 0.0004826 | 0.0005319 | 0.1564 | 11.0088 | 0.00329 | 0.0004993 | 0.0005543 | 0.16145 | 10.6966 | 0.00331 | 0.000508 | 0.0005622 | 0.16321 | 12.1839 | 0.00304 | 0.0004699 | 0.000519 | 0.14967 | 11.819 | 0.00334 | 0.0005324 | 0.0005795 | 0.14692 | 11.6506 | 0.00336 | 0.0005353 | 0.0005821 | 0.14184 | 11.0182 | 0.00358 | 0.0005492 | 0.0005903 | 0.14527 | 12.7891 | 0.00304 | 0.0004505 | 0.0004868 | 0.13964 | 12.431 | 0.00308 | 0.0004544 | 0.0004901 | 0.14716 | 12.9118 | 0.00337 | 0.0004733 | 0.0005172 | 0.15968 | 12.968 | 0.00384 | 0.000561 | 0.0006121 | 0.15635 | 13.059 | 0.0037 | 0.0005481 | 0.0005929 | 0.15731 | 13.555 | 0.00372 | 0.0004972 | 0.0005383 | 0.16674 | 15.833 | 0.00373 | 0.0004806 | 0.0005268 | 0.16279 | 14.764 | 0.00382 | 0.0004997 | 0.0005426 | 0.17961 | 16.91 | 0.00431 | 0.0005506 | 0.0006077 | 0.16417 | 16.634 | 0.0038 | 0.0004604 | 0.0004996 | 0.165 | 14.544 | 0.00436 | 0.0005548 | 0.0005935 | 0.16829 | 17.03 | 0.00397 | 0.0004728 | 0.000512 | 0.16748 | 17.774 | 0.0038 | 0.0004503 | 0.000488 | 0.16161 | 17.146 | 0.00404 | 0.0004801 | 0.0005141 | 0.15954 | 16.6 | 0.00395 | 0.0004696 | 0.0004994 | 0.15753 | 16.473 | 0.00396 | 0.0004696 | 0.0004991
0.16865 | 0.23944 | 0.0009654 | 0.0001578 | 0.0001929 | 0.1862 | 0.23047 | 0.00225 | 0.0002667 | 0.0003539 | 0.18236 | 0.23251 | 0.00336 | 0.0003493 | 0.0004741 | 0.18236 | 0.84528 | 0.00123 | 0.0001887 | 0.0002217 | 0.17487 | 0.84512 | 0.00162 | 0.00023 | 0.0002751 | 0.19954 | 1.2641 | 0.00228 | 0.0002887 | 0.0003571 | 0.16978 | 2.4094 | 0.00158 | 0.0002337 | 0.0002732 | 0.1635 | 2.3839 | 0.0017 | 0.0002481 | 0.0002913 | 0.15 | 2.7797 | 0.00149 | 0.0002433 | 0.0002776 | 0.16068 | 3.3399 | 0.00158 | 0.0002502 | 0.0002862 | 0.16667 | 3.3846 | 0.00174 | 0.0002634 | 0.0003043 | 0.17193 | 3.9712 | 0.00174 | 0.00028 | 0.0003194 | 0.17648 | 4.015 | 0.00189 | 0.0002924 | 0.0003364 | 0.18057 | 4.0529 | 0.00203 | 0.0003044 | 0.0003528 | 0.18423 | 4.712 | 0.00191 | 0.0002933 | 0.0003345 | 0.17507 | 4.4963 | 0.00191 | 0.0003164 | 0.0003566 | 0.17862 | 4.5381 | 0.00204 | 0.0003274 | 0.0003715 | 0.17052 | 4.4427 | 0.00208 | 0.0003355 | 0.0003808 | 0.16677 | 5.403 | 0.00201 | 0.0003741 | 0.0004108 | 0.16678 | 5.5671 | 0.00212 | 0.0003665 | 0.0004099 | 0.17872 | 6.5223 | 0.00195 | 0.0003097 | 0.000351 | 0.17256 | 6.4066 | 0.00198 | 0.0003152 | 0.0003573 | 0.17203 | 6.9651 | 0.00202 | 0.0003235 | 0.0003661 | 0.17158 | 7.2366 | 0.00208 | 0.0003222 | 0.0003668 | 0.17584 | 7.3388 | 0.00224 | 0.0003342 | 0.0003834 | 0.18072 | 7.3823 | 0.00221 | 0.0003317 | 0.000381 | 0.17517 | 7.2359 | 0.00242 | 0.0003515 | 0.0004064 | 0.17516 | 8.5208 | 0.0021 | 0.0003325 | 0.0003745 | 0.182 | 8.7043 | 0.00238 | 0.0003536 | 0.0004032 | 0.18768 | 8.8522 | 0.00265 | 0.0003734 | 0.0004305 | 0.1877 | 9.0034 | 0.00261 | 0.0003865 | 0.0004428 | 0.1802 | 8.7932 | 0.00266 | 0.0003935 | 0.0004507 | 0.19629 | 10.3917 | 0.00263 | 0.0003832 | 0.0004395 | 0.19253 | 10.4871 | 0.00261 | 0.000402 | 0.0004552 | 0.19666 | 10.6524 | 0.00294 | 0.0004599 | 0.0005213 | 0.18987 | 9.4401 | 0.00368 | 0.0006395 | 0.0007191 | 0.18771 | 9.3398 | 0.00406 | 0.0006742 | 0.0007648 | 0.19069 | 10.4442 | 0.00313 | 0.0004934 | 0.0005569 | 0.18482 | 10.2174 | 0.00318 | 0.0004998 | 0.0005641 | 0.18771 | 11.1832 | 0.0028 | 0.0004205 | 0.0004755 | 0.18591 | 11.1189 | 0.00305 | 0.0004407 | 0.0005023 | 0.18592 | 11.7113 | 0.00323 | 0.0005333 | 0.0005965 | 0.19466 | 12.0823 | 0.0034 | 0.000544 | 0.0006131 | 0.18311 | 11.6972 | 0.00335 | 0.0004815 | 0.0005478 | 0.1774 | 10.792 | 0.00324 | 0.0004894 | 0.0005506 | 0.18538 | 11.1013 | 0.00342 | 0.0004994 | 0.0005663 | 0.17967 | 11.3262 | 0.00314 | 0.0004786 | 0.0005368 | 0.17876 | 11.292 | 0.00338 | 0.0004971 | 0.0005614 | 0.1746 | 11.0903 | 0.00341 | 0.0005012 | 0.0005658 | 0.16872 | 11.9938 | 0.00309 | 0.0004586 | 0.0005126 | 0.16684 | 11.4498 | 0.0032 | 0.000489 | 0.0005439 | 0.16683 | 11.4545 | 0.00342 | 0.0005055 | 0.0005659 | 0.17222 | 11.2119 | 0.00345 | 0.0005146 | 0.0005746 | 0.17409 | 12.7185 | 0.00315 | 0.0004754 | 0.0005294 | 0.15902 | 12.4182 | 0.00346 | 0.0005388 | 0.0005917 | 0.1561 | 12.2393 | 0.00349 | 0.0005419 | 0.0005946 | 0.1576 | 12.0105 | 0.00384 | 0.0005647 | 0.0006176 | 0.16141 | 13.8007 | 0.00327 | 0.000463 | 0.0005081 | 0.15515 | 13.4105 | 0.00331 | 0.0004675 | 0.0005122 | 0.16555 | 14.0749 | 0.00365 | 0.0004879 | 0.0005422 | 0.17742 | 13.9123 | 0.00412 | 0.000576 | 0.0006382 | 0.17372 | 13.996 | 0.00398 | 0.0005638 | 0.0006195 | 0.17304 | 14.483 | 0.00398 | 0.0005125 | 0.0005635 | 0.1819 | 16.866 | 0.00396 | 0.0004923 | 0.0005469 | 0.17758 | 15.683 | 0.00407 | 0.0005133 | 0.0005654 | 0.19343 | 17.858 | 0.00452 | 0.0005612 | 0.0006266 | 0.1768 | 17.429 | 0.00402 | 0.0004724 | 0.0005189 | 0.17769 | 15.507 | 0.0046 | 0.0005696 | 0.0006183 | 0.18031 | 17.895 | 0.00419 | 0.0004845 | 0.0005311 | 0.17944 | 18.557 | 0.00401 | 0.0004614 | 0.000506 | 0.17239 | 17.921 | 0.00425 | 0.0004925 | 0.0005337 | 0.17018 | 17.301 | 0.00417 | 0.0004831 | 0.0005198 | 0.16803 | 17.163 | 0.00418 | 0.0004833 | 0.0005196
0.17857 | 0.23432 | 0.00103 | 0.000162 | 0.0002003 | 0.19861 | 0.22425 | 0.00241 | 0.0002743 | 0.0003686 | 0.19894 | 0.22408 | 0.00369 | 0.0003626 | 0.000499 | 0.19894 | 0.84299 | 0.00132 | 0.0001919 | 0.0002281 | 0.19985 | 0.84287 | 0.00179 | 0.000236 | 0.0002864 | 0.2138 | 1.276 | 0.0024 | 0.000292 | 0.000364 | 0.17977 | 2.448 | 0.00164 | 0.0002355 | 0.0002771 | 0.18167 | 2.4551 | 0.00183 | 0.0002519 | 0.0002989 | 0.16667 | 2.8896 | 0.0016 | 0.0002469 | 0.0002846 | 0.17853 | 3.4654 | 0.00169 | 0.0002537 | 0.0002932 | 0.18333 | 3.4953 | 0.00185 | 0.0002667 | 0.0003109 | 0.18756 | 4.1127 | 0.00183 | 0.0002828 | 0.0003251 | 0.19119 | 4.1437 | 0.00198 | 0.000295 | 0.0003418 | 0.19446 | 4.1696 | 0.00212 | 0.0003069 | 0.000358 | 0.19739 | 4.8496 | 0.00198 | 0.0002954 | 0.000339 | 0.18758 | 4.6395 | 0.002 | 0.0003189 | 0.0003618 | 0.19053 | 4.6724 | 0.00212 | 0.0003298 | 0.0003765 | 0.18189 | 4.5769 | 0.00217 | 0.000338 | 0.000386 | 0.18762 | 5.7646 | 0.00215 | 0.0003784 | 0.0004194 | 0.18531 | 5.9144 | 0.00225 | 0.0003708 | 0.0004186 | 0.19659 | 6.8398 | 0.00206 | 0.0003132 | 0.000358 | 0.18981 | 6.7228 | 0.0021 | 0.0003188 | 0.0003645 | 0.18766 | 7.3296 | 0.00213 | 0.0003271 | 0.0003732 | 0.18588 | 7.5709 | 0.00218 | 0.0003257 | 0.0003736 | 0.18936 | 7.6505 | 0.00234 | 0.0003374 | 0.00039 | 0.19462 | 7.7436 | 0.00231 | 0.0003352 | 0.0003881 | 0.20019 | 7.8853 | 0.00262 | 0.0003586 | 0.00042 | 0.20019 | 9.1573 | 0.00227 | 0.0003385 | 0.0003858 | 0.20475 | 9.2672 | 0.00254 | 0.000359 | 0.0004137 | 0.20854 | 9.3563 | 0.00281 | 0.0003783 | 0.0004404 | 0.20856 | 9.5558 | 0.00277 | 0.0003919 | 0.0004534 | 0.20022 | 9.3422 | 0.00282 | 0.0003991 | 0.0004618 | 0.21592 | 10.9306 | 0.00277 | 0.0003874 | 0.000448 | 0.21178 | 11.0049 | 0.00275 | 0.0004062 | 0.0004639 | 0.21453 | 11.2697 | 0.00307 | 0.0004643 | 0.0005304 | 0.20713 | 10.2423 | 0.00383 | 0.0006455 | 0.0007322 | 0.20335 | 10.0719 | 0.00421 | 0.0006801 | 0.0007778 | 0.20658 | 11.0296 | 0.00327 | 0.0004984 | 0.0005669 | 0.20022 | 10.7964 | 0.00332 | 0.0005049 | 0.0005745 | 0.20335 | 11.7276 | 0.00293 | 0.0004251 | 0.0004848 | 0.20021 | 11.6241 | 0.00318 | 0.0004453 | 0.0005115 | 0.20022 | 12.3149 | 0.00335 | 0.0005376 | 0.0006056 | 0.20856 | 12.6473 | 0.00352 | 0.000548 | 0.0006215 | 0.19532 | 12.1807 | 0.00348 | 0.000486 | 0.000557 | 0.19007 | 11.2832 | 0.00338 | 0.0004949 | 0.0005614 | 0.19774 | 11.5741 | 0.00355 | 0.0005045 | 0.0005764 | 0.19251 | 11.9268 | 0.00327 | 0.0004838 | 0.0005472 | 0.19068 | 11.8535 | 0.00351 | 0.0005022 | 0.0005716 | 0.18624 | 11.6414 | 0.00354 | 0.0005065 | 0.0005763 | 0.17997 | 12.4918 | 0.00322 | 0.0004637 | 0.0005226 | 0.17797 | 11.9067 | 0.00333 | 0.0004947 | 0.0005549 | 0.17725 | 11.8825 | 0.00355 | 0.000511 | 0.0005766 | 0.18298 | 11.7196 | 0.00358 | 0.0005205 | 0.000586 | 0.18497 | 13.2256 | 0.00327 | 0.0004803 | 0.000539 | 0.16837 | 13.0001 | 0.00357 | 0.0005445 | 0.0006028 | 0.16528 | 12.8109 | 0.0036 | 0.0005477 | 0.000606 | 0.1773 | 13.2296 | 0.00413 | 0.0005807 | 0.0006463 | 0.18159 | 15.059 | 0.00352 | 0.0004761 | 0.000531 | 0.17455 | 14.6267 | 0.00358 | 0.0004813 | 0.000536 | 0.18395 | 15.2106 | 0.0039 | 0.0005 | 0.0005637 | 0.19516 | 14.8077 | 0.00438 | 0.0005888 | 0.000661 | 0.19109 | 14.896 | 0.00423 | 0.0005771 | 0.0006429 | 0.18877 | 15.432 | 0.00423 | 0.0005255 | 0.0005859 | 0.19705 | 17.899 | 0.00418 | 0.0005024 | 0.0005649 | 0.19238 | 16.602 | 0.0043 | 0.000525 | 0.0005858 | 0.20724 | 18.783 | 0.00472 | 0.0005705 | 0.0006437 | 0.18942 | 18.223 | 0.00423 | 0.0004831 | 0.0005368 | 0.19039 | 16.49 | 0.00484 | 0.0005826 | 0.0006408 | 0.19233 | 18.758 | 0.00439 | 0.000495 | 0.0005488 | 0.19141 | 19.349 | 0.00421 | 0.0004715 | 0.0005227 | 0.19393 | 19.536 | 0.00465 | 0.0005153 | 0.0005689 | 0.19145 | 18.82 | 0.00459 | 0.0005079 | 0.0005566 | 0.18904 | 18.65 | 0.0046 | 0.0005084 | 0.0005568
0.19841 | 0.2243 | 0.00115 | 0.0001707 | 0.0002155 | 0.22344 | 0.21232 | 0.00275 | 0.0002916 | 0.0003987 | 0.21552 | 0.21606 | 0.00403 | 0.0003762 | 0.0005245 | 0.21552 | 0.83771 | 0.00141 | 0.0001949 | 0.0002342 | 0.22483 | 0.83365 | 0.00197 | 0.0002417 | 0.0002973 | 0.22805 | 1.2858 | 0.00252 | 0.0002952 | 0.0003707 | 0.19974 | 2.5143 | 0.00176 | 0.0002392 | 0.0002843 | 0.20438 | 2.5273 | 0.00198 | 0.0002563 | 0.0003074 | 0.1875 | 3.0054 | 0.00173 | 0.000251 | 0.0002925 | 0.19639 | 3.5722 | 0.00179 | 0.0002569 | 0.0002995 | 0.2 | 3.5912 | 0.00195 | 0.0002696 | 0.0003169 | 0.20319 | 4.2355 | 0.00192 | 0.0002853 | 0.0003303 | 0.20589 | 4.2555 | 0.00207 | 0.0002974 | 0.0003468 | 0.20834 | 4.2725 | 0.00221 | 0.0003091 | 0.0003628 | 0.21055 | 4.9713 | 0.00206 | 0.0002973 | 0.0003431 | 0.20008 | 4.7729 | 0.00208 | 0.0003212 | 0.0003666 | 0.21435 | 4.9125 | 0.00228 | 0.0003343 | 0.0003856 | 0.20463 | 4.8189 | 0.00233 | 0.0003427 | 0.0003954 | 0.20846 | 6.0819 | 0.00227 | 0.000382 | 0.0004268 | 0.20384 | 6.2295 | 0.00238 | 0.0003745 | 0.0004262 | 0.21446 | 7.1298 | 0.00217 | 0.0003163 | 0.0003643 | 0.20707 | 7.0128 | 0.00221 | 0.000322 | 0.000371 | 0.2033 | 7.6688 | 0.00223 | 0.0003302 | 0.0003796 | 0.20018 | 7.8858 | 0.00228 | 0.0003287 | 0.0003799 | 0.21642 | 8.2195 | 0.00252 | 0.0003435 | 0.0004014 | 0.22242 | 8.412 | 0.00249 | 0.0003416 | 0.0004003 | 0.22521 | 8.4767 | 0.0028 | 0.0003644 | 0.0004314 | 0.22521 | 9.7201 | 0.00243 | 0.0003434 | 0.0003955 | 0.22751 | 9.77 | 0.0027 | 0.0003636 | 0.0004228 | 0.22939 | 9.8109 | 0.00297 | 0.0003826 | 0.000449 | 0.22942 | 10.058 | 0.00292 | 0.0003966 | 0.0004628 | 0.22024 | 9.844 | 0.00298 | 0.0004039 | 0.0004715 | 0.23555 | 11.421 | 0.0029 | 0.000391 | 0.0004556 | 0.23103 | 11.4645 | 0.00288 | 0.00041 | 0.0004716 | 0.23241 | 11.8386 | 0.0032 | 0.0004681 | 0.0005384 | 0.22439 | 10.9795 | 0.00397 | 0.0006506 | 0.0007434 | 0.219 | 10.7565 | 0.00435 | 0.0006851 | 0.000789 | 0.22247 | 11.5768 | 0.0034 | 0.0005027 | 0.000576 | 0.21562 | 11.3432 | 0.00346 | 0.0005094 | 0.0005838 | 0.21899 | 12.2238 | 0.00305 | 0.0004292 | 0.0004931 | 0.21452 | 12.0909 | 0.00331 | 0.0004493 | 0.0005198 | 0.21452 | 12.8802 | 0.00347 | 0.0005415 | 0.0006138 | 0.22246 | 13.1739 | 0.00364 | 0.0005516 | 0.0006292 | 0.20753 | 12.6258 | 0.0036 | 0.0004901 | 0.0005653 | 0.20274 | 11.7565 | 0.00351 | 0.0004998 | 0.0005713 | 0.21009 | 12.0187 | 0.00367 | 0.0005091 | 0.0005857 | 0.20534 | 12.5095 | 0.00339 | 0.0004885 | 0.0005566 | 0.2026 | 12.3968 | 0.00363 | 0.0005067 | 0.0005809 | 0.19788 | 12.1845 | 0.00367 | 0.0005112 | 0.0005858 | 0.19121 | 12.952 | 0.00333 | 0.0004684 | 0.0005317 | 0.18909 | 12.3358 | 0.00345 | 0.0004999 | 0.0005649 | 0.18768 | 12.2925 | 0.00367 | 0.0005161 | 0.0005865 | 0.19374 | 12.2094 | 0.0037 | 0.0005258 | 0.0005964 | 0.19585 | 13.7147 | 0.00338 | 0.0004848 | 0.0005478 | 0.18708 | 14.1109 | 0.00379 | 0.0005547 | 0.0006224 | 0.18365 | 13.9109 | 0.00383 | 0.0005582 | 0.000626 | 0.197 | 14.3803 | 0.0044 | 0.0005936 | 0.0006706 | 0.20177 | 16.2791 | 0.00376 | 0.0004868 | 0.0005506 | 0.19394 | 15.8149 | 0.00382 | 0.0004926 | 0.0005563 | 0.20234 | 16.3158 | 0.00414 | 0.0005101 | 0.0005823 | 0.2129 | 15.6518 | 0.00462 | 0.0005997 | 0.0006813 | 0.20846 | 15.7542 | 0.00448 | 0.0005886 | 0.0006636 | 0.2045 | 16.369 | 0.00447 | 0.0005368 | 0.0006059 | 0.21221 | 18.9 | 0.00438 | 0.0005112 | 0.0005811 | 0.20718 | 17.498 | 0.00452 | 0.0005353 | 0.0006042 | 0.22106 | 19.685 | 0.00492 | 0.0005787 | 0.0006593 | 0.20205 | 19.014 | 0.00443 | 0.0004927 | 0.0005532 | 0.20308 | 17.47 | 0.00506 | 0.0005939 | 0.0006611 | 0.21637 | 20.495 | 0.00477 | 0.0005142 | 0.00058 | 0.21533 | 20.913 | 0.00458 | 0.0004902 | 0.0005525 | 0.21548 | 21.168 | 0.00502 | 0.0005341 | 0.0005993 | 0.21273 | 20.435 | 0.00497 | 0.0005283 | 0.0005888 | 0.21004 | 20.224 | 0.00499 | 0.0005291 | 0.0005893
0.22321 | 0.21237 | 0.00132 | 0.0001821 | 0.000235 | 0.24826 | 0.20129 | 0.00311 | 0.0003093 | 0.0004301 | 0.2321 | 0.20834 | 0.00439 | 0.0003899 | 0.0005505 | 0.2321 | 0.82994 | 0.0015 | 0.0001978 | 0.0002402 | 0.24981 | 0.81965 | 0.00216 | 0.0002471 | 0.0003077 | 0.2423 | 1.2927 | 0.00264 | 0.0002982 | 0.0003772 | 0.22471 | 2.5766 | 0.00191 | 0.0002435 | 0.0002925 | 0.22709 | 2.5816 | 0.00212 | 0.0002603 | 0.0003152 | 0.20833 | 3.0995 | 0.00185 | 0.0002545 | 0.0002996 | 0.21424 | 3.6631 | 0.0019 | 0.0002597 | 0.0003053 | 0.21667 | 3.6742 | 0.00205 | 0.0002723 | 0.0003224 | 0.21882 | 4.3403 | 0.00201 | 0.0002875 | 0.0003351 | 0.2206 | 4.3514 | 0.00215 | 0.0002996 | 0.0003514 | 0.22223 | 4.3615 | 0.0023 | 0.0003112 | 0.0003673 | 0.23687 | 5.1721 | 0.00221 | 0.000301 | 0.0003506 | 0.22509 | 5.0091 | 0.00223 | 0.0003256 | 0.0003754 | 0.23816 | 5.1192 | 0.00243 | 0.0003383 | 0.0003936 | 0.22737 | 5.0294 | 0.00248 | 0.0003468 | 0.0004037 | 0.22931 | 6.3599 | 0.0024 | 0.0003851 | 0.0004334 | 0.22237 | 6.5131 | 0.00249 | 0.0003778 | 0.000433 | 0.23233 | 7.3924 | 0.00227 | 0.0003191 | 0.0003699 | 0.22432 | 7.2783 | 0.00231 | 0.0003248 | 0.0003768 | 0.21894 | 7.9825 | 0.00232 | 0.000333 | 0.0003854 | 0.22877 | 8.4553 | 0.00246 | 0.0003345 | 0.0003908 | 0.24347 | 8.7183 | 0.0027 | 0.0003485 | 0.0004112 | 0.25022 | 9.0052 | 0.00267 | 0.0003468 | 0.0004106 | 0.25024 | 9.0067 | 0.00298 | 0.0003693 | 0.0004412 | 0.25023 | 10.2117 | 0.00258 | 0.0003476 | 0.0004039 | 0.25026 | 10.2233 | 0.00285 | 0.0003675 | 0.0004309 | 0.25025 | 10.2147 | 0.00312 | 0.0003864 | 0.0004568 | 0.25027 | 10.5135 | 0.00307 | 0.0004006 | 0.0004711 | 0.24026 | 10.2982 | 0.00313 | 0.0004081 | 0.0004801 | 0.25518 | 11.8527 | 0.00303 | 0.0003943 | 0.0004624 | 0.25028 | 11.8754 | 0.00301 | 0.0004133 | 0.0004785 | 0.25029 | 12.3589 | 0.00333 | 0.0004714 | 0.0005457 | 0.24165 | 11.6582 | 0.0041 | 0.0006549 | 0.0007531 | 0.23464 | 11.3956 | 0.00449 | 0.0006894 | 0.0007989 | 0.23836 | 12.0954 | 0.00353 | 0.0005065 | 0.0005841 | 0.23103 | 11.8615 | 0.00359 | 0.0005133 | 0.0005922 | 0.23464 | 12.6916 | 0.00317 | 0.0004329 | 0.0005008 | 0.22882 | 12.5291 | 0.00343 | 0.0004529 | 0.0005273 | 0.22882 | 13.4071 | 0.00359 | 0.0005449 | 0.0006213 | 0.23637 | 13.6718 | 0.00375 | 0.0005547 | 0.0006362 | 0.21973 | 13.0623 | 0.00371 | 0.0004938 | 0.0005731 | 0.21541 | 12.2113 | 0.00363 | 0.0005043 | 0.0005803 | 0.22245 | 12.4547 | 0.0038 | 0.0005132 | 0.0005942 | 0.21817 | 13.0738 | 0.0035 | 0.0004926 | 0.0005651 | 0.21451 | 12.9217 | 0.00375 | 0.0005108 | 0.0005894 | 0.20952 | 12.709 | 0.00379 | 0.0005154 | 0.0005945 | 0.20246 | 13.4039 | 0.00345 | 0.0004726 | 0.0005402 | 0.20021 | 12.7469 | 0.00357 | 0.0005047 | 0.0005743 | 0.20853 | 13.0375 | 0.00391 | 0.0005255 | 0.0006043 | 0.21527 | 13.1439 | 0.00394 | 0.0005355 | 0.000615 | 0.21761 | 14.6282 | 0.00359 | 0.000493 | 0.0005636 | 0.21047 | 15.3995 | 0.00404 | 0.0005653 | 0.0006431 | 0.2066 | 15.1887 | 0.00408 | 0.000569 | 0.0006471 | 0.2167 | 15.4799 | 0.00465 | 0.0006043 | 0.0006914 | 0.22194 | 17.4481 | 0.00398 | 0.0004958 | 0.0005675 | 0.21334 | 16.9623 | 0.00405 | 0.000502 | 0.0005739 | 0.22074 | 17.3886 | 0.00436 | 0.0005187 | 0.0005986 | 0.23065 | 16.443 | 0.00486 | 0.0006093 | 0.0006993 | 0.22583 | 16.5706 | 0.00471 | 0.0005987 | 0.0006822 | 0.22023 | 17.295 | 0.00469 | 0.0005467 | 0.0006239 | 0.22737 | 19.887 | 0.00457 | 0.0005189 | 0.0005957 | 0.22198 | 18.392 | 0.00473 | 0.0005445 | 0.000621 | 0.24869 | 21.385 | 0.00529 | 0.0005939 | 0.0006866 | 0.22731 | 20.596 | 0.00481 | 0.0005106 | 0.0005825 | 0.22846 | 19.43 | 0.00546 | 0.0006141 | 0.0006964 | 0.24041 | 22.214 | 0.00513 | 0.00053 | 0.0006069 | 0.23926 | 22.449 | 0.00493 | 0.0005057 | 0.0005784 | 0.23703 | 22.8 | 0.00536 | 0.0005497 | 0.0006259 | 0.234 | 22.082 | 0.00532 | 0.0005453 | 0.0006169 | 0.23104 | 21.85 | 0.00534 | 0.0005464 | 0.0006178
0.24802 | 0.20135 | 0.0015 | 0.0001938 | 0.0002555 | 0.27309 | 0.19137 | 0.00349 | 0.0003276 | 0.0004628 | 0.26525 | 0.1944 | 0.00514 | 0.0004248 | 0.0006047 | 0.26525 | 0.80943 | 0.00169 | 0.0002043 | 0.000252 | 0.27479 | 0.80266 | 0.00234 | 0.0002525 | 0.000318 | 0.25656 | 1.2966 | 0.00275 | 0.0003011 | 0.0003834 | 0.24968 | 2.622 | 0.00205 | 0.0002473 | 0.0003 | 0.2498 | 2.6221 | 0.00227 | 0.0002639 | 0.0003224 | 0.22917 | 3.1756 | 0.00197 | 0.0002577 | 0.0003061 | 0.23209 | 3.7402 | 0.002 | 0.0002623 | 0.0003107 | 0.23333 | 3.7454 | 0.00216 | 0.0002748 | 0.0003276 | 0.23445 | 4.4303 | 0.0021 | 0.0002896 | 0.0003395 | 0.23531 | 4.4355 | 0.00224 | 0.0003016 | 0.0003557 | 0.25001 | 4.5068 | 0.00247 | 0.0003154 | 0.0003754 | 0.26319 | 5.3213 | 0.00235 | 0.0003043 | 0.0003573 | 0.2501 | 5.2109 | 0.00238 | 0.0003295 | 0.0003831 | 0.26198 | 5.2962 | 0.00257 | 0.0003418 | 0.0004008 | 0.2501 | 5.2114 | 0.00263 | 0.0003504 | 0.0004111 | 0.25016 | 6.5992 | 0.00251 | 0.0003878 | 0.0004393 | 0.2409 | 6.7672 | 0.00261 | 0.0003806 | 0.0004391 | 0.25021 | 7.6314 | 0.00237 | 0.0003215 | 0.0003751 | 0.24158 | 7.5191 | 0.00241 | 0.0003274 | 0.0003822 | 0.25022 | 8.5404 | 0.0025 | 0.0003382 | 0.0003955 | 0.25737 | 8.9484 | 0.00263 | 0.0003392 | 0.0004002 | 0.27052 | 9.1523 | 0.00287 | 0.0003527 | 0.0004198 | 0.27802 | 9.5248 | 0.00283 | 0.0003512 | 0.0004194 | 0.27526 | 9.4777 | 0.00314 | 0.0003735 | 0.0004498 | 0.27525 | 10.6546 | 0.00273 | 0.0003513 | 0.0004113 | 0.27301 | 10.6166 | 0.003 | 0.000371 | 0.0004381 | 0.2711 | 10.5884 | 0.00327 | 0.0003897 | 0.0004637 | 0.27113 | 10.9262 | 0.00321 | 0.0004041 | 0.0004786 | 0.26029 | 10.7207 | 0.00327 | 0.0004118 | 0.0004878 | 0.27481 | 12.2454 | 0.00316 | 0.0003972 | 0.0004686 | 0.26954 | 12.2575 | 0.00314 | 0.0004163 | 0.0004849 | 0.26817 | 12.8403 | 0.00345 | 0.0004743 | 0.0005522 | 0.25891 | 12.2882 | 0.00423 | 0.0006586 | 0.0007617 | 0.25028 | 11.9859 | 0.00462 | 0.0006931 | 0.0008076 | 0.25425 | 12.5852 | 0.00365 | 0.0005099 | 0.0005914 | 0.24643 | 12.351 | 0.00371 | 0.0005169 | 0.0005999 | 0.25028 | 13.1306 | 0.00329 | 0.0004362 | 0.0005077 | 0.24312 | 12.9384 | 0.00355 | 0.0004562 | 0.0005343 | 0.24312 | 13.9053 | 0.0037 | 0.000548 | 0.000628 | 0.25027 | 14.1408 | 0.00386 | 0.0005576 | 0.0006426 | 0.24415 | 13.8487 | 0.00394 | 0.0005007 | 0.0005869 | 0.22808 | 12.6476 | 0.00375 | 0.0005083 | 0.0005886 | 0.24717 | 13.2601 | 0.00403 | 0.000521 | 0.0006095 | 0.23101 | 13.6196 | 0.00362 | 0.0004964 | 0.0005729 | 0.23835 | 13.9253 | 0.00397 | 0.0005183 | 0.0006044 | 0.2328 | 13.7021 | 0.00402 | 0.0005231 | 0.0006099 | 0.22496 | 14.2224 | 0.00366 | 0.0004805 | 0.0005554 | 0.22246 | 13.4937 | 0.0038 | 0.0005135 | 0.000591 | 0.2346 | 13.8611 | 0.00419 | 0.0005356 | 0.0006235 | 0.24218 | 14.227 | 0.00421 | 0.0005458 | 0.0006347 | 0.24481 | 15.6502 | 0.00384 | 0.0005018 | 0.0005805 | 0.23385 | 16.5767 | 0.00428 | 0.0005739 | 0.0006604 | 0.22956 | 16.3652 | 0.00432 | 0.0005778 | 0.0006648 | 0.2364 | 16.5164 | 0.00489 | 0.0006134 | 0.0007095 | 0.24212 | 18.5741 | 0.00419 | 0.0005034 | 0.0005823 | 0.23273 | 18.057 | 0.00426 | 0.00051 | 0.0005894 | 0.23913 | 18.4173 | 0.00457 | 0.000526 | 0.0006131 | 0.24839 | 17.19 | 0.00508 | 0.0006178 | 0.0007156 | 0.2432 | 17.3433 | 0.00493 | 0.0006076 | 0.000699 | 0.23596 | 18.1955 | 0.0049 | 0.0005553 | 0.0006402 | 0.24253 | 20.85 | 0.00476 | 0.0005258 | 0.000609 | 0.23678 | 19.262 | 0.00492 | 0.0005526 | 0.0006362 | 0.27632 | 22.971 | 0.00562 | 0.0006064 | 0.0007098 | 0.25257 | 22.136 | 0.00516 | 0.0005254 | 0.0006078 | 0.25385 | 21.329 | 0.00583 | 0.0006302 | 0.0007259 | 0.26445 | 23.869 | 0.00545 | 0.0005431 | 0.0006302 | 0.26318 | 23.942 | 0.00525 | 0.0005189 | 0.0006011 | 0.25858 | 24.397 | 0.00568 | 0.000563 | 0.0006492 | 0.25527 | 23.735 | 0.00565 | 0.0005596 | 0.0006416 | 0.25205 | 23.482 | 0.00568 | 0.000561 | 0.0006428
0.27282 | 0.19143 | 0.00169 | 0.0002059 | 0.0002768 | 0.29791 | 0.18245 | 0.0039 | 0.0003466 | 0.0004969 | 0.29841 | 0.18227 | 0.00594 | 0.0004611 | 0.000662 | 0.29841 | 0.78484 | 0.00187 | 0.0002105 | 0.0002635 | 0.29978 | 0.78379 | 0.00253 | 0.0002577 | 0.0003283 | 0.28506 | 1.3004 | 0.00299 | 0.0003074 | 0.0003953 | 0.27464 | 2.6535 | 0.0022 | 0.0002509 | 0.0003071 | 0.2725 | 2.6516 | 0.00241 | 0.0002673 | 0.0003292 | 0.25 | 3.2349 | 0.00209 | 0.0002607 | 0.0003121 | 0.24995 | 3.8054 | 0.0021 | 0.0002647 | 0.0003157 | 0.25 | 3.8056 | 0.00226 | 0.0002771 | 0.0003325 | 0.25008 | 4.5064 | 0.00218 | 0.0002915 | 0.0003437 | 0.26472 | 4.5669 | 0.00241 | 0.0003056 | 0.0003636 | 0.27779 | 4.6124 | 0.00264 | 0.000319 | 0.0003828 | 0.2895 | 5.4307 | 0.00249 | 0.0003072 | 0.0003633 | 0.27511 | 5.381 | 0.00252 | 0.0003329 | 0.0003901 | 0.2858 | 5.4455 | 0.00271 | 0.0003449 | 0.0004073 | 0.27284 | 5.3676 | 0.00277 | 0.0003537 | 0.0004178 | 0.271 | 6.8069 | 0.00262 | 0.0003902 | 0.0004446 | 0.25943 | 6.9937 | 0.00272 | 0.0003831 | 0.0004447 | 0.28595 | 8.0394 | 0.00257 | 0.0003264 | 0.0003844 | 0.27609 | 7.936 | 0.00261 | 0.0003323 | 0.0003916 | 0.2815 | 9.0107 | 0.00268 | 0.0003425 | 0.0004041 | 0.28597 | 9.3717 | 0.0028 | 0.0003433 | 0.0004083 | 0.29757 | 9.5252 | 0.00303 | 0.0003565 | 0.0004274 | 0.30583 | 9.9743 | 0.00298 | 0.000355 | 0.0004272 | 0.30029 | 9.8906 | 0.0033 | 0.0003771 | 0.0004574 | 0.30028 | 11.0384 | 0.00287 | 0.0003545 | 0.000418 | 0.29576 | 10.9708 | 0.00314 | 0.0003741 | 0.0004446 | 0.29195 | 10.913 | 0.00341 | 0.0003927 | 0.0004701 | 0.29198 | 11.2998 | 0.00335 | 0.0004073 | 0.0004853 | 0.28031 | 11.094 | 0.00341 | 0.0004151 | 0.0004948 | 0.29444 | 12.599 | 0.00328 | 0.0003998 | 0.0004743 | 0.28879 | 12.5904 | 0.00326 | 0.000419 | 0.0004907 | 0.28605 | 13.2727 | 0.00356 | 0.000477 | 0.0005581 | 0.27617 | 12.8592 | 0.00435 | 0.0006618 | 0.0007693 | 0.26592 | 12.5271 | 0.00474 | 0.0006964 | 0.0008155 | 0.27014 | 13.046 | 0.00377 | 0.0005129 | 0.0005982 | 0.26183 | 12.8116 | 0.00383 | 0.00052 | 0.0006068 | 0.26592 | 13.5408 | 0.0034 | 0.0004393 | 0.0005142 | 0.25742 | 13.3188 | 0.00367 | 0.0004592 | 0.0005408 | 0.25742 | 14.3646 | 0.0038 | 0.0005507 | 0.0006342 | 0.27808 | 14.9916 | 0.00407 | 0.000563 | 0.000654 | 0.27467 | 14.7142 | 0.0042 | 0.0005083 | 0.0006018 | 0.25343 | 13.4536 | 0.00398 | 0.0005159 | 0.0006035 | 0.27807 | 14.1747 | 0.0043 | 0.0005294 | 0.0006259 | 0.25667 | 14.6447 | 0.00383 | 0.0005032 | 0.0005868 | 0.26814 | 15.0778 | 0.00423 | 0.0005263 | 0.0006203 | 0.2619 | 14.8541 | 0.00428 | 0.0005313 | 0.0006262 | 0.25308 | 15.1396 | 0.00392 | 0.0004891 | 0.0005718 | 0.25026 | 14.3092 | 0.00407 | 0.000523 | 0.0006092 | 0.26067 | 14.5909 | 0.00445 | 0.0005443 | 0.0006402 | 0.26909 | 15.2064 | 0.00446 | 0.0005543 | 0.0006516 | 0.27201 | 16.5586 | 0.00407 | 0.0005092 | 0.0005951 | 0.25724 | 17.6503 | 0.0045 | 0.0005811 | 0.0006753 | 0.25251 | 17.4483 | 0.00454 | 0.0005852 | 0.00068 | 0.2561 | 17.4885 | 0.00511 | 0.0006212 | 0.0007254 | 0.2623 | 19.6258 | 0.00439 | 0.00051 | 0.0005954 | 0.25212 | 19.1074 | 0.00447 | 0.0005169 | 0.000603 | 0.25753 | 19.391 | 0.00477 | 0.0005325 | 0.000626 | 0.26613 | 17.8817 | 0.00529 | 0.0006254 | 0.0007305 | 0.26058 | 18.0611 | 0.00514 | 0.0006155 | 0.0007142 | 0.25169 | 19.0816 | 0.0051 | 0.000563 | 0.000655 | 0.27284 | 22.6582 | 0.0051 | 0.0005385 | 0.0006322 | 0.26638 | 20.9244 | 0.0053 | 0.0005676 | 0.0006629 | 0.30395 | 24.4401 | 0.00594 | 0.0006169 | 0.0007299 | 0.27782 | 23.622 | 0.00549 | 0.0005379 | 0.0006299 | 0.27923 | 23.143 | 0.00617 | 0.0006433 | 0.000751 | 0.28849 | 25.457 | 0.00576 | 0.0005542 | 0.0006505 | 0.28711 | 25.369 | 0.00556 | 0.0005301 | 0.0006212 | 0.28013 | 25.938 | 0.00598 | 0.0005743 | 0.0006699 | 0.27654 | 25.361 | 0.00596 | 0.0005718 | 0.0006634 | 0.27305 | 25.098 | 0.00599 | 0.0005734 | 0.0006649
0.29762 | 0.18252 | 0.00188 | 0.0002184 | 0.0002991 | 0.32274 | 0.17454 | 0.00432 | 0.0003661 | 0.0005324 | 0.33156 | 0.17195 | 0.00679 | 0.0004987 | 0.0007224 | 0.33156 | 0.75827 | 0.00207 | 0.0002168 | 0.0002751 | 0.32476 | 0.76393 | 0.00273 | 0.0002629 | 0.0003385 | 0.3207 | 1.2962 | 0.00328 | 0.0003154 | 0.0004093 | 0.29961 | 2.673 | 0.00234 | 0.0002542 | 0.0003137 | 0.29521 | 2.6702 | 0.00256 | 0.0002705 | 0.0003356 | 0.27083 | 3.2813 | 0.0022 | 0.0002634 | 0.0003177 | 0.2678 | 3.8597 | 0.0022 | 0.000267 | 0.0003205 | 0.26667 | 3.8569 | 0.00236 | 0.0002793 | 0.0003371 | 0.28134 | 4.6239 | 0.00235 | 0.0002955 | 0.0003514 | 0.29413 | 4.6605 | 0.00257 | 0.0003092 | 0.0003708 | 0.30557 | 4.6882 | 0.0028 | 0.0003224 | 0.0003895 | 0.31582 | 5.5065 | 0.00263 | 0.00031 | 0.0003689 | 0.30012 | 5.5243 | 0.00266 | 0.0003359 | 0.0003964 | 0.30961 | 5.572 | 0.00285 | 0.0003478 | 0.0004133 | 0.29558 | 5.5 | 0.00291 | 0.0003566 | 0.000424 | 0.29185 | 6.9839 | 0.00273 | 0.0003924 | 0.0004495 | 0.29649 | 7.3724 | 0.00293 | 0.0003881 | 0.0004545 | 0.32169 | 8.3673 | 0.00275 | 0.0003305 | 0.0003924 | 0.3106 | 8.2738 | 0.0028 | 0.0003365 | 0.0003998 | 0.31277 | 9.4019 | 0.00284 | 0.0003462 | 0.0004117 | 0.31456 | 9.7318 | 0.00296 | 0.0003469 | 0.0004156 | 0.32462 | 9.8449 | 0.00319 | 0.0003598 | 0.0004342 | 0.33363 | 10.3567 | 0.00313 | 0.0003583 | 0.0004342 | 0.32531 | 10.2491 | 0.00345 | 0.0003803 | 0.0004642 | 0.3253 | 11.3732 | 0.003 | 0.0003574 | 0.0004241 | 0.31851 | 11.2858 | 0.00327 | 0.0003769 | 0.0004506 | 0.31281 | 11.2081 | 0.00354 | 0.0003954 | 0.000476 | 0.31284 | 11.6441 | 0.00348 | 0.0004102 | 0.0004915 | 0.30033 | 11.4481 | 0.00355 | 0.0004181 | 0.0005013 | 0.31407 | 12.9132 | 0.0034 | 0.0004022 | 0.0004796 | 0.30804 | 12.8941 | 0.00338 | 0.0004214 | 0.000496 | 0.30392 | 13.6757 | 0.00367 | 0.0004794 | 0.0005636 | 0.29343 | 13.3812 | 0.00446 | 0.0006647 | 0.0007762 | 0.28157 | 13.0291 | 0.00485 | 0.0006993 | 0.0008226 | 0.28603 | 13.4677 | 0.00388 | 0.0005157 | 0.0006044 | 0.27723 | 13.233 | 0.00395 | 0.0005229 | 0.0006132 | 0.28156 | 13.9119 | 0.00351 | 0.000442 | 0.0005201 | 0.28602 | 14.022 | 0.00389 | 0.0004651 | 0.0005524 | 0.28602 | 15.2159 | 0.004 | 0.0005559 | 0.0006453 | 0.31284 | 15.9118 | 0.00431 | 0.0005688 | 0.0006661 | 0.30519 | 15.4738 | 0.00445 | 0.0005148 | 0.0006146 | 0.28511 | 14.3687 | 0.00425 | 0.0005241 | 0.0006195 | 0.30896 | 14.9936 | 0.00456 | 0.0005364 | 0.00064 | 0.28876 | 15.8089 | 0.00408 | 0.0005105 | 0.0006014 | 0.29793 | 16.115 | 0.00447 | 0.0005328 | 0.0006337 | 0.291 | 15.8908 | 0.00452 | 0.000538 | 0.0006401 | 0.2812 | 15.9423 | 0.00416 | 0.0004963 | 0.000586 | 0.27807 | 15.0305 | 0.00433 | 0.0005312 | 0.000625 | 0.28673 | 15.2453 | 0.00471 | 0.0005518 | 0.0006549 | 0.296 | 16.0904 | 0.00471 | 0.0005614 | 0.0006661 | 0.29922 | 17.3718 | 0.00429 | 0.0005155 | 0.0006078 | 0.28062 | 18.6291 | 0.00471 | 0.0005873 | 0.0006883 | 0.27547 | 18.4266 | 0.00475 | 0.0005915 | 0.0006933 | 0.2758 | 18.3951 | 0.00532 | 0.0006279 | 0.0007395 | 0.28247 | 20.632 | 0.00458 | 0.0005158 | 0.0006071 | 0.27152 | 20.0925 | 0.00466 | 0.000523 | 0.0006153 | 0.27592 | 20.3187 | 0.00496 | 0.0005382 | 0.0006376 | 0.28387 | 18.5373 | 0.0055 | 0.0006322 | 0.0007441 | 0.27795 | 18.7534 | 0.00534 | 0.0006226 | 0.0007282 | 0.28315 | 20.7758 | 0.00548 | 0.0005773 | 0.0006809 | 0.30316 | 24.3401 | 0.00542 | 0.000549 | 0.0006519 | 0.29597 | 22.4917 | 0.00565 | 0.0005799 | 0.0006857 | 0.33159 | 25.7989 | 0.00624 | 0.0006259 | 0.0007476 | 0.30308 | 25.039 | 0.0058 | 0.0005486 | 0.0006495 | 0.30462 | 24.849 | 0.00648 | 0.0006543 | 0.0007726 | 0.31253 | 26.956 | 0.00605 | 0.0005638 | 0.0006686 | 0.31103 | 26.726 | 0.00585 | 0.00054 | 0.0006391 | 0.30167 | 27.419 | 0.00626 | 0.0005842 | 0.0006883 | 0.29782 | 26.939 | 0.00625 | 0.0005823 | 0.0006829 | 0.29405 | 26.664 | 0.00628 | 0.0005841 | 0.0006846
0.32242 | 0.17461 | 0.00209 | 0.0002314 | 0.0003223 | 0.34757 | 0.16742 | 0.00476 | 0.0003863 | 0.0005693 | 0.36472 | 0.16303 | 0.0077 | 0.0005377 | 0.0007859 | 0.36472 | 0.7313 | 0.00227 | 0.0002231 | 0.0002868 | 0.34974 | 0.74358 | 0.00293 | 0.0002682 | 0.0003487 | 0.35633 | 1.286 | 0.00357 | 0.000323 | 0.0004227 | 0.32458 | 2.6837 | 0.00248 | 0.0002574 | 0.0003199 | 0.31792 | 2.6819 | 0.0027 | 0.0002735 | 0.0003416 | 0.29167 | 3.3168 | 0.00232 | 0.0002659 | 0.000323 | 0.28565 | 3.9051 | 0.00229 | 0.0002691 | 0.0003249 | 0.3 | 3.9358 | 0.00255 | 0.0002839 | 0.0003456 | 0.3126 | 4.7026 | 0.00251 | 0.000299 | 0.0003583 | 0.32355 | 4.7224 | 0.00273 | 0.0003125 | 0.0003773 | 0.33335 | 4.7382 | 0.00296 | 0.0003255 | 0.0003957 | 0.34214 | 5.5553 | 0.00277 | 0.0003125 | 0.0003742 | 0.32513 | 5.6419 | 0.00279 | 0.0003387 | 0.0004023 | 0.33343 | 5.6767 | 0.00299 | 0.0003504 | 0.0004189 | 0.31831 | 5.6126 | 0.00305 | 0.0003593 | 0.0004297 | 0.33354 | 7.2626 | 0.00295 | 0.0003968 | 0.0004582 | 0.33356 | 7.6659 | 0.00313 | 0.0003924 | 0.000463 | 0.35744 | 8.627 | 0.00293 | 0.0003342 | 0.0003996 | 0.34511 | 8.5443 | 0.00298 | 0.0003403 | 0.0004072 | 0.34405 | 9.7259 | 0.003 | 0.0003495 | 0.0004184 | 0.34316 | 10.0357 | 0.00311 | 0.0003501 | 0.0004221 | 0.35167 | 10.1181 | 0.00334 | 0.0003628 | 0.0004404 | 0.36143 | 10.6927 | 0.00328 | 0.0003613 | 0.0004405 | 0.35033 | 10.5653 | 0.00359 | 0.0003832 | 0.0004704 | 0.35032 | 11.6585 | 0.00313 | 0.0003601 | 0.0004297 | 0.34126 | 11.5613 | 0.00341 | 0.0003795 | 0.0004561 | 0.33366 | 11.4738 | 0.00368 | 0.000398 | 0.0004814 | 0.33369 | 11.949 | 0.00361 | 0.0004129 | 0.0004973 | 0.32035 | 11.7528 | 0.00368 | 0.0004208 | 0.0005072 | 0.3337 | 13.198 | 0.00351 | 0.0004044 | 0.0004844 | 0.32729 | 13.1584 | 0.00349 | 0.0004237 | 0.000501 | 0.3218 | 14.0395 | 0.00378 | 0.0004816 | 0.0005686 | 0.31069 | 13.8538 | 0.00457 | 0.0006673 | 0.0007825 | 0.31285 | 13.9153 | 0.00508 | 0.0007047 | 0.000835 | 0.31781 | 14.2432 | 0.0041 | 0.000521 | 0.0006154 | 0.30803 | 14.0181 | 0.00417 | 0.0005283 | 0.0006246 | 0.31285 | 14.5963 | 0.00372 | 0.0004474 | 0.0005309 | 0.32177 | 14.7746 | 0.00415 | 0.0004716 | 0.0005651 | 0.32178 | 16.1265 | 0.00425 | 0.0005616 | 0.0006571 | 0.3476 | 16.6954 | 0.00454 | 0.0005737 | 0.0006766 | 0.33571 | 16.1467 | 0.00469 | 0.0005204 | 0.000626 | 0.31678 | 15.1881 | 0.00451 | 0.0005309 | 0.0006333 | 0.33986 | 15.7358 | 0.00481 | 0.0005425 | 0.0006523 | 0.32084 | 16.8375 | 0.00431 | 0.0005165 | 0.0006139 | 0.32773 | 17.0358 | 0.0047 | 0.0005384 | 0.0006454 | 0.3201 | 16.8112 | 0.00476 | 0.0005437 | 0.000652 | 0.30932 | 16.6593 | 0.00439 | 0.0005026 | 0.0005985 | 0.30588 | 15.6763 | 0.00457 | 0.0005383 | 0.0006389 | 0.3128 | 15.8233 | 0.00495 | 0.0005584 | 0.0006681 | 0.32291 | 16.8981 | 0.00493 | 0.0005676 | 0.000679 | 0.32642 | 18.1089 | 0.00451 | 0.0005211 | 0.0006192 | 0.30401 | 19.5318 | 0.0049 | 0.0005926 | 0.0006998 | 0.29843 | 19.319 | 0.00495 | 0.000597 | 0.000705 | 0.2955 | 19.2454 | 0.00552 | 0.0006339 | 0.0007522 | 0.30265 | 21.562 | 0.00475 | 0.0005209 | 0.0006177 | 0.29091 | 21.0316 | 0.00484 | 0.0005283 | 0.0006263 | 0.29432 | 21.1897 | 0.00514 | 0.0005432 | 0.0006481 | 0.31936 | 19.7183 | 0.00589 | 0.0006452 | 0.0007682 | 0.31269 | 19.9983 | 0.00573 | 0.0006361 | 0.000753 | 0.31461 | 22.3628 | 0.00583 | 0.000589 | 0.0007028 | 0.33347 | 25.8724 | 0.00573 | 0.0005579 | 0.000669 | 0.32557 | 23.95 | 0.00597 | 0.0005903 | 0.0007055 | 0.35922 | 27.0455 | 0.00653 | 0.0006338 | 0.0007633 | 0.32834 | 26.385 | 0.0061 | 0.000558 | 0.0006669 | 0.33 | 26.464 | 0.00678 | 0.0006637 | 0.0007915 | 0.33658 | 28.373 | 0.00632 | 0.0005722 | 0.0006847 | 0.33496 | 28.011 | 0.00612 | 0.0005486 | 0.0006553 | 0.34477 | 30.165 | 0.00679 | 0.0006028 | 0.00072 | 0.34036 | 29.929 | 0.00678 | 0.0006019 | 0.0007161 | 0.33606 | 29.633 | 0.00682 | 0.000604 | 0.0007183
0.34722 | 0.16749 | 0.00231 | 0.0002447 | 0.0003464 | 0.39722 | 0.1554 | 0.00569 | 0.000438 | 0.0006471 | 0.39788 | 0.15532 | 0.00865 | 0.000578 | 0.0008524 | 0.39788 | 0.70465 | 0.00248 | 0.0002295 | 0.0002988 | 0.37472 | 0.72323 | 0.00314 | 0.0002735 | 0.0003591 | 0.39196 | 1.2708 | 0.00387 | 0.0003303 | 0.0004357 | 0.34955 | 2.6864 | 0.00262 | 0.0002604 | 0.000326 | 0.34063 | 2.6866 | 0.00284 | 0.0002764 | 0.0003475 | 0.3125 | 3.3424 | 0.00243 | 0.0002683 | 0.000328 | 0.32136 | 3.972 | 0.00249 | 0.0002736 | 0.0003333 | 0.33333 | 3.9879 | 0.00274 | 0.0002881 | 0.0003535 | 0.34386 | 4.7516 | 0.00267 | 0.0003023 | 0.0003648 | 0.35296 | 4.7614 | 0.00289 | 0.0003156 | 0.0003835 | 0.36113 | 4.7693 | 0.00312 | 0.0003284 | 0.0004016 | 0.36846 | 5.5823 | 0.00291 | 0.0003149 | 0.0003791 | 0.35014 | 5.7387 | 0.00293 | 0.0003413 | 0.0004078 | 0.38106 | 5.8335 | 0.00325 | 0.0003561 | 0.0004291 | 0.36379 | 5.7844 | 0.00331 | 0.000365 | 0.0004401 | 0.37523 | 7.4589 | 0.00315 | 0.0004006 | 0.0004659 | 0.37062 | 7.8891 | 0.00332 | 0.0003961 | 0.0004706 | 0.39318 | 8.8292 | 0.0031 | 0.0003375 | 0.000406 | 0.37962 | 8.7584 | 0.00315 | 0.0003436 | 0.0004138 | 0.37533 | 9.9915 | 0.00315 | 0.0003525 | 0.0004245 | 0.37176 | 10.2952 | 0.00326 | 0.000353 | 0.0004281 | 0.37873 | 10.3448 | 0.00349 | 0.0003655 | 0.0004461 | 0.38923 | 10.9691 | 0.00342 | 0.000364 | 0.0004462 | 0.37536 | 10.8318 | 0.00373 | 0.0003859 | 0.0004761 | 0.37535 | 11.9144 | 0.00326 | 0.0003625 | 0.0004348 | 0.36401 | 11.8073 | 0.00354 | 0.0003819 | 0.0004612 | 0.35451 | 11.7099 | 0.00381 | 0.0004003 | 0.0004864 | 0.35455 | 12.2245 | 0.00373 | 0.0004153 | 0.0005026 | 0.34037 | 12.0381 | 0.0038 | 0.0004233 | 0.0005126 | 0.35333 | 13.4533 | 0.00363 | 0.0004065 | 0.000489 | 0.34655 | 13.4033 | 0.00361 | 0.0004258 | 0.0005057 | 0.35756 | 14.6686 | 0.00399 | 0.000486 | 0.0005777 | 0.34521 | 14.6711 | 0.00478 | 0.0006721 | 0.0007935 | 0.35196 | 14.8209 | 0.00534 | 0.0007105 | 0.000848 | 0.35754 | 15.0782 | 0.00436 | 0.0005268 | 0.0006273 | 0.34654 | 14.8627 | 0.00443 | 0.0005343 | 0.0006369 | 0.35195 | 15.3202 | 0.00398 | 0.0004535 | 0.0005426 | 0.35753 | 15.4202 | 0.0044 | 0.0004772 | 0.0005761 | 0.35753 | 16.9005 | 0.00447 | 0.0005664 | 0.0006673 | 0.38236 | 17.3715 | 0.00476 | 0.000578 | 0.0006857 | 0.36622 | 16.742 | 0.00492 | 0.0005253 | 0.0006361 | 0.34846 | 15.9206 | 0.00475 | 0.0005369 | 0.0006454 | 0.37075 | 16.3906 | 0.00504 | 0.0005478 | 0.0006633 | 0.35293 | 17.7295 | 0.00453 | 0.0005217 | 0.0006247 | 0.35752 | 17.8593 | 0.00492 | 0.0005432 | 0.0006556 | 0.3492 | 17.6344 | 0.00497 | 0.0005486 | 0.0006625 | 0.33744 | 17.2995 | 0.00462 | 0.0005082 | 0.0006096 | 0.33369 | 16.2555 | 0.00481 | 0.0005446 | 0.0006515 | 0.33887 | 16.3542 | 0.00518 | 0.0005643 | 0.00068 | 0.34982 | 17.6188 | 0.00515 | 0.0005731 | 0.0006904 | 0.35362 | 18.7689 | 0.00471 | 0.0005261 | 0.0006294 | 0.32739 | 20.3479 | 0.00509 | 0.0005974 | 0.0007101 | 0.32138 | 20.1447 | 0.00514 | 0.0006018 | 0.0007155 | 0.3152 | 20.0388 | 0.00571 | 0.0006392 | 0.0007637 | 0.32283 | 22.4451 | 0.00493 | 0.0005254 | 0.0006273 | 0.31031 | 21.9038 | 0.00502 | 0.000533 | 0.0006362 | 0.33111 | 22.79 | 0.00549 | 0.0005529 | 0.0006666 | 0.35484 | 20.7692 | 0.00627 | 0.0006563 | 0.0007891 | 0.34743 | 21.1143 | 0.0061 | 0.0006475 | 0.0007744 | 0.34608 | 23.8193 | 0.00616 | 0.0005988 | 0.0007218 | 0.36379 | 27.2727 | 0.00601 | 0.0005655 | 0.0006839 | 0.35517 | 25.3069 | 0.00628 | 0.0005993 | 0.0007229 | 0.38685 | 28.2085 | 0.0068 | 0.0006408 | 0.0007774 | 0.35359 | 27.6595 | 0.00638 | 0.0005662 | 0.0006825 | 0.35539 | 27.957 | 0.00705 | 0.0006718 | 0.0008082 | 0.38466 | 30.967 | 0.00683 | 0.0005883 | 0.0007125 | 0.38281 | 30.383 | 0.00664 | 0.0005656 | 0.0006834 | 0.38787 | 32.636 | 0.00727 | 0.0006178 | 0.0007463 | 0.38291 | 32.636 | 0.00727 | 0.0006174 | 0.0007434 | 0.37807 | 32.349 | 0.00731 | 0.0006198 | 0.000746
0.37202 | 0.16118 | 0.00253 | 0.0002585 | 0.0003714 | 0.44687 | 0.14578 | 0.00669 | 0.0004912 | 0.0007299 | 0.43103 | 0.1487 | 0.00964 | 0.0006194 | 0.0009218 | 0.43103 | 0.6789 | 0.0027 | 0.000236 | 0.000311 | 0.3997 | 0.70329 | 0.00335 | 0.0002789 | 0.0003696 | 0.42759 | 1.2537 | 0.00417 | 0.0003375 | 0.0004484 | 0.37451 | 2.6831 | 0.00276 | 0.0002633 | 0.0003318 | 0.36334 | 2.6853 | 0.00298 | 0.0002791 | 0.0003531 | 0.33333 | 3.3589 | 0.00255 | 0.0002706 | 0.0003328 | 0.35707 | 4.0122 | 0.00268 | 0.0002778 | 0.000341 | 0.36667 | 4.0201 | 0.00293 | 0.000292 | 0.0003608 | 0.37512 | 4.7787 | 0.00283 | 0.0003053 | 0.0003708 | 0.38238 | 4.7826 | 0.00305 | 0.0003185 | 0.0003892 | 0.38891 | 4.7846 | 0.00328 | 0.0003312 | 0.0004072 | 0.4211 | 5.5897 | 0.00318 | 0.0003205 | 0.0003883 | 0.40016 | 5.8796 | 0.00319 | 0.0003469 | 0.0004177 | 0.42869 | 5.9348 | 0.00351 | 0.0003612 | 0.0004383 | 0.40926 | 5.8996 | 0.00357 | 0.0003702 | 0.0004494 | 0.41693 | 7.5916 | 0.00335 | 0.0004041 | 0.0004728 | 0.40768 | 8.0547 | 0.00351 | 0.0003995 | 0.0004774 | 0.42892 | 8.9838 | 0.00328 | 0.0003405 | 0.000412 | 0.41414 | 8.9249 | 0.00332 | 0.0003467 | 0.0004198 | 0.40661 | 10.2056 | 0.0033 | 0.0003552 | 0.0004301 | 0.40035 | 10.5021 | 0.00341 | 0.0003557 | 0.0004336 | 0.40578 | 10.5419 | 0.00364 | 0.0003681 | 0.0004514 | 0.41704 | 11.206 | 0.00355 | 0.0003665 | 0.0004515 | 0.40038 | 11.0687 | 0.00387 | 0.0003883 | 0.0004814 | 0.40037 | 12.1408 | 0.00339 | 0.0003647 | 0.0004396 | 0.38676 | 12.0237 | 0.00366 | 0.0003841 | 0.000466 | 0.37537 | 11.9164 | 0.00394 | 0.0004025 | 0.0004912 | 0.37541 | 12.4804 | 0.00385 | 0.0004175 | 0.0005076 | 0.3604 | 12.3038 | 0.00393 | 0.0004256 | 0.0005178 | 0.39259 | 13.8952 | 0.00385 | 0.0004108 | 0.0004973 | 0.38505 | 13.8344 | 0.00383 | 0.0004302 | 0.0005143 | 0.40225 | 15.3073 | 0.00425 | 0.0004909 | 0.0005876 | 0.38837 | 15.508 | 0.00503 | 0.0006773 | 0.0008051 | 0.39106 | 15.5491 | 0.00559 | 0.0007153 | 0.0008589 | 0.39727 | 15.7858 | 0.0046 | 0.0005318 | 0.0006376 | 0.38504 | 15.58 | 0.00468 | 0.0005394 | 0.0006474 | 0.39106 | 15.9369 | 0.00422 | 0.0004588 | 0.0005529 | 0.39328 | 15.9781 | 0.00464 | 0.0004821 | 0.0005859 | 0.39328 | 17.567 | 0.00469 | 0.0005706 | 0.0006762 | 0.41712 | 17.9597 | 0.00498 | 0.0005818 | 0.0006939 | 0.39674 | 17.2593 | 0.00514 | 0.0005297 | 0.0006452 | 0.38014 | 16.5857 | 0.00498 | 0.0005421 | 0.0006561 | 0.40165 | 16.9974 | 0.00527 | 0.0005526 | 0.0006732 | 0.38501 | 18.524 | 0.00473 | 0.0005261 | 0.0006342 | 0.38732 | 18.575 | 0.00512 | 0.0005474 | 0.0006648 | 0.3783 | 18.3698 | 0.00519 | 0.000553 | 0.0006718 | 0.36555 | 17.8823 | 0.00483 | 0.0005132 | 0.0006197 | 0.36149 | 16.7774 | 0.00504 | 0.0005502 | 0.0006628 | 0.36493 | 16.8375 | 0.00541 | 0.0005697 | 0.0006909 | 0.37672 | 18.2818 | 0.00536 | 0.0005779 | 0.0007008 | 0.38082 | 19.3714 | 0.00491 | 0.0005305 | 0.0006387 | 0.35078 | 21.0867 | 0.00527 | 0.0006016 | 0.0007194 | 0.34434 | 20.8931 | 0.00532 | 0.0006061 | 0.000725 | 0.3546 | 21.4832 | 0.00607 | 0.0006493 | 0.0007837 | 0.36318 | 24.029 | 0.00525 | 0.0005342 | 0.0006441 | 0.34909 | 23.5062 | 0.00535 | 0.0005422 | 0.0006538 | 0.3679 | 24.2088 | 0.00581 | 0.000561 | 0.0006823 | 0.39033 | 21.6977 | 0.00662 | 0.0006659 | 0.0008075 | 0.38218 | 22.1085 | 0.00645 | 0.0006574 | 0.0007933 | 0.37754 | 25.1734 | 0.00647 | 0.0006072 | 0.0007385 | 0.39411 | 28.5495 | 0.00628 | 0.0005722 | 0.0006972 | 0.38477 | 26.5607 | 0.00657 | 0.0006071 | 0.0007383 | 0.44212 | 30.2895 | 0.00732 | 0.0006547 | 0.0008018 | 0.40411 | 29.9752 | 0.0069 | 0.0005823 | 0.0007095 | 0.40616 | 30.6513 | 0.00757 | 0.000687 | 0.0008366 | 0.43274 | 33.2307 | 0.00731 | 0.0006015 | 0.0007357 | 0.43066 | 32.4943 | 0.00713 | 0.0005795 | 0.000707 | 0.43096 | 34.836 | 0.00772 | 0.0006302 | 0.0007687 | 0.42545 | 35.071 | 0.00771 | 0.0006301 | 0.0007666 | 0.42008 | 34.783 | 0.00776 | 0.0006327 | 0.0007695
0.39683 | 0.15548 | 0.00277 | 0.0002727 | 0.0003974 | 0.49652 | 0.13787 | 0.00775 | 0.0005458 | 0.0008174 | 0.46419 | 0.14289 | 0.01068 | 0.0006619 | 0.0009938 | 0.46419 | 0.65426 | 0.00293 | 0.0002427 | 0.0003235 | 0.42468 | 0.68375 | 0.00357 | 0.0002844 | 0.0003803 | 0.46323 | 1.2336 | 0.00448 | 0.0003446 | 0.0004609 | 0.39948 | 2.6758 | 0.00291 | 0.0002661 | 0.0003374 | 0.40876 | 2.6718 | 0.00326 | 0.0002858 | 0.0003639 | 0.375 | 3.3722 | 0.00277 | 0.0002758 | 0.0003418 | 0.39277 | 4.0324 | 0.00287 | 0.0002817 | 0.0003483 | 0.4 | 4.0354 | 0.00312 | 0.0002957 | 0.0003677 | 0.40638 | 4.7879 | 0.00299 | 0.0003082 | 0.0003765 | 0.41179 | 4.7879 | 0.00321 | 0.0003213 | 0.0003947 | 0.44447 | 4.7813 | 0.0036 | 0.0003379 | 0.0004176 | 0.47373 | 5.5554 | 0.00345 | 0.0003258 | 0.0003969 | 0.45018 | 5.9659 | 0.00344 | 0.000352 | 0.0004268 | 0.47633 | 5.9953 | 0.00376 | 0.000366 | 0.0004467 | 0.45473 | 5.9721 | 0.00383 | 0.000375 | 0.000458 | 0.45862 | 7.6768 | 0.00355 | 0.0004073 | 0.0004791 | 0.44474 | 8.1756 | 0.0037 | 0.0004026 | 0.0004837 | 0.46467 | 9.0997 | 0.00344 | 0.0003433 | 0.0004175 | 0.44865 | 9.0518 | 0.00349 | 0.0003495 | 0.0004254 | 0.43788 | 10.383 | 0.00345 | 0.0003577 | 0.0004353 | 0.42895 | 10.6793 | 0.00355 | 0.0003581 | 0.0004388 | 0.43283 | 10.6994 | 0.00378 | 0.0003704 | 0.0004563 | 0.44484 | 11.4032 | 0.00369 | 0.0003688 | 0.0004564 | 0.4254 | 11.266 | 0.00401 | 0.0003906 | 0.0004864 | 0.42539 | 12.3375 | 0.00351 | 0.0003669 | 0.0004441 | 0.40951 | 12.2205 | 0.00379 | 0.0003862 | 0.0004704 | 0.41708 | 12.2803 | 0.00419 | 0.0004072 | 0.0004999 | 0.41712 | 12.9132 | 0.00409 | 0.0004223 | 0.0005166 | 0.40044 | 12.7464 | 0.00417 | 0.0004305 | 0.0005271 | 0.44166 | 14.3268 | 0.00412 | 0.0004159 | 0.0005066 | 0.43318 | 14.2552 | 0.0041 | 0.0004355 | 0.0005238 | 0.44695 | 15.818 | 0.00449 | 0.0004953 | 0.0005963 | 0.43152 | 16.1571 | 0.00527 | 0.0006817 | 0.000815 | 0.43017 | 16.1391 | 0.00583 | 0.0007194 | 0.0008684 | 0.43699 | 16.3853 | 0.00484 | 0.0005361 | 0.0006467 | 0.42355 | 16.1993 | 0.00492 | 0.0005439 | 0.0006567 | 0.43016 | 16.4657 | 0.00445 | 0.0004634 | 0.0005621 | 0.42903 | 16.4577 | 0.00488 | 0.0004866 | 0.0005947 | 0.42904 | 18.1354 | 0.00491 | 0.0005743 | 0.0006842 | 0.45188 | 18.4594 | 0.00519 | 0.0005852 | 0.0007012 | 0.42726 | 17.7281 | 0.00536 | 0.0005337 | 0.0006535 | 0.41182 | 17.1728 | 0.00521 | 0.0005467 | 0.0006658 | 0.43255 | 17.5358 | 0.00549 | 0.0005568 | 0.0006821 | 0.41709 | 19.2006 | 0.00494 | 0.0005301 | 0.0006428 | 0.41711 | 19.2025 | 0.00533 | 0.0005512 | 0.000673 | 0.4074 | 19.007 | 0.00539 | 0.0005568 | 0.0006802 | 0.39367 | 18.4072 | 0.00504 | 0.0005177 | 0.0006289 | 0.3893 | 17.2515 | 0.00526 | 0.0005553 | 0.0006732 | 0.391 | 17.2826 | 0.00563 | 0.0005746 | 0.0007009 | 0.40363 | 18.8667 | 0.00557 | 0.0005823 | 0.0007102 | 0.40802 | 19.9159 | 0.0051 | 0.0005346 | 0.0006472 | 0.37416 | 21.7677 | 0.00545 | 0.0006054 | 0.0007279 | 0.36729 | 21.5739 | 0.0055 | 0.00061 | 0.0007336 | 0.394 | 22.7453 | 0.00641 | 0.0006578 | 0.0008008 | 0.40353 | 25.4207 | 0.00556 | 0.0005416 | 0.0006585 | 0.38788 | 24.9067 | 0.00566 | 0.0005499 | 0.0006687 | 0.40469 | 25.454 | 0.00611 | 0.000568 | 0.000696 | 0.42581 | 22.5421 | 0.00697 | 0.0006744 | 0.000824 | 0.41692 | 22.9892 | 0.00679 | 0.0006661 | 0.0008102 | 0.409 | 26.4035 | 0.00676 | 0.0006145 | 0.0007532 | 0.42442 | 29.7015 | 0.00654 | 0.0005781 | 0.0007092 | 0.41436 | 27.7201 | 0.00685 | 0.0006139 | 0.0007521 | 0.49738 | 32.0855 | 0.00781 | 0.0006663 | 0.0008224 | 0.45462 | 32.0286 | 0.00739 | 0.0005956 | 0.0007324 | 0.45693 | 32.9635 | 0.00805 | 0.0006994 | 0.0008599 | 0.48082 | 35.2191 | 0.00775 | 0.0006125 | 0.0007555 | 0.47851 | 34.371 | 0.00758 | 0.0005912 | 0.0007275 | 0.47406 | 36.799 | 0.00815 | 0.0006408 | 0.0007882 | 0.468 | 37.241 | 0.00813 | 0.0006408 | 0.0007865 | 0.46209 | 36.952 | 0.00818 | 0.0006436 | 0.0007897
0.44643 | 0.14586 | 0.00326 | 0.0003057 | 0.0004517 | 0.54618 | 0.13136 | 0.00887 | 0.0006015 | 0.0009089 | 0.49735 | 0.13778 | 0.01177 | 0.0007053 | 0.00107 | 0.49735 | 0.63093 | 0.00317 | 0.0002496 | 0.0003364 | 0.44966 | 0.66492 | 0.00379 | 0.00029 | 0.0003913 | 0.49886 | 1.2125 | 0.00479 | 0.0003516 | 0.0004732 | 0.44942 | 2.6494 | 0.00319 | 0.0002729 | 0.0003482 | 0.45417 | 2.6464 | 0.00355 | 0.0002923 | 0.0003742 | 0.41667 | 3.3656 | 0.003 | 0.0002806 | 0.0003504 | 0.42848 | 4.0388 | 0.00306 | 0.0002855 | 0.0003551 | 0.43333 | 4.0388 | 0.00331 | 0.0002993 | 0.0003743 | 0.43764 | 4.7832 | 0.00315 | 0.000311 | 0.000382 | 0.47062 | 4.7677 | 0.00353 | 0.000328 | 0.0004051 | 0.50003 | 4.7473 | 0.00392 | 0.0003442 | 0.0004273 | 0.52637 | 5.4963 | 0.00373 | 0.0003309 | 0.0004051 | 0.5002 | 6.0126 | 0.0037 | 0.0003567 | 0.0004351 | 0.52396 | 6.0241 | 0.00402 | 0.0003704 | 0.0004546 | 0.5002 | 6.0128 | 0.00408 | 0.0003794 | 0.0004659 | 0.50031 | 7.7252 | 0.00375 | 0.0004103 | 0.000485 | 0.4818 | 8.2588 | 0.00389 | 0.0004055 | 0.0004895 | 0.50041 | 9.1839 | 0.00361 | 0.0003459 | 0.0004227 | 0.48316 | 9.1469 | 0.00366 | 0.0003522 | 0.0004307 | 0.46916 | 10.5207 | 0.0036 | 0.00036 | 0.0004401 | 0.45755 | 10.8268 | 0.00369 | 0.0003604 | 0.0004436 | 0.45988 | 10.837 | 0.00392 | 0.0003726 | 0.000461 | 0.47264 | 11.5607 | 0.00382 | 0.0003709 | 0.0004611 | 0.45043 | 11.4335 | 0.00414 | 0.0003927 | 0.000491 | 0.45042 | 12.5045 | 0.00363 | 0.0003688 | 0.0004484 | 0.45501 | 12.5349 | 0.00403 | 0.0003908 | 0.0004787 | 0.46921 | 12.6241 | 0.0045 | 0.000413 | 0.0005096 | 0.46926 | 13.3458 | 0.00438 | 0.0004279 | 0.0005267 | 0.4505 | 13.1988 | 0.00446 | 0.0004362 | 0.0005374 | 0.49073 | 14.6598 | 0.00438 | 0.0004206 | 0.0005148 | 0.48132 | 14.5876 | 0.00437 | 0.0004402 | 0.0005323 | 0.49164 | 16.2302 | 0.00473 | 0.0004991 | 0.000604 | 0.47467 | 16.668 | 0.0055 | 0.0006855 | 0.0008237 | 0.46928 | 16.6106 | 0.00606 | 0.0007231 | 0.0008768 | 0.47672 | 16.8964 | 0.00507 | 0.00054 | 0.0006548 | 0.46205 | 16.7201 | 0.00515 | 0.0005479 | 0.000665 | 0.46927 | 16.9161 | 0.00468 | 0.0004676 | 0.0005704 | 0.46478 | 16.8687 | 0.0051 | 0.0004906 | 0.0006027 | 0.46479 | 18.6354 | 0.00511 | 0.0005776 | 0.0006914 | 0.48664 | 18.9004 | 0.00539 | 0.0005883 | 0.0007079 | 0.45778 | 18.1583 | 0.00557 | 0.0005374 | 0.0006612 | 0.4435 | 17.7114 | 0.00543 | 0.0005509 | 0.0006746 | 0.46344 | 18.0255 | 0.00571 | 0.0005607 | 0.0006903 | 0.44918 | 19.7988 | 0.00513 | 0.0005336 | 0.0006505 | 0.4469 | 19.7614 | 0.00552 | 0.0005546 | 0.0006805 | 0.4365 | 19.5757 | 0.00559 | 0.0005603 | 0.0006878 | 0.42179 | 18.8839 | 0.00524 | 0.0005218 | 0.0006374 | 0.41711 | 17.6975 | 0.00548 | 0.00056 | 0.0006827 | 0.41707 | 17.6994 | 0.00585 | 0.0005791 | 0.0007102 | 0.43054 | 19.4033 | 0.00577 | 0.0005863 | 0.0007188 | 0.43522 | 20.422 | 0.00529 | 0.0005383 | 0.000655 | 0.42093 | 22.9652 | 0.00579 | 0.000613 | 0.0007429 | 0.4132 | 22.7809 | 0.00584 | 0.0006177 | 0.0007489 | 0.4334 | 23.8634 | 0.00674 | 0.0006651 | 0.0008157 | 0.44388 | 26.6284 | 0.00585 | 0.000548 | 0.0006711 | 0.42667 | 26.1333 | 0.00596 | 0.0005565 | 0.0006818 | 0.44148 | 26.5641 | 0.00641 | 0.0005741 | 0.0007082 | 0.46129 | 23.2912 | 0.0073 | 0.000682 | 0.0008389 | 0.45166 | 23.7851 | 0.00711 | 0.0006739 | 0.0008254 | 0.44046 | 27.5384 | 0.00704 | 0.000621 | 0.0007664 | 0.48505 | 31.7077 | 0.00704 | 0.0005902 | 0.00073 | 0.47356 | 29.8018 | 0.00738 | 0.0006278 | 0.0007761 | 0.55264 | 33.6625 | 0.00827 | 0.0006762 | 0.0008403 | 0.50513 | 33.8452 | 0.00786 | 0.0006069 | 0.000752 | 0.5077 | 34.9589 | 0.0085 | 0.0007097 | 0.0008797 | 0.5289 | 36.9586 | 0.00817 | 0.000622 | 0.0007728 | 0.52637 | 36.0391 | 0.00801 | 0.0006014 | 0.0007454 | 0.51716 | 38.5335 | 0.00855 | 0.00065 | 0.0008053 | 0.51054 | 39.182 | 0.00853 | 0.0006501 | 0.000804 | 0.50409 | 38.903 | 0.00858 | 0.000653 | 0.0008074
0.49603 | 0.13795 | 0.00378 | 0.0003399 | 0.0005091 | 0.59583 | 0.12574 | 0.01005 | 0.0006581 | 0.001 | 0.5305 | 0.13327 | 0.01288 | 0.0007495 | 0.00115 | 0.5305 | 0.6089 | 0.00341 | 0.0002568 | 0.0003497 | 0.49963 | 0.62936 | 0.00426 | 0.0003052 | 0.0004138 | 0.53449 | 1.1904 | 0.0051 | 0.0003586 | 0.0004855 | 0.49935 | 2.613 | 0.00348 | 0.0002796 | 0.0003587 | 0.49959 | 2.6131 | 0.00384 | 0.0002985 | 0.0003842 | 0.45833 | 3.3452 | 0.00322 | 0.0002853 | 0.0003585 | 0.46419 | 4.0322 | 0.00324 | 0.000289 | 0.0003617 | 0.46667 | 4.0313 | 0.0035 | 0.0003027 | 0.0003807 | 0.50016 | 4.7471 | 0.00347 | 0.0003178 | 0.0003923 | 0.52944 | 4.7217 | 0.00385 | 0.0003345 | 0.0004149 | 0.55559 | 4.6954 | 0.00424 | 0.0003504 | 0.0004366 | 0.57901 | 5.4244 | 0.00401 | 0.0003359 | 0.0004129 | 0.55022 | 6.0304 | 0.00395 | 0.0003611 | 0.0004429 | 0.57159 | 6.0311 | 0.00427 | 0.0003746 | 0.000462 | 0.54568 | 6.0297 | 0.00434 | 0.0003836 | 0.0004734 | 0.54201 | 7.7458 | 0.00395 | 0.0004131 | 0.0004905 | 0.51886 | 8.3143 | 0.00407 | 0.0004082 | 0.000495 | 0.53615 | 9.2423 | 0.00378 | 0.0003484 | 0.0004277 | 0.51767 | 9.2152 | 0.00383 | 0.0003547 | 0.0004357 | 0.50044 | 10.6287 | 0.00374 | 0.0003622 | 0.0004446 | 0.48614 | 10.9446 | 0.00383 | 0.0003626 | 0.0004481 | 0.48693 | 10.945 | 0.00406 | 0.0003748 | 0.0004654 | 0.50044 | 11.6985 | 0.00395 | 0.0003729 | 0.0004654 | 0.50048 | 11.6992 | 0.00441 | 0.0003975 | 0.0004995 | 0.50046 | 12.7793 | 0.00388 | 0.0003733 | 0.0004563 | 0.51189 | 12.8391 | 0.00433 | 0.0003964 | 0.000488 | 0.52134 | 12.8789 | 0.00479 | 0.0004182 | 0.0005184 | 0.5214 | 13.6898 | 0.00467 | 0.000433 | 0.0005357 | 0.50055 | 13.5624 | 0.00475 | 0.0004414 | 0.0005466 | 0.53981 | 14.914 | 0.00464 | 0.0004248 | 0.0005223 | 0.52945 | 14.8613 | 0.00462 | 0.0004445 | 0.0005401 | 0.53634 | 16.5536 | 0.00496 | 0.0005027 | 0.000611 | 0.51782 | 17.0702 | 0.00573 | 0.0006889 | 0.0008314 | 0.50838 | 16.9932 | 0.00629 | 0.0007263 | 0.0008844 | 0.51645 | 17.3387 | 0.00529 | 0.0005435 | 0.0006621 | 0.50055 | 17.1721 | 0.00537 | 0.0005514 | 0.0006725 | 0.50838 | 17.3078 | 0.0049 | 0.0004715 | 0.000578 | 0.50054 | 17.2308 | 0.00533 | 0.0004943 | 0.0006101 | 0.50054 | 19.0566 | 0.00532 | 0.0005807 | 0.000698 | 0.5214 | 19.2825 | 0.00559 | 0.0005911 | 0.0007141 | 0.4883 | 18.5295 | 0.00578 | 0.0005409 | 0.0006684 | 0.47518 | 18.2014 | 0.00564 | 0.0005547 | 0.0006826 | 0.49434 | 18.4764 | 0.00591 | 0.0005642 | 0.0006979 | 0.48126 | 20.3184 | 0.00532 | 0.0005369 | 0.0006575 | 0.4767 | 20.2515 | 0.00571 | 0.0005577 | 0.0006874 | 0.4656 | 20.0756 | 0.00578 | 0.0005635 | 0.0006949 | 0.44991 | 19.322 | 0.00544 | 0.0005256 | 0.0006453 | 0.44491 | 18.1049 | 0.00569 | 0.0005643 | 0.0006916 | 0.4692 | 18.4467 | 0.00627 | 0.0005886 | 0.000727 | 0.48436 | 20.3303 | 0.00615 | 0.0005945 | 0.0007342 | 0.48963 | 21.3183 | 0.00566 | 0.0005461 | 0.0006691 | 0.4677 | 23.9883 | 0.00611 | 0.0006195 | 0.0007559 | 0.45912 | 23.8135 | 0.00617 | 0.0006243 | 0.0007621 | 0.4728 | 24.856 | 0.00705 | 0.0006714 | 0.0008289 | 0.48424 | 27.6808 | 0.00613 | 0.0005536 | 0.0006823 | 0.46546 | 27.2147 | 0.00625 | 0.0005623 | 0.0006934 | 0.47827 | 27.5382 | 0.00669 | 0.0005795 | 0.000719 | 0.49678 | 23.9841 | 0.00762 | 0.0006888 | 0.0008524 | 0.48641 | 24.5151 | 0.00742 | 0.000681 | 0.0008393 | 0.50338 | 29.5395 | 0.00757 | 0.0006343 | 0.0007894 | 0.54569 | 33.3761 | 0.00751 | 0.0006005 | 0.0007477 | 0.53275 | 31.5866 | 0.00788 | 0.0006394 | 0.0007963 | 0.60791 | 35.0478 | 0.00872 | 0.0006849 | 0.000856 | 0.55565 | 35.4516 | 0.0083 | 0.0006166 | 0.0007692 | 0.55847 | 36.6844 | 0.00892 | 0.0007185 | 0.0008969 | 0.57699 | 38.5068 | 0.00858 | 0.0006304 | 0.0007881 | 0.57422 | 37.546 | 0.00843 | 0.0006104 | 0.0007613 | 0.56025 | 40.0963 | 0.00894 | 0.0006582 | 0.0008206 | 0.55309 | 40.9019 | 0.00891 | 0.0006582 | 0.0008195 | 0.5461 | 40.6321 | 0.00897 | 0.0006612 | 0.0008231
0.54563 | 0.13134 | 0.00434 | 0.0003749 | 0.0005691 | 0.64548 | 0.12104 | 0.01127 | 0.0007156 | 0.0011 | 0.56366 | 0.12926 | 0.01404 | 0.0007944 | 0.00122 | 0.56366 | 0.58827 | 0.00367 | 0.0002641 | 0.0003634 | 0.56208 | 0.5893 | 0.00489 | 0.0003275 | 0.0004435 | 0.57013 | 1.1684 | 0.00543 | 0.0003656 | 0.0004978 | 0.54929 | 2.5717 | 0.00378 | 0.0002861 | 0.0003689 | 0.54501 | 2.5748 | 0.00414 | 0.0003047 | 0.0003939 | 0.5 | 3.3157 | 0.00345 | 0.0002899 | 0.0003664 | 0.49989 | 4.0178 | 0.00343 | 0.0002925 | 0.0003681 | 0.53333 | 3.9985 | 0.00388 | 0.0003115 | 0.0003928 | 0.56268 | 4.6882 | 0.00379 | 0.0003244 | 0.0004021 | 0.58827 | 4.6599 | 0.00418 | 0.0003408 | 0.0004242 | 0.61115 | 4.6337 | 0.00457 | 0.0003564 | 0.0004456 | 0.63165 | 5.3456 | 0.00429 | 0.0003408 | 0.0004205 | 0.60024 | 6.0274 | 0.00421 | 0.0003654 | 0.0004503 | 0.61922 | 6.0212 | 0.00452 | 0.0003787 | 0.0004691 | 0.59115 | 6.0288 | 0.00459 | 0.0003877 | 0.0004805 | 0.5837 | 7.7466 | 0.00415 | 0.0004158 | 0.0004958 | 0.55593 | 8.3469 | 0.00425 | 0.0004108 | 0.0005002 | 0.5719 | 9.2798 | 0.00394 | 0.0003508 | 0.0004324 | 0.55218 | 9.2618 | 0.00399 | 0.0003571 | 0.0004404 | 0.53172 | 10.7068 | 0.00388 | 0.0003643 | 0.0004489 | 0.51474 | 11.0427 | 0.00397 | 0.0003647 | 0.0004524 | 0.54104 | 11.1113 | 0.00434 | 0.0003797 | 0.0004737 | 0.55605 | 11.8946 | 0.00421 | 0.0003776 | 0.0004735 | 0.56303 | 11.9148 | 0.00473 | 0.0004034 | 0.0005091 | 0.56302 | 13.034 | 0.00417 | 0.0003787 | 0.0004652 | 0.56876 | 13.0543 | 0.00463 | 0.0004015 | 0.0004965 | 0.57348 | 13.0746 | 0.00509 | 0.000423 | 0.0005264 | 0.57354 | 13.9546 | 0.00494 | 0.0004376 | 0.0005438 | 0.55061 | 13.8471 | 0.00503 | 0.000446 | 0.0005549 | 0.58888 | 15.119 | 0.0049 | 0.0004287 | 0.0005293 | 0.57758 | 15.0758 | 0.00488 | 0.0004485 | 0.0005473 | 0.58103 | 16.8178 | 0.00519 | 0.000506 | 0.0006175 | 0.56097 | 17.3934 | 0.00595 | 0.000692 | 0.0008384 | 0.54749 | 17.3067 | 0.00651 | 0.0007293 | 0.0008913 | 0.55617 | 17.7119 | 0.00551 | 0.0005467 | 0.0006688 | 0.53906 | 17.5552 | 0.00559 | 0.0005547 | 0.0006794 | 0.54748 | 17.6406 | 0.00512 | 0.000475 | 0.000585 | 0.53629 | 17.5539 | 0.00555 | 0.0004977 | 0.000617 | 0.5363 | 19.4289 | 0.00551 | 0.0005835 | 0.000704 | 0.55616 | 19.6154 | 0.00579 | 0.0005938 | 0.0007199 | 0.54934 | 19.1944 | 0.00619 | 0.0005485 | 0.0006812 | 0.50686 | 18.6525 | 0.00585 | 0.0005582 | 0.00069 | 0.55613 | 19.2708 | 0.00632 | 0.000572 | 0.0007115 | 0.51335 | 20.7692 | 0.00551 | 0.0005398 | 0.000664 | 0.53628 | 21.0546 | 0.00608 | 0.0005645 | 0.0006997 | 0.5238 | 20.8983 | 0.00615 | 0.0005704 | 0.0007075 | 0.50615 | 20.1017 | 0.00583 | 0.0005337 | 0.0006595 | 0.50053 | 18.8635 | 0.0061 | 0.0005735 | 0.0007076 | 0.52133 | 19.118 | 0.00668 | 0.0005969 | 0.0007418 | 0.53818 | 21.1113 | 0.00652 | 0.0006017 | 0.0007477 | 0.54403 | 22.0987 | 0.00601 | 0.0005529 | 0.0006816 | 0.51448 | 24.8657 | 0.00643 | 0.0006252 | 0.0007673 | 0.50503 | 24.7005 | 0.00648 | 0.0006301 | 0.0007737 | 0.5122 | 25.7523 | 0.00735 | 0.0006771 | 0.0008406 | 0.52459 | 28.6168 | 0.0064 | 0.0005586 | 0.0006924 | 0.50425 | 28.1599 | 0.00652 | 0.0005675 | 0.0007037 | 0.51506 | 28.4055 | 0.00696 | 0.0005843 | 0.0007289 | 0.56775 | 25.2086 | 0.00824 | 0.0007036 | 0.0008765 | 0.5559 | 25.7849 | 0.00803 | 0.0006959 | 0.0008639 | 0.5663 | 31.2319 | 0.00807 | 0.0006454 | 0.0008087 | 0.60632 | 34.7735 | 0.00795 | 0.0006094 | 0.0007631 | 0.59195 | 33.141 | 0.00835 | 0.0006493 | 0.0008138 | 0.66317 | 36.2896 | 0.00915 | 0.0006926 | 0.00087 | 0.60616 | 36.8857 | 0.00872 | 0.0006252 | 0.0007845 | 0.60924 | 38.1977 | 0.00933 | 0.0007263 | 0.000912 | 0.62507 | 39.8718 | 0.00897 | 0.0006379 | 0.0008019 | 0.62207 | 38.8999 | 0.00883 | 0.0006184 | 0.0007756 | 0.60335 | 41.4861 | 0.00931 | 0.0006655 | 0.0008344 | 0.59563 | 42.4593 | 0.00928 | 0.0006655 | 0.0008335 | 0.58811 | 42.1889 | 0.00933 | 0.0006685 | 0.0008372
0.59524 | 0.12583 | 0.00492 | 0.0004108 | 0.0006316 | 0.69513 | 0.11683 | 0.01255 | 0.0007738 | 0.0012 | 0.59682 | 0.12565 | 0.01523 | 0.0008399 | 0.0013 | 0.59682 | 0.56894 | 0.00393 | 0.0002717 | 0.0003776 | 0.62453 | 0.55385 | 0.00556 | 0.0003509 | 0.000475 | 0.64139 | 1.1232 | 0.00609 | 0.0003855 | 0.0005225 | 0.59922 | 2.5265 | 0.00407 | 0.0002926 | 0.0003789 | 0.59043 | 2.5346 | 0.00443 | 0.0003108 | 0.0004035 | 0.54167 | 3.2794 | 0.00368 | 0.0002943 | 0.0003741 | 0.57131 | 3.97 | 0.00382 | 0.0003015 | 0.0003802 | 0.6 | 3.9468 | 0.00426 | 0.0003201 | 0.0004043 | 0.6252 | 4.6174 | 0.00412 | 0.0003309 | 0.0004116 | 0.6471 | 4.5913 | 0.00451 | 0.0003469 | 0.0004333 | 0.6667 | 4.5671 | 0.0049 | 0.0003624 | 0.0004543 | 0.68428 | 5.2649 | 0.00458 | 0.0003457 | 0.0004279 | 0.65026 | 6.0086 | 0.00446 | 0.0003695 | 0.0004574 | 0.66686 | 6.0004 | 0.00478 | 0.0003827 | 0.0004759 | 0.63662 | 6.015 | 0.00484 | 0.0003916 | 0.0004874 | 0.62539 | 7.7315 | 0.00434 | 0.0004184 | 0.0005009 | 0.59299 | 8.3607 | 0.00444 | 0.0004133 | 0.0005052 | 0.60764 | 9.2996 | 0.00411 | 0.0003532 | 0.0004369 | 0.58669 | 9.2904 | 0.00416 | 0.0003594 | 0.0004449 | 0.56299 | 10.7752 | 0.00403 | 0.0003662 | 0.0004531 | 0.57194 | 11.1792 | 0.00424 | 0.0003696 | 0.0004605 | 0.60867 | 11.2276 | 0.00468 | 0.000386 | 0.0004831 | 0.62556 | 12.0506 | 0.00453 | 0.0003834 | 0.0004827 | 0.62559 | 12.0511 | 0.00505 | 0.0004089 | 0.0005179 | 0.62558 | 13.2197 | 0.00446 | 0.0003838 | 0.0004733 | 0.62564 | 13.2203 | 0.00492 | 0.0004062 | 0.0005042 | 0.62561 | 13.2209 | 0.00538 | 0.0004275 | 0.0005338 | 0.62568 | 14.1703 | 0.00521 | 0.0004418 | 0.0005513 | 0.60066 | 14.0726 | 0.0053 | 0.0004503 | 0.0005626 | 0.63796 | 15.2747 | 0.00515 | 0.0004324 | 0.0005357 | 0.62571 | 15.2511 | 0.00513 | 0.0004522 | 0.000554 | 0.62573 | 17.0228 | 0.00542 | 0.000509 | 0.0006235 | 0.60413 | 17.6475 | 0.00616 | 0.0006949 | 0.0008448 | 0.5866 | 17.551 | 0.00673 | 0.0007321 | 0.0008976 | 0.5959 | 18.036 | 0.00572 | 0.0005497 | 0.0006751 | 0.57756 | 17.8991 | 0.00581 | 0.0005577 | 0.0006858 | 0.58659 | 17.9442 | 0.00534 | 0.0004783 | 0.0005915 | 0.57204 | 17.8377 | 0.00576 | 0.0005009 | 0.0006234 | 0.57205 | 19.762 | 0.00571 | 0.0005861 | 0.0007097 | 0.62568 | 20.1833 | 0.00617 | 0.0005998 | 0.0007303 | 0.61037 | 19.7521 | 0.00658 | 0.0005553 | 0.0006927 | 0.57021 | 19.4272 | 0.00625 | 0.0005658 | 0.0007034 | 0.61792 | 19.9379 | 0.00671 | 0.0005788 | 0.0007235 | 0.57752 | 21.5033 | 0.00587 | 0.0005463 | 0.0006757 | 0.59587 | 21.6806 | 0.00644 | 0.0005705 | 0.0007106 | 0.582 | 21.5441 | 0.00651 | 0.0005764 | 0.0007185 | 0.56239 | 20.7749 | 0.0062 | 0.0005409 | 0.000672 | 0.55614 | 19.5358 | 0.0065 | 0.0005816 | 0.0007219 | 0.57347 | 19.7323 | 0.00707 | 0.0006044 | 0.0007551 | 0.592 | 21.7654 | 0.00687 | 0.0006081 | 0.0007597 | 0.59843 | 22.7822 | 0.00635 | 0.0005591 | 0.0006927 | 0.56125 | 25.6263 | 0.00673 | 0.0006303 | 0.0007775 | 0.55094 | 25.4708 | 0.00679 | 0.0006353 | 0.000784 | 0.5516 | 26.5515 | 0.00764 | 0.0006822 | 0.0008513 | 0.56494 | 29.4357 | 0.00666 | 0.0005631 | 0.0007015 | 0.54304 | 29.0082 | 0.00679 | 0.0005722 | 0.0007132 | 0.58864 | 29.8874 | 0.00748 | 0.0005951 | 0.0007461 | 0.63871 | 26.272 | 0.00883 | 0.0007164 | 0.0008974 | 0.62538 | 26.8743 | 0.00861 | 0.0007088 | 0.0008853 | 0.62923 | 32.6726 | 0.00855 | 0.0006549 | 0.0008255 | 0.66695 | 35.9675 | 0.00839 | 0.0006173 | 0.0007767 | 0.65114 | 34.5025 | 0.0088 | 0.000658 | 0.0008292 | 0.71844 | 37.4164 | 0.00956 | 0.0006996 | 0.0008826 | 0.65667 | 38.1658 | 0.00912 | 0.0006329 | 0.0007983 | 0.66001 | 39.5172 | 0.00972 | 0.0007332 | 0.0009255 | 0.67315 | 41.1023 | 0.00934 | 0.0006447 | 0.0008144 | 0.66992 | 40.1294 | 0.00921 | 0.0006256 | 0.0007887 | 0.64645 | 42.7516 | 0.00968 | 0.0006721 | 0.000847 | 0.63818 | 43.8527 | 0.00963 | 0.000672 | 0.0008462 | 0.63012 | 43.6019 | 0.00969 | 0.0006752 | 0.00085
0.64484 | 0.12102 | 0.00552 | 0.0004474 | 0.0006963 | 0.74479 | 0.11312 | 0.01386 | 0.0008326 | 0.00131 | 0.66313 | 0.11944 | 0.01771 | 0.0009641 | 0.00147 | 0.66313 | 0.5341 | 0.00448 | 0.0002927 | 0.0004073 | 0.68698 | 0.52271 | 0.00627 | 0.0003753 | 0.0005084 | 0.71266 | 1.0811 | 0.00679 | 0.0004055 | 0.0005475 | 0.64916 | 2.4802 | 0.00438 | 0.000299 | 0.0003888 | 0.63584 | 2.4924 | 0.00474 | 0.0003169 | 0.0004131 | 0.58333 | 3.2391 | 0.00392 | 0.0002987 | 0.0003816 | 0.64272 | 3.9083 | 0.0042 | 0.0003103 | 0.0003919 | 0.66667 | 3.8862 | 0.00465 | 0.0003284 | 0.0004155 | 0.68771 | 4.5408 | 0.00445 | 0.0003373 | 0.0004207 | 0.70592 | 4.5187 | 0.00484 | 0.0003531 | 0.0004421 | 0.72226 | 4.4986 | 0.00524 | 0.0003683 | 0.0004629 | 0.73692 | 5.1853 | 0.00487 | 0.0003506 | 0.0004353 | 0.70028 | 5.9809 | 0.00471 | 0.0003735 | 0.0004642 | 0.71449 | 5.9707 | 0.00503 | 0.0003865 | 0.0004825 | 0.6821 | 5.9923 | 0.0051 | 0.0003954 | 0.000494 | 0.66708 | 7.7056 | 0.00454 | 0.0004209 | 0.0005058 | 0.63005 | 8.3606 | 0.00462 | 0.0004157 | 0.00051 | 0.64339 | 9.3064 | 0.00427 | 0.0003554 | 0.0004412 | 0.6212 | 9.3042 | 0.00432 | 0.0003617 | 0.0004493 | 0.62555 | 10.8523 | 0.00431 | 0.0003711 | 0.0004608 | 0.64343 | 11.2657 | 0.00458 | 0.0003759 | 0.0004698 | 0.6763 | 11.2945 | 0.00502 | 0.0003919 | 0.0004918 | 0.69506 | 12.1173 | 0.00485 | 0.0003889 | 0.0004911 | 0.68815 | 12.1181 | 0.00536 | 0.0004141 | 0.0005259 | 0.68814 | 13.346 | 0.00475 | 0.0003885 | 0.0004809 | 0.68252 | 13.3369 | 0.00521 | 0.0004107 | 0.0005115 | 0.67775 | 13.3277 | 0.00567 | 0.0004318 | 0.0005408 | 0.67782 | 14.3465 | 0.00548 | 0.0004459 | 0.0005583 | 0.65072 | 14.2587 | 0.00557 | 0.0004544 | 0.0005697 | 0.68703 | 15.411 | 0.0054 | 0.0004359 | 0.0005418 | 0.67384 | 15.397 | 0.00538 | 0.0004558 | 0.0005602 | 0.67042 | 17.1983 | 0.00564 | 0.0005119 | 0.0006291 | 0.64728 | 17.8623 | 0.00638 | 0.0006975 | 0.0008507 | 0.6257 | 17.766 | 0.00694 | 0.0007347 | 0.0009035 | 0.63563 | 18.3207 | 0.00593 | 0.0005525 | 0.0006809 | 0.61607 | 18.1936 | 0.00602 | 0.0005606 | 0.0006917 | 0.62569 | 18.2085 | 0.00555 | 0.0004814 | 0.0005976 | 0.64355 | 18.3172 | 0.00618 | 0.0005086 | 0.0006351 | 0.64356 | 20.3102 | 0.00609 | 0.000592 | 0.0007199 | 0.6952 | 20.6334 | 0.00654 | 0.0006052 | 0.0007396 | 0.67141 | 20.2217 | 0.00696 | 0.0005615 | 0.0007031 | 0.63357 | 20.0946 | 0.00663 | 0.0005726 | 0.0007152 | 0.67972 | 20.5271 | 0.00708 | 0.000585 | 0.0007342 | 0.64168 | 22.0602 | 0.00622 | 0.0005522 | 0.0006861 | 0.65546 | 22.1689 | 0.00678 | 0.000576 | 0.0007203 | 0.6402 | 22.0521 | 0.00686 | 0.0005819 | 0.0007284 | 0.61863 | 21.3708 | 0.00656 | 0.0005474 | 0.0006833 | 0.61176 | 20.1509 | 0.00688 | 0.0005888 | 0.0007346 | 0.6256 | 20.2988 | 0.00745 | 0.0006112 | 0.0007671 | 0.64581 | 22.3217 | 0.00722 | 0.0006139 | 0.0007705 | 0.65283 | 23.3981 | 0.00668 | 0.0005646 | 0.0007028 | 0.60802 | 26.2995 | 0.00702 | 0.000635 | 0.0007868 | 0.59685 | 26.1438 | 0.00708 | 0.00064 | 0.0007934 | 0.6304 | 27.9567 | 0.0082 | 0.0006933 | 0.0008699 | 0.64565 | 30.8405 | 0.00717 | 0.0005734 | 0.0007176 | 0.62061 | 30.4318 | 0.0073 | 0.0005826 | 0.0007298 | 0.66222 | 31.0968 | 0.00798 | 0.0006045 | 0.000761 | 0.70968 | 27.2217 | 0.0094 | 0.0007276 | 0.0009159 | 0.69487 | 27.8308 | 0.00916 | 0.0007201 | 0.0009041 | 0.69215 | 33.9294 | 0.00901 | 0.0006633 | 0.0008402 | 0.72758 | 36.9968 | 0.00881 | 0.0006244 | 0.0007889 | 0.71034 | 35.7095 | 0.00923 | 0.0006657 | 0.000843 | 0.7737 | 38.4374 | 0.00996 | 0.000706 | 0.0008942 | 0.70718 | 39.3309 | 0.00952 | 0.0006399 | 0.0008109 | 0.71078 | 40.6916 | 0.0101 | 0.0007395 | 0.0009378 | 0.72123 | 42.2073 | 0.00971 | 0.0006509 | 0.0008258 | 0.71777 | 41.2536 | 0.00959 | 0.0006322 | 0.0008006 | 0.68954 | 43.9018 | 0.01003 | 0.0006782 | 0.0008586 | 0.68072 | 45.1211 | 0.00998 | 0.000678 | 0.0008578 | 0.67212 | 44.8698 | 0.01003 | 0.0006812 | 0.0008618
0.69444 | 0.11691 | 0.00615 | 0.0004845 | 0.0007629 | 0.79444 | 0.10981 | 0.01522 | 0.0008918 | 0.00141 | 0.74602 | 0.11303 | 0.02098 | 0.00114 | 0.00169 | 0.74602 | 0.49665 | 0.00522 | 0.0003237 | 0.000447 | 0.74944 | 0.49517 | 0.00701 | 0.0004009 | 0.0005438 | 0.78392 | 1.04 | 0.00751 | 0.000426 | 0.000573 | 0.69909 | 2.4341 | 0.00469 | 0.0003054 | 0.0003987 | 0.72668 | 2.409 | 0.00536 | 0.0003348 | 0.0004319 | 0.66667 | 3.1525 | 0.0044 | 0.0003111 | 0.0003963 | 0.71413 | 3.8398 | 0.0046 | 0.000319 | 0.0004033 | 0.73333 | 3.8207 | 0.00505 | 0.0003367 | 0.0004265 | 0.75023 | 4.4642 | 0.00479 | 0.0003436 | 0.0004298 | 0.76475 | 4.4462 | 0.00519 | 0.0003592 | 0.0004509 | 0.77782 | 4.4302 | 0.00558 | 0.0003742 | 0.0004713 | 0.78956 | 5.1088 | 0.00517 | 0.0003555 | 0.0004426 | 0.7503 | 5.9452 | 0.00497 | 0.0003775 | 0.0004708 | 0.76212 | 5.9361 | 0.00529 | 0.0003903 | 0.000489 | 0.72757 | 5.9617 | 0.00535 | 0.0003992 | 0.0005004 | 0.70878 | 7.6717 | 0.00474 | 0.0004234 | 0.0005105 | 0.66711 | 8.3506 | 0.0048 | 0.000418 | 0.0005146 | 0.71487 | 9.2904 | 0.0046 | 0.0003612 | 0.0004494 | 0.69023 | 9.3002 | 0.00465 | 0.0003674 | 0.0004576 | 0.70374 | 10.8794 | 0.00466 | 0.0003774 | 0.0004697 | 0.71492 | 11.3027 | 0.00492 | 0.0003818 | 0.0004784 | 0.74393 | 11.3119 | 0.00536 | 0.0003975 | 0.0004999 | 0.76457 | 12.1445 | 0.00516 | 0.0003941 | 0.000499 | 0.75071 | 12.1455 | 0.00568 | 0.000419 | 0.0005335 | 0.75069 | 13.4229 | 0.00503 | 0.000393 | 0.0004879 | 0.73939 | 13.4139 | 0.00549 | 0.000415 | 0.0005183 | 0.72988 | 13.4049 | 0.00595 | 0.0004359 | 0.0005474 | 0.72996 | 14.4832 | 0.00575 | 0.0004496 | 0.0005648 | 0.70077 | 14.4053 | 0.00584 | 0.0004582 | 0.0005763 | 0.7361 | 15.5077 | 0.00564 | 0.0004393 | 0.0005476 | 0.72197 | 15.5234 | 0.00563 | 0.0004591 | 0.0005662 | 0.71512 | 17.3444 | 0.00586 | 0.0005146 | 0.0006344 | 0.69043 | 18.0277 | 0.00659 | 0.0007 | 0.0008562 | 0.70392 | 18.0773 | 0.00737 | 0.0007406 | 0.0009141 | 0.71508 | 18.7916 | 0.00634 | 0.0005591 | 0.0006914 | 0.69308 | 18.6743 | 0.00643 | 0.0005672 | 0.0007025 | 0.70391 | 18.6487 | 0.00596 | 0.0004889 | 0.0006088 | 0.71505 | 18.7085 | 0.0066 | 0.0005155 | 0.0006457 | 0.71506 | 20.7505 | 0.00646 | 0.0005974 | 0.000729 | 0.76472 | 21.005 | 0.00691 | 0.0006102 | 0.000748 | 0.73245 | 20.6428 | 0.00733 | 0.0005672 | 0.0007125 | 0.69693 | 20.674 | 0.00701 | 0.0005786 | 0.0007258 | 0.74151 | 21.0279 | 0.00745 | 0.0005906 | 0.000744 | 0.70585 | 22.4993 | 0.00656 | 0.0005575 | 0.0006954 | 0.71504 | 22.5589 | 0.00713 | 0.000581 | 0.0007292 | 0.6984 | 22.4619 | 0.0072 | 0.000587 | 0.0007374 | 0.67487 | 21.9087 | 0.00692 | 0.0005534 | 0.0006936 | 0.66737 | 20.7182 | 0.00726 | 0.0005954 | 0.0007462 | 0.67773 | 20.8172 | 0.00782 | 0.0006174 | 0.0007782 | 0.69963 | 22.8199 | 0.00756 | 0.0006192 | 0.0007804 | 0.70724 | 23.956 | 0.007 | 0.0005697 | 0.000712 | 0.65479 | 26.8948 | 0.00731 | 0.0006392 | 0.0007953 | 0.64276 | 26.7488 | 0.00737 | 0.0006443 | 0.000802 | 0.7092 | 29.1587 | 0.00874 | 0.0007029 | 0.0008859 | 0.72636 | 31.9822 | 0.00766 | 0.0005823 | 0.0007316 | 0.69819 | 31.6025 | 0.00779 | 0.0005917 | 0.0007441 | 0.7358 | 32.1015 | 0.00847 | 0.0006128 | 0.0007741 | 0.78065 | 28.0962 | 0.00995 | 0.0007378 | 0.0009324 | 0.76436 | 28.7027 | 0.0097 | 0.0007303 | 0.0009211 | 0.75507 | 35.0311 | 0.00945 | 0.0006709 | 0.0008534 | 0.78821 | 37.9002 | 0.00921 | 0.000631 | 0.0008001 | 0.76953 | 36.791 | 0.00965 | 0.0006727 | 0.0008554 | 0.82897 | 39.3717 | 0.01036 | 0.0007118 | 0.0009048 | 0.7577 | 40.38 | 0.0099 | 0.0006463 | 0.0008224 | 0.76155 | 41.7502 | 0.01047 | 0.0007452 | 0.0009489 | 0.76932 | 43.2161 | 0.01007 | 0.0006566 | 0.0008364 | 0.76562 | 42.2917 | 0.00995 | 0.0006383 | 0.0008117 | 0.73264 | 44.9461 | 0.01037 | 0.0006838 | 0.0008694 | 0.72327 | 46.2737 | 0.01031 | 0.0006835 | 0.0008685 | 0.71413 | 46.032 | 0.01037 | 0.0006868 | 0.0008726
0.79365 | 0.1099 | 0.00747 | 0.0005747 | 0.0009013 | 0.84409 | 0.10691 | 0.01662 | 0.0009516 | 0.00152 | 0.82891 | 0.10782 | 0.02442 | 0.0013 | 0.00192 | 0.82891 | 0.46491 | 0.00601 | 0.0003559 | 0.0004897 | 0.81189 | 0.47104 | 0.0078 | 0.0004275 | 0.0005811 | 0.85519 | 1.001 | 0.00826 | 0.0004468 | 0.000599 | 0.79896 | 2.3437 | 0.00533 | 0.0003247 | 0.0004185 | 0.81751 | 2.3277 | 0.00601 | 0.0003528 | 0.0004508 | 0.75 | 3.0641 | 0.00489 | 0.0003233 | 0.0004108 | 0.78555 | 3.7694 | 0.005 | 0.0003276 | 0.0004145 | 0.8 | 3.7544 | 0.00545 | 0.0003449 | 0.0004372 | 0.81275 | 4.3888 | 0.00514 | 0.0003499 | 0.0004387 | 0.82358 | 4.3758 | 0.00553 | 0.0003653 | 0.0004595 | 0.83338 | 4.3638 | 0.00593 | 0.0003801 | 0.0004797 | 0.84219 | 5.0354 | 0.00547 | 0.0003603 | 0.0004498 | 0.80032 | 5.9046 | 0.00523 | 0.0003813 | 0.0004773 | 0.80976 | 5.8966 | 0.00555 | 0.0003941 | 0.0004952 | 0.77304 | 5.9271 | 0.00561 | 0.0004029 | 0.0005066 | 0.75047 | 7.632 | 0.00494 | 0.0004259 | 0.0005151 | 0.74123 | 8.306 | 0.00517 | 0.0004241 | 0.0005234 | 0.80423 | 9.2314 | 0.00501 | 0.0003691 | 0.0004592 | 0.7765 | 9.2531 | 0.00506 | 0.0003752 | 0.0004673 | 0.78193 | 10.867 | 0.00501 | 0.0003834 | 0.000478 | 0.78641 | 11.3003 | 0.00526 | 0.0003875 | 0.0004865 | 0.81156 | 11.2998 | 0.0057 | 0.000403 | 0.0005076 | 0.83407 | 12.1321 | 0.00548 | 0.0003991 | 0.0005064 | 0.81327 | 12.1333 | 0.00599 | 0.0004237 | 0.0005406 | 0.81325 | 13.4802 | 0.00532 | 0.0003973 | 0.0004946 | 0.79627 | 13.4714 | 0.00578 | 0.0004191 | 0.0005247 | 0.78202 | 13.4625 | 0.00624 | 0.0004399 | 0.0005536 | 0.7821 | 14.5904 | 0.00601 | 0.0004533 | 0.000571 | 0.75083 | 14.5223 | 0.0061 | 0.0004618 | 0.0005826 | 0.78518 | 15.5848 | 0.00589 | 0.0004425 | 0.000553 | 0.7701 | 15.6202 | 0.00587 | 0.0004624 | 0.0005718 | 0.80451 | 17.5576 | 0.0063 | 0.0005216 | 0.0006442 | 0.77673 | 18.2897 | 0.00701 | 0.0007058 | 0.0008663 | 0.78213 | 18.3002 | 0.00779 | 0.0007461 | 0.0009236 | 0.79453 | 19.1542 | 0.00675 | 0.0005651 | 0.0007009 | 0.77008 | 19.0566 | 0.00684 | 0.0005733 | 0.0007121 | 0.78212 | 19.0107 | 0.00637 | 0.0004957 | 0.0006189 | 0.78656 | 19.0312 | 0.007 | 0.0005219 | 0.0006553 | 0.78657 | 21.1023 | 0.00683 | 0.0006024 | 0.0007373 | 0.83424 | 21.3079 | 0.00727 | 0.0006148 | 0.0007557 | 0.79349 | 21.0152 | 0.0077 | 0.0005725 | 0.0007213 | 0.76028 | 21.175 | 0.00737 | 0.0005842 | 0.0007353 | 0.8033 | 21.4899 | 0.00781 | 0.0005957 | 0.0007529 | 0.77002 | 22.8499 | 0.0069 | 0.0005624 | 0.0007039 | 0.77463 | 22.8703 | 0.00746 | 0.0005857 | 0.0007374 | 0.7566 | 22.7831 | 0.00754 | 0.0005917 | 0.0007456 | 0.73111 | 22.3983 | 0.00726 | 0.0005588 | 0.000703 | 0.72299 | 21.2472 | 0.00762 | 0.0006014 | 0.0007568 | 0.72987 | 21.3171 | 0.00818 | 0.0006232 | 0.0007884 | 0.75345 | 23.2496 | 0.00789 | 0.0006242 | 0.0007895 | 0.76164 | 24.4653 | 0.00731 | 0.0005744 | 0.0007205 | 0.74833 | 27.9303 | 0.00786 | 0.0006492 | 0.0008103 | 0.73459 | 27.7939 | 0.00793 | 0.0006543 | 0.0008173 | 0.788 | 30.2056 | 0.00925 | 0.0007114 | 0.0008999 | 0.80706 | 32.9488 | 0.00813 | 0.0005903 | 0.0007439 | 0.77577 | 32.5883 | 0.00827 | 0.0005998 | 0.0007567 | 0.80938 | 32.9703 | 0.00894 | 0.0006203 | 0.0007858 | 0.85162 | 28.9045 | 0.01049 | 0.0007469 | 0.0009474 | 0.83384 | 29.4986 | 0.01023 | 0.0007396 | 0.0009364 | 0.818 | 36.0066 | 0.00988 | 0.0006777 | 0.0008654 | 0.84884 | 38.7069 | 0.00961 | 0.000637 | 0.0008103 | 0.82873 | 37.7661 | 0.01006 | 0.0006791 | 0.0008667 | 0.88423 | 40.2388 | 0.01074 | 0.0007173 | 0.0009147 | 0.80821 | 41.3525 | 0.01028 | 0.0006522 | 0.000833 | 0.81232 | 42.7022 | 0.01083 | 0.0007505 | 0.0009592 | 0.8174 | 44.1381 | 0.01042 | 0.0006619 | 0.0008462 | 0.81347 | 43.243 | 0.01031 | 0.000644 | 0.000822 | 0.77574 | 45.9138 | 0.01071 | 0.0006891 | 0.0008794 | 0.76581 | 47.3398 | 0.01064 | 0.0006886 | 0.0008785 | 0.75614 | 47.1078 | 0.0107 | 0.0006919 | 0.0008827
0.89286 | 0.10429 | 0.00886 | 0.0006644 | 0.00105 | 0.89374 | 0.1042 | 0.01805 | 0.00101 | 0.00163 | 0.9118 | 0.10331 | 0.02803 | 0.00147 | 0.00215 | 0.9118 | 0.43798 | 0.00685 | 0.0003894 | 0.0005353 | 0.87434 | 0.44962 | 0.00863 | 0.0004551 | 0.0006204 | 0.92645 | 0.96501 | 0.00904 | 0.0004681 | 0.0006258 | 0.89883 | 2.2595 | 0.006 | 0.000344 | 0.0004384 | 0.90835 | 2.2515 | 0.00668 | 0.0003709 | 0.0004699 | 0.83333 | 2.9788 | 0.00539 | 0.0003357 | 0.0004253 | 0.85696 | 3.699 | 0.00541 | 0.0003361 | 0.0004256 | 0.86667 | 3.689 | 0.00586 | 0.0003531 | 0.0004479 | 0.87527 | 4.3154 | 0.00549 | 0.0003563 | 0.0004475 | 0.8824 | 4.3074 | 0.00589 | 0.0003714 | 0.0004681 | 0.88894 | 4.2994 | 0.00628 | 0.000386 | 0.000488 | 0.89483 | 4.965 | 0.00578 | 0.0003653 | 0.000457 | 0.85034 | 5.8621 | 0.00549 | 0.0003851 | 0.0004837 | 0.85739 | 5.8551 | 0.00581 | 0.0003978 | 0.0005014 | 0.81852 | 5.8896 | 0.00587 | 0.0004065 | 0.0005127 | 0.83385 | 7.5407 | 0.00534 | 0.0004325 | 0.000524 | 0.83389 | 8.2222 | 0.00563 | 0.0004325 | 0.0005338 | 0.89359 | 9.1487 | 0.00543 | 0.0003768 | 0.0004685 | 0.86278 | 9.1793 | 0.00548 | 0.0003828 | 0.0004766 | 0.86013 | 10.825 | 0.00536 | 0.0003892 | 0.0004859 | 0.8579 | 11.2782 | 0.0056 | 0.000393 | 0.0004941 | 0.87919 | 11.2679 | 0.00603 | 0.0004083 | 0.000515 | 0.90358 | 12.1001 | 0.00579 | 0.0004039 | 0.0005134 | 0.87583 | 12.1113 | 0.00631 | 0.0004283 | 0.0005474 | 0.87581 | 13.5178 | 0.0056 | 0.0004014 | 0.0005009 | 0.85315 | 13.5091 | 0.00606 | 0.0004231 | 0.0005308 | 0.83415 | 13.5003 | 0.00652 | 0.0004437 | 0.0005596 | 0.83424 | 14.6778 | 0.00627 | 0.0004567 | 0.0005769 | 0.80088 | 14.6296 | 0.00636 | 0.0004653 | 0.0005885 | 0.88332 | 15.7098 | 0.00638 | 0.0004513 | 0.0005633 | 0.86637 | 15.7847 | 0.00636 | 0.000471 | 0.0005824 | 0.89389 | 17.7021 | 0.00673 | 0.0005281 | 0.0006532 | 0.86304 | 18.4732 | 0.00743 | 0.0007112 | 0.0008753 | 0.86034 | 18.4743 | 0.0082 | 0.0007511 | 0.0009323 | 0.87399 | 19.4579 | 0.00714 | 0.0005707 | 0.0007096 | 0.84709 | 19.3602 | 0.00724 | 0.0005789 | 0.0007209 | 0.86033 | 19.314 | 0.00677 | 0.000502 | 0.0006282 | 0.85806 | 19.315 | 0.0074 | 0.0005279 | 0.0006642 | 0.85807 | 21.4054 | 0.00719 | 0.000607 | 0.000745 | 0.90376 | 21.5718 | 0.00763 | 0.0006192 | 0.0007629 | 0.85452 | 21.3385 | 0.00806 | 0.0005775 | 0.0007294 | 0.82364 | 21.6272 | 0.00773 | 0.0005893 | 0.0007442 | 0.86509 | 21.893 | 0.00816 | 0.0006006 | 0.0007612 | 0.83419 | 23.1318 | 0.00723 | 0.000567 | 0.0007118 | 0.83422 | 23.1328 | 0.00779 | 0.0005901 | 0.000745 | 0.8148 | 23.0554 | 0.00787 | 0.0005961 | 0.0007533 | 0.78735 | 22.8492 | 0.0076 | 0.0005639 | 0.0007118 | 0.7786 | 21.7476 | 0.00797 | 0.0006069 | 0.0007666 | 0.83413 | 22.2201 | 0.00889 | 0.0006373 | 0.0008067 | 0.86109 | 24.0024 | 0.00853 | 0.0006364 | 0.0008059 | 0.87045 | 25.3776 | 0.00793 | 0.0005861 | 0.0007358 | 0.84187 | 28.8105 | 0.0084 | 0.000658 | 0.0008235 | 0.82641 | 28.6739 | 0.00847 | 0.0006632 | 0.0008306 | 0.8668 | 31.1462 | 0.00975 | 0.000719 | 0.0009124 | 0.88777 | 33.7892 | 0.00859 | 0.0005975 | 0.000755 | 0.85334 | 33.438 | 0.00873 | 0.0006072 | 0.0007681 | 0.88296 | 33.7422 | 0.0094 | 0.0006272 | 0.0007965 | 0.92259 | 29.6657 | 0.01101 | 0.0007553 | 0.0009612 | 0.90333 | 30.2478 | 0.01074 | 0.0007481 | 0.0009505 | 0.88092 | 36.8852 | 0.0103 | 0.000684 | 0.0008763 | 0.90948 | 39.4364 | 0.01 | 0.0006426 | 0.0008198 | 0.88792 | 38.654 | 0.01046 | 0.0006851 | 0.0008772 | 0.9395 | 41.0483 | 0.01112 | 0.0007223 | 0.0009238 | 0.85872 | 42.2477 | 0.01064 | 0.0006577 | 0.0008429 | 0.86309 | 43.567 | 0.01119 | 0.0007554 | 0.0009687 | 0.86548 | 44.9928 | 0.01076 | 0.0006668 | 0.0008553 | 0.86133 | 44.137 | 0.01066 | 0.0006493 | 0.0008315 | 0.86193 | 47.6476 | 0.01136 | 0.0007016 | 0.0008975 | 0.8509 | 49.2409 | 0.01127 | 0.0007007 | 0.0008965 | 0.84016 | 49.0083 | 0.01134 | 0.0007041 | 0.0009008
0.99206 | 0.099514 | 0.01034 | 0.0007539 | 0.00119 | 0.99305 | 0.099475 | 0.02103 | 0.00117 | 0.00186 | 0.99469 | 0.099411 | 0.03178 | 0.00163 | 0.00239 | 0.99469 | 0.41486 | 0.00775 | 0.000424 | 0.0005836 | 0.9368 | 0.43059 | 0.0095 | 0.0004836 | 0.0006615 | 0.99772 | 0.93115 | 0.00984 | 0.0004898 | 0.0006534 | 0.9987 | 2.1813 | 0.00669 | 0.0003635 | 0.0004586 | 0.99918 | 2.1803 | 0.00737 | 0.0003892 | 0.0004892 | 0.91667 | 2.8975 | 0.00592 | 0.0003481 | 0.0004397 | 0.92837 | 3.6297 | 0.00583 | 0.0003447 | 0.0004366 | 0.93333 | 3.6247 | 0.00628 | 0.0003614 | 0.0004586 | 0.93779 | 4.245 | 0.00585 | 0.0003626 | 0.0004564 | 0.94123 | 4.2411 | 0.00624 | 0.0003775 | 0.0004766 | 0.9445 | 4.2381 | 0.00664 | 0.000392 | 0.0004964 | 0.94747 | 4.8996 | 0.00609 | 0.0003702 | 0.0004641 | 0.90036 | 5.8167 | 0.00575 | 0.0003889 | 0.0004899 | 0.95265 | 5.7693 | 0.00634 | 0.0004085 | 0.0005135 | 0.90946 | 5.8087 | 0.00639 | 0.0004169 | 0.0005247 | 0.93809 | 7.4193 | 0.00585 | 0.0004419 | 0.0005348 | 0.92654 | 8.1248 | 0.0061 | 0.0004407 | 0.0005437 | 0.98295 | 9.0543 | 0.00585 | 0.0003843 | 0.0004774 | 0.94906 | 9.0909 | 0.0059 | 0.0003902 | 0.0004855 | 0.93832 | 10.7632 | 0.00572 | 0.0003949 | 0.0004935 | 0.92939 | 11.2364 | 0.00594 | 0.0003984 | 0.0005015 | 0.94682 | 11.2262 | 0.00638 | 0.0004134 | 0.0005221 | 0.97309 | 12.0483 | 0.00611 | 0.0004086 | 0.0005202 | 0.93839 | 12.0796 | 0.00663 | 0.0004328 | 0.000554 | 0.93837 | 13.5458 | 0.00588 | 0.0004054 | 0.000507 | 0.91002 | 13.5371 | 0.00634 | 0.0004269 | 0.0005368 | 0.93842 | 13.5466 | 0.00709 | 0.0004545 | 0.0005709 | 0.93852 | 14.8134 | 0.00679 | 0.0004662 | 0.0005879 | 0.90099 | 14.7751 | 0.00688 | 0.0004747 | 0.0005996 | 0.98147 | 15.7857 | 0.00686 | 0.0004596 | 0.0005729 | 0.96263 | 15.9102 | 0.00684 | 0.0004791 | 0.0005922 | 0.98328 | 17.8174 | 0.00716 | 0.0005343 | 0.0006616 | 0.94934 | 18.6178 | 0.00784 | 0.0007162 | 0.0008836 | 0.93856 | 18.5992 | 0.00862 | 0.0007559 | 0.0009403 | 0.95344 | 19.6926 | 0.00753 | 0.0005759 | 0.0007176 | 0.9241 | 19.6147 | 0.00763 | 0.0005841 | 0.000729 | 0.93854 | 19.5783 | 0.00716 | 0.0005079 | 0.0006369 | 0.92957 | 19.5497 | 0.0078 | 0.0005336 | 0.0006725 | 0.92958 | 21.6594 | 0.00754 | 0.0006114 | 0.0007521 | 0.97328 | 21.8064 | 0.00798 | 0.0006234 | 0.0007696 | 0.9766 | 21.9173 | 0.00877 | 0.0005909 | 0.0007442 | 0.887 | 22.0204 | 0.00808 | 0.0005941 | 0.0007523 | 0.98868 | 22.5914 | 0.00885 | 0.0006132 | 0.0007761 | 0.89836 | 23.3648 | 0.00756 | 0.0005713 | 0.0007192 | 0.95339 | 23.5302 | 0.00845 | 0.0006018 | 0.0007589 | 0.9312 | 23.4626 | 0.00853 | 0.0006079 | 0.0007673 | 0.89983 | 23.664 | 0.00826 | 0.0005768 | 0.0007276 | 0.88983 | 22.6716 | 0.00866 | 0.0006206 | 0.0007843 | 0.9384 | 23.0465 | 0.00956 | 0.0006497 | 0.0008228 | 0.96872 | 24.6286 | 0.00916 | 0.0006473 | 0.0008204 | 0.97925 | 26.1933 | 0.00852 | 0.0005965 | 0.0007493 | 0.93541 | 29.5843 | 0.00893 | 0.000666 | 0.0008352 | 0.91823 | 29.4474 | 0.009 | 0.0006712 | 0.0008424 | 0.9456 | 31.9996 | 0.01023 | 0.0007259 | 0.0009237 | 0.96848 | 34.5324 | 0.00903 | 0.0006042 | 0.0007651 | 0.93092 | 34.1907 | 0.00919 | 0.000614 | 0.0007784 | 0.95654 | 34.4265 | 0.00985 | 0.0006336 | 0.0008062 | 0.99356 | 30.3993 | 0.01152 | 0.0007631 | 0.0009738 | 0.97282 | 30.9596 | 0.01124 | 0.0007559 | 0.0009635 | 0.94384 | 37.6862 | 0.01071 | 0.0006899 | 0.0008864 | 0.97011 | 40.1081 | 0.01039 | 0.0006479 | 0.0008286 | 0.94712 | 39.4744 | 0.01086 | 0.0006906 | 0.0008868 | 0.99476 | 41.8097 | 0.01149 | 0.0007271 | 0.0009324 | 0.90924 | 43.0754 | 0.011 | 0.0006629 | 0.0008522 | 0.91386 | 44.3643 | 0.01154 | 0.00076 | 0.0009776 | 0.96164 | 46.5289 | 0.01143 | 0.0006792 | 0.000872 | 0.95703 | 45.772 | 0.01134 | 0.0006624 | 0.000849 | 0.96967 | 49.5197 | 0.01215 | 0.0007171 | 0.0009174 | 0.95727 | 51.2901 | 0.01203 | 0.0007156 | 0.0009161 | 0.94518 | 51.0769 | 0.0121 | 0.0007191 | 0.0009207
1.0913 | 0.095258 | 0.01188 | 0.0008438 | 0.00135 | 1.1172 | 0.094156 | 0.02494 | 0.00139 | 0.00215 | 1.0776 | 0.095854 | 0.03568 | 0.00179 | 0.00264 | 1.0776 | 0.39483 | 0.00869 | 0.0004597 | 0.0006345 | 0.99925 | 0.41367 | 0.0104 | 0.0005129 | 0.0007045 | 1.1403 | 0.87006 | 0.01154 | 0.0005609 | 0.0007109 | 1.0986 | 2.1091 | 0.0074 | 0.0003831 | 0.0004792 | 1.09 | 2.1151 | 0.00808 | 0.0004076 | 0.0005088 | 1 | 2.8223 | 0.00645 | 0.0003606 | 0.0004543 | 0.99979 | 3.5634 | 0.00625 | 0.0003533 | 0.0004476 | 1 | 3.5634 | 0.00671 | 0.0003696 | 0.0004692 | 1.0003 | 4.1787 | 0.00621 | 0.000369 | 0.0004652 | 1.0001 | 4.1788 | 0.00661 | 0.0003837 | 0.0004852 | 1.0001 | 4.1788 | 0.00701 | 0.0003979 | 0.0005047 | 1.0527 | 4.779 | 0.00672 | 0.0003853 | 0.0004784 | 1.0004 | 5.7258 | 0.00628 | 0.0003999 | 0.0005021 | 1.0717 | 5.6604 | 0.00701 | 0.0004239 | 0.0005282 | 1.0231 | 5.7048 | 0.00706 | 0.0004319 | 0.0005392 | 1.0423 | 7.2962 | 0.00637 | 0.0004511 | 0.0005452 | 1.0192 | 8.0216 | 0.00658 | 0.0004488 | 0.0005534 | 1.0723 | 8.9541 | 0.00627 | 0.0003917 | 0.0004861 | 1.0353 | 8.9966 | 0.00632 | 0.0003975 | 0.0004941 | 1.0165 | 10.6918 | 0.00608 | 0.0004004 | 0.0005007 | 1.0009 | 11.1849 | 0.00628 | 0.0004036 | 0.0005086 | 1.0144 | 11.1748 | 0.00672 | 0.0004185 | 0.0005289 | 1.0426 | 11.9968 | 0.00643 | 0.0004133 | 0.0005267 | 1.001 | 12.0281 | 0.00694 | 0.0004372 | 0.0005603 | 1.0009 | 13.5539 | 0.00617 | 0.0004093 | 0.0005128 | 1.0238 | 13.5637 | 0.00691 | 0.0004379 | 0.000548 | 1.0427 | 13.5635 | 0.00765 | 0.0004648 | 0.0005815 | 1.0428 | 14.9098 | 0.0073 | 0.0004751 | 0.0005981 | 1.0011 | 14.8714 | 0.0074 | 0.0004836 | 0.0006099 | 1.0796 | 15.8422 | 0.00735 | 0.0004675 | 0.0005819 | 1.0589 | 16.0064 | 0.00732 | 0.0004869 | 0.0006015 | 1.0727 | 17.9035 | 0.00759 | 0.0005402 | 0.0006694 | 1.0356 | 18.7331 | 0.00825 | 0.000721 | 0.0008913 | 1.0168 | 18.7148 | 0.00903 | 0.0007605 | 0.0009477 | 1.0329 | 19.898 | 0.00792 | 0.0005809 | 0.0007251 | 1.0011 | 19.82 | 0.00802 | 0.0005891 | 0.0007365 | 1.0168 | 19.8133 | 0.00755 | 0.0005135 | 0.0006449 | 1.0011 | 19.765 | 0.00819 | 0.000539 | 0.0006804 | 1.0011 | 21.8842 | 0.00789 | 0.0006155 | 0.0007587 | 1.1123 | 22.1875 | 0.00868 | 0.0006349 | 0.0007819 | 1.0987 | 22.4184 | 0.00946 | 0.0006031 | 0.0007574 | 1.0137 | 22.7191 | 0.00876 | 0.0006066 | 0.000767 | 1.1123 | 23.1921 | 0.00952 | 0.0006246 | 0.0007893 | 1.0267 | 23.723 | 0.00821 | 0.000583 | 0.0007326 | 1.0726 | 23.8402 | 0.0091 | 0.0006127 | 0.0007713 | 1.0476 | 23.7823 | 0.00918 | 0.0006188 | 0.0007799 | 1.0123 | 24.3918 | 0.00889 | 0.0005883 | 0.0007416 | 1.0011 | 23.5088 | 0.00933 | 0.0006328 | 0.0007998 | 1.0427 | 23.8053 | 0.01022 | 0.0006609 | 0.0008372 | 1.0764 | 25.1773 | 0.00978 | 0.0006574 | 0.0008335 | 1.0881 | 26.9216 | 0.0091 | 0.000606 | 0.0007614 | 1.029 | 30.2807 | 0.00944 | 0.0006733 | 0.0008458 | 1.0101 | 30.1435 | 0.00951 | 0.0006786 | 0.0008531 | 1.0244 | 32.7953 | 0.01071 | 0.0007323 | 0.0009339 | 1.0492 | 35.208 | 0.00947 | 0.0006104 | 0.0007744 | 1.0085 | 34.8757 | 0.00963 | 0.0006203 | 0.0007879 | 1.0301 | 35.0529 | 0.01029 | 0.0006396 | 0.0008152 | 1.0645 | 31.0948 | 0.01202 | 0.0007703 | 0.0009856 | 1.0423 | 31.6335 | 0.01173 | 0.0007632 | 0.0009755 | 1.0068 | 38.4094 | 0.01112 | 0.0006953 | 0.0008958 | 1.0307 | 40.7216 | 0.01077 | 0.0006529 | 0.0008369 | 1.0063 | 40.2368 | 0.01124 | 0.0006957 | 0.0008959 | 1.1053 | 43.2076 | 0.01221 | 0.0007394 | 0.0009481 | 1.0103 | 44.5766 | 0.0117 | 0.0006759 | 0.0008691 | 1.0154 | 45.7948 | 0.01222 | 0.0007714 | 0.0009938 | 1.0819 | 48.2036 | 0.01224 | 0.0006948 | 0.0008905 | 1.0767 | 47.5756 | 0.01216 | 0.0006789 | 0.0008683 | 1.0774 | 51.1519 | 0.01291 | 0.000731 | 0.000935 | 1.0636 | 53.1 | 0.01276 | 0.0007288 | 0.0009334 | 1.0502 | 52.8863 | 0.01284 | 0.0007324 | 0.0009381
1.1905 | 0.091013 | 0.01349 | 0.0009345 | 0.00151 | 1.2413 | 0.089019 | 0.02908 | 0.0016 | 0.00246 | 1.1605 | 0.092308 | 0.03972 | 0.00195 | 0.00289 | 1.1605 | 0.37741 | 0.00968 | 0.0004962 | 0.0006879 | 1.1242 | 0.38484 | 0.01232 | 0.0006044 | 0.0007956 | 1.2828 | 0.81659 | 0.01336 | 0.0006322 | 0.0007719 | 1.1984 | 2.044 | 0.00814 | 0.000403 | 0.0005002 | 1.1809 | 2.055 | 0.00882 | 0.0004263 | 0.0005288 | 1.0833 | 2.752 | 0.007 | 0.0003732 | 0.0004691 | 1.0712 | 3.5002 | 0.00669 | 0.0003619 | 0.0004586 | 1.0667 | 3.5042 | 0.00714 | 0.0003779 | 0.0004798 | 1.0628 | 4.1154 | 0.00658 | 0.0003755 | 0.000474 | 1.0589 | 4.1195 | 0.00698 | 0.0003899 | 0.0004937 | 1.1112 | 4.0693 | 0.00775 | 0.0004166 | 0.0005213 | 1.1843 | 4.6483 | 0.00754 | 0.0004075 | 0.0004964 | 1.1255 | 5.613 | 0.00696 | 0.0004157 | 0.000517 | 1.1908 | 5.5557 | 0.00769 | 0.000439 | 0.0005426 | 1.1368 | 5.6031 | 0.00774 | 0.0004467 | 0.0005534 | 1.1465 | 7.1773 | 0.0069 | 0.0004604 | 0.0005554 | 1.1119 | 7.9186 | 0.00706 | 0.0004568 | 0.0005628 | 1.1617 | 8.8541 | 0.0067 | 0.0003991 | 0.0004946 | 1.1216 | 8.8986 | 0.00675 | 0.0004048 | 0.0005025 | 1.0947 | 10.6205 | 0.00644 | 0.0004059 | 0.0005078 | 1.0724 | 11.1335 | 0.00662 | 0.0004088 | 0.0005154 | 1.0821 | 11.1235 | 0.00706 | 0.0004234 | 0.0005356 | 1.1121 | 11.9354 | 0.00675 | 0.0004178 | 0.0005331 | 1.1261 | 11.9255 | 0.00758 | 0.0004504 | 0.0005724 | 1.126 | 13.5608 | 0.00673 | 0.0004206 | 0.000524 | 1.1375 | 13.5609 | 0.00748 | 0.0004485 | 0.0005585 | 1.147 | 13.551 | 0.00822 | 0.0004748 | 0.0005916 | 1.1471 | 14.9768 | 0.00782 | 0.0004836 | 0.0006077 | 1.1012 | 14.9482 | 0.00791 | 0.0004921 | 0.0006196 | 1.1778 | 15.8793 | 0.00783 | 0.0004752 | 0.0005904 | 1.1552 | 16.0832 | 0.0078 | 0.0004943 | 0.0006102 | 1.1621 | 17.9701 | 0.00802 | 0.0005459 | 0.0006769 | 1.1219 | 18.8291 | 0.00866 | 0.0007256 | 0.0008985 | 1.095 | 18.801 | 0.00944 | 0.0007648 | 0.0009547 | 1.1123 | 20.074 | 0.0083 | 0.0005856 | 0.0007321 | 1.0781 | 20.0059 | 0.0084 | 0.0005938 | 0.0007436 | 1.095 | 20.0191 | 0.00793 | 0.0005189 | 0.0006525 | 1.1441 | 20.1372 | 0.00895 | 0.0005544 | 0.0006948 | 1.1441 | 22.2555 | 0.00859 | 0.000627 | 0.0007709 | 1.2514 | 22.4904 | 0.00937 | 0.0006457 | 0.0007931 | 1.2207 | 22.8511 | 0.01014 | 0.0006144 | 0.0007695 | 1.1404 | 23.32 | 0.00943 | 0.000618 | 0.0007801 | 1.2358 | 23.7145 | 0.01017 | 0.000635 | 0.0008013 | 1.155 | 24.0136 | 0.00885 | 0.0005939 | 0.0007448 | 1.1917 | 24.0819 | 0.00974 | 0.0006229 | 0.0007828 | 1.164 | 24.0339 | 0.00982 | 0.000629 | 0.0007914 | 1.1248 | 25.0318 | 0.00951 | 0.0005989 | 0.0007542 | 1.1123 | 24.2782 | 0.00997 | 0.0006437 | 0.0008137 | 1.1469 | 24.506 | 0.01085 | 0.0006711 | 0.0008502 | 1.184 | 25.6778 | 0.01038 | 0.0006667 | 0.0008455 | 1.1969 | 27.5918 | 0.00966 | 0.0006147 | 0.0007725 | 1.1225 | 30.9091 | 0.00994 | 0.0006801 | 0.0008555 | 1.1019 | 30.7818 | 0.01002 | 0.0006854 | 0.0008629 | 1.1032 | 33.5329 | 0.01117 | 0.0007382 | 0.0009434 | 1.1299 | 35.8253 | 0.0099 | 0.0006162 | 0.0007829 | 1.0861 | 35.4927 | 0.01006 | 0.0006261 | 0.0007967 | 1.1037 | 35.6308 | 0.01072 | 0.0006452 | 0.0008236 | 1.1355 | 31.7619 | 0.0125 | 0.000777 | 0.0009965 | 1.1118 | 32.2792 | 0.01221 | 0.00077 | 0.0009868 | 1.0697 | 39.0943 | 0.01151 | 0.0007004 | 0.0009046 | 1.0914 | 41.2968 | 0.01114 | 0.0006576 | 0.0008448 | 1.0655 | 40.9409 | 0.01162 | 0.0007005 | 0.0009043 | 1.2435 | 44.7645 | 0.01308 | 0.0007551 | 0.0009655 | 1.1365 | 46.2267 | 0.01254 | 0.0006924 | 0.0008877 | 1.1423 | 47.3541 | 0.01304 | 0.0007858 | 0.00101 | 1.2021 | 49.6863 | 0.01302 | 0.0007089 | 0.0009068 | 1.1963 | 49.1873 | 0.01295 | 0.0006936 | 0.0008854 | 1.1852 | 52.6217 | 0.01365 | 0.0007436 | 0.0009507 | 1.17 | 54.7278 | 0.01347 | 0.0007407 | 0.0009488 | 1.1552 | 54.5137 | 0.01355 | 0.0007444 | 0.0009536
1.2897 | 0.087238 | 0.01517 | 0.00103 | 0.00167 | 1.3654 | 0.084643 | 0.03346 | 0.00181 | 0.00277 | 1.2434 | 0.088943 | 0.04393 | 0.00211 | 0.00315 | 1.2434 | 0.3622 | 0.01071 | 0.0005336 | 0.0007436 | 1.2491 | 0.36121 | 0.01437 | 0.0006954 | 0.0008932 | 1.4253 | 0.76973 | 0.01529 | 0.0007043 | 0.0008364 | 1.2983 | 1.9828 | 0.0089 | 0.000423 | 0.0005216 | 1.2717 | 1.9989 | 0.00957 | 0.0004451 | 0.0005491 | 1.1667 | 2.6869 | 0.00756 | 0.000386 | 0.000484 | 1.1426 | 3.4399 | 0.00713 | 0.0003706 | 0.0004696 | 1.1333 | 3.447 | 0.00758 | 0.0003862 | 0.0004905 | 1.1254 | 4.0562 | 0.00695 | 0.0003819 | 0.0004828 | 1.1765 | 4.01 | 0.00773 | 0.0004094 | 0.0005109 | 1.2501 | 3.9468 | 0.0087 | 0.0004441 | 0.0005422 | 1.3159 | 4.5368 | 0.00837 | 0.0004294 | 0.0005144 | 1.2505 | 5.5054 | 0.00765 | 0.0004314 | 0.0005317 | 1.3099 | 5.4561 | 0.00839 | 0.0004541 | 0.0005569 | 1.2505 | 5.5054 | 0.00843 | 0.0004613 | 0.0005674 | 1.2508 | 7.0645 | 0.00744 | 0.0004697 | 0.0005655 | 1.2045 | 7.8177 | 0.00754 | 0.0004648 | 0.000572 | 1.251 | 8.7542 | 0.00714 | 0.0004064 | 0.0005029 | 1.2079 | 8.8016 | 0.00718 | 0.0004119 | 0.0005108 | 1.1729 | 10.5394 | 0.0068 | 0.0004113 | 0.0005147 | 1.1439 | 11.0723 | 0.00697 | 0.0004138 | 0.0005221 | 1.2173 | 11.0113 | 0.00775 | 0.0004386 | 0.0005485 | 1.2511 | 11.813 | 0.00739 | 0.0004315 | 0.0005453 | 1.2512 | 11.8133 | 0.00823 | 0.0004632 | 0.000584 | 1.2512 | 13.5382 | 0.0073 | 0.0004314 | 0.0005345 | 1.2513 | 13.5386 | 0.00804 | 0.0004587 | 0.0005686 | 1.2512 | 13.5388 | 0.00879 | 0.0004845 | 0.0006012 | 1.2514 | 15.0143 | 0.00833 | 0.0004918 | 0.0006168 | 1.2013 | 14.9956 | 0.00843 | 0.0005002 | 0.0006287 | 1.2759 | 15.8968 | 0.00831 | 0.0004827 | 0.0005986 | 1.2514 | 16.1505 | 0.00828 | 0.0005015 | 0.0006185 | 1.2515 | 18.0171 | 0.00845 | 0.0005515 | 0.0006839 | 1.2083 | 18.9157 | 0.00906 | 0.0007299 | 0.0009053 | 1.2514 | 18.9547 | 0.01025 | 0.0007773 | 0.0009676 | 1.2713 | 20.3574 | 0.00906 | 0.0005993 | 0.000745 | 1.2321 | 20.2991 | 0.00916 | 0.0006075 | 0.0007567 | 1.2514 | 20.3719 | 0.00869 | 0.0005343 | 0.0006666 | 1.2871 | 20.441 | 0.00971 | 0.0005686 | 0.0007079 | 1.2871 | 22.5586 | 0.00927 | 0.0006378 | 0.000782 | 1.3904 | 22.7445 | 0.01004 | 0.0006558 | 0.0008034 | 1.3428 | 23.235 | 0.0108 | 0.0006249 | 0.0007806 | 1.2671 | 23.8326 | 0.01008 | 0.0006284 | 0.000792 | 1.3594 | 24.1681 | 0.01081 | 0.0006448 | 0.0008122 | 1.2834 | 24.2459 | 0.00948 | 0.0006042 | 0.000756 | 1.3109 | 24.295 | 0.01037 | 0.0006326 | 0.0007934 | 1.2804 | 24.2468 | 0.01046 | 0.0006387 | 0.0008021 | 1.2373 | 25.6335 | 0.01012 | 0.0006086 | 0.0007657 | 1.2235 | 24.9894 | 0.01059 | 0.0006537 | 0.0008263 | 1.2512 | 25.158 | 0.01147 | 0.0006805 | 0.0008621 | 1.2916 | 26.1397 | 0.01097 | 0.0006754 | 0.0008565 | 1.3057 | 28.2035 | 0.01021 | 0.0006227 | 0.0007826 | 1.216 | 31.4991 | 0.01043 | 0.0006864 | 0.0008645 | 1.1937 | 31.3616 | 0.01051 | 0.0006918 | 0.0008719 | 1.182 | 34.2219 | 0.01162 | 0.0007437 | 0.0009521 | 1.2106 | 36.4042 | 0.01033 | 0.0006217 | 0.000791 | 1.1636 | 36.0711 | 0.01049 | 0.0006317 | 0.0008048 | 1.1773 | 36.1701 | 0.01115 | 0.0006505 | 0.0008315 | 1.2065 | 32.4104 | 0.01298 | 0.0007833 | 0.00101 | 1.1813 | 32.9064 | 0.01268 | 0.0007764 | 0.0009974 | 1.1326 | 39.7206 | 0.0119 | 0.0007053 | 0.0009128 | 1.2126 | 42.3611 | 0.01187 | 0.0006704 | 0.0008592 | 1.1839 | 42.2333 | 0.01235 | 0.0007132 | 0.0009198 | 1.3816 | 46.1573 | 0.01392 | 0.0007692 | 0.0009809 | 1.2628 | 47.6938 | 0.01336 | 0.0007073 | 0.0009043 | 1.2692 | 48.7207 | 0.01383 | 0.0007989 | 0.00103 | 1.3223 | 51.015 | 0.01378 | 0.0007217 | 0.0009215 | 1.3159 | 50.6452 | 0.01372 | 0.000707 | 0.0009008 | 1.2929 | 53.9674 | 0.01437 | 0.0007551 | 0.000965 | 1.2764 | 56.2319 | 0.01416 | 0.0007516 | 0.0009628 | 1.2602 | 56.0174 | 0.01424 | 0.0007553 | 0.0009677
1.3889 | 0.083874 | 0.01693 | 0.00112 | 0.00184 | 1.4896 | 0.080777 | 0.03805 | 0.00201 | 0.0031 | 1.3263 | 0.085969 | 0.04828 | 0.00227 | 0.00341 | 1.3263 | 0.34868 | 0.01178 | 0.0005717 | 0.0008016 | 1.374 | 0.34159 | 0.01654 | 0.0007862 | 0.0009967 | 1.5678 | 0.72838 | 0.01734 | 0.0007773 | 0.0009044 | 1.3982 | 1.9277 | 0.00968 | 0.0004432 | 0.0005434 | 1.3625 | 1.9468 | 0.01035 | 0.0004641 | 0.0005698 | 1.25 | 2.6257 | 0.00814 | 0.0003989 | 0.0004991 | 1.214 | 3.3817 | 0.00758 | 0.0003794 | 0.0004807 | 1.2 | 3.3928 | 0.00803 | 0.0003946 | 0.0005011 | 1.2504 | 3.9458 | 0.00772 | 0.0004023 | 0.0005006 | 1.3236 | 3.8876 | 0.0087 | 0.000438 | 0.0005325 | 1.389 | 3.8374 | 0.00969 | 0.0004714 | 0.0005633 | 1.4475 | 4.4403 | 0.00922 | 0.0004512 | 0.0005326 | 1.3756 | 5.4038 | 0.00835 | 0.0004469 | 0.0005463 | 1.429 | 5.3626 | 0.00909 | 0.0004692 | 0.000571 | 1.3642 | 5.4129 | 0.00913 | 0.0004759 | 0.0005813 | 1.355 | 6.9578 | 0.00799 | 0.0004789 | 0.0005755 | 1.2972 | 7.7209 | 0.00804 | 0.0004728 | 0.0005811 | 1.3404 | 8.6574 | 0.00758 | 0.0004137 | 0.0005112 | 1.2942 | 8.7068 | 0.00762 | 0.0004191 | 0.0005189 | 1.2511 | 10.4683 | 0.00716 | 0.0004167 | 0.0005214 | 1.2869 | 10.9602 | 0.00767 | 0.0004294 | 0.0005351 | 1.3526 | 10.8995 | 0.00845 | 0.0004535 | 0.0005609 | 1.3901 | 11.6811 | 0.00804 | 0.000445 | 0.0005571 | 1.3763 | 11.6916 | 0.00888 | 0.0004757 | 0.0005952 | 1.3763 | 13.5061 | 0.00786 | 0.0004419 | 0.0005446 | 1.365 | 13.5066 | 0.00861 | 0.0004686 | 0.0005782 | 1.3555 | 13.517 | 0.00935 | 0.0004939 | 0.0006104 | 1.3556 | 15.0421 | 0.00884 | 0.0004998 | 0.0006255 | 1.3014 | 15.0333 | 0.00894 | 0.0005081 | 0.0006374 | 1.3741 | 15.9146 | 0.0088 | 0.0004899 | 0.0006064 | 1.3477 | 16.1981 | 0.00875 | 0.0005084 | 0.0006265 | 1.4302 | 18.0922 | 0.00929 | 0.0005684 | 0.0006973 | 1.3809 | 19.0599 | 0.00987 | 0.0007426 | 0.0009178 | 1.4078 | 19.0796 | 0.01105 | 0.0007891 | 0.0009793 | 1.4302 | 20.5821 | 0.00981 | 0.0006121 | 0.0007568 | 1.3862 | 20.5236 | 0.00991 | 0.0006203 | 0.0007686 | 1.4078 | 20.6562 | 0.00944 | 0.0005485 | 0.0006794 | 1.4301 | 20.6959 | 0.01045 | 0.000582 | 0.00072 | 1.4301 | 22.8129 | 0.00995 | 0.000648 | 0.0007922 | 1.5294 | 22.9696 | 0.01071 | 0.0006655 | 0.0008129 | 1.4649 | 23.5798 | 0.01146 | 0.0006348 | 0.000791 | 1.3939 | 24.2764 | 0.01071 | 0.0006381 | 0.0008028 | 1.483 | 24.5627 | 0.01144 | 0.0006539 | 0.0008223 | 1.4117 | 24.4594 | 0.01011 | 0.000614 | 0.0007664 | 1.4301 | 24.4891 | 0.011 | 0.0006419 | 0.0008033 | 1.3968 | 24.4409 | 0.01109 | 0.0006479 | 0.0008121 | 1.3497 | 26.1764 | 0.01071 | 0.0006176 | 0.0007763 | 1.3347 | 25.6419 | 0.01119 | 0.0006628 | 0.0008378 | 1.3555 | 25.7612 | 0.01207 | 0.0006891 | 0.0008731 | 1.3993 | 26.5628 | 0.01155 | 0.0006835 | 0.0008667 | 1.4145 | 28.7763 | 0.01075 | 0.0006302 | 0.000792 | 1.3096 | 32.0504 | 0.01091 | 0.0006924 | 0.0008728 | 1.2855 | 31.9127 | 0.01099 | 0.0006978 | 0.0008803 | 1.2608 | 34.8821 | 0.01206 | 0.0007489 | 0.0009602 | 1.2913 | 36.9443 | 0.01075 | 0.0006269 | 0.0007985 | 1.2412 | 36.6109 | 0.01091 | 0.0006369 | 0.0008125 | 1.2509 | 36.6805 | 0.01157 | 0.0006556 | 0.0008389 | 1.2774 | 33.04 | 0.01345 | 0.0007892 | 0.00102 | 1.2508 | 33.5149 | 0.01314 | 0.0007824 | 0.00101 | 1.2585 | 40.877 | 0.01266 | 0.0007182 | 0.0009279 | 1.3642 | 43.5447 | 0.01277 | 0.0006872 | 0.0008754 | 1.3319 | 43.6549 | 0.01325 | 0.0007297 | 0.000937 | 1.5198 | 47.4145 | 0.01474 | 0.0007822 | 0.0009948 | 1.3891 | 49.0162 | 0.01415 | 0.0007208 | 0.0009192 | 1.3962 | 49.9526 | 0.01461 | 0.0008108 | 0.00104 | 1.4425 | 52.2383 | 0.01452 | 0.0007335 | 0.0009349 | 1.4355 | 51.9779 | 0.01447 | 0.0007192 | 0.0009147 | 1.4006 | 55.2078 | 0.01507 | 0.0007657 | 0.0009781 | 1.3827 | 57.6408 | 0.01484 | 0.0007616 | 0.0009755 | 1.3653 | 57.416 | 0.01492 | 0.0007653 | 0.0009805
1.4881 | 0.08081 | 0.01875 | 0.00121 | 0.00201 | 1.6137 | 0.077313 | 0.04285 | 0.00222 | 0.00344 | 1.492 | 0.080701 | 0.05743 | 0.00275 | 0.00396 | 1.492 | 0.32585 | 0.01404 | 0.0006875 | 0.0009236 | 1.4989 | 0.32506 | 0.01884 | 0.0008772 | 0.00111 | 1.7104 | 0.69164 | 0.0195 | 0.0008514 | 0.0009761 | 1.4981 | 1.8766 | 0.01049 | 0.0004636 | 0.0005657 | 1.4534 | 1.8987 | 0.01115 | 0.0004833 | 0.0005909 | 1.3333 | 2.5696 | 0.00873 | 0.000412 | 0.0005144 | 1.2854 | 3.3276 | 0.00803 | 0.0003881 | 0.0004918 | 1.3333 | 3.2925 | 0.00895 | 0.0004216 | 0.0005227 | 1.4067 | 3.8243 | 0.00871 | 0.0004322 | 0.000523 | 1.4707 | 3.7792 | 0.0097 | 0.0004664 | 0.0005544 | 1.5279 | 3.7401 | 0.0107 | 0.0004984 | 0.0005846 | 1.5791 | 4.355 | 0.0101 | 0.0004728 | 0.0005509 | 1.5006 | 5.3093 | 0.00906 | 0.0004624 | 0.0005608 | 1.5481 | 5.2752 | 0.00982 | 0.0004841 | 0.0005852 | 1.4779 | 5.3255 | 0.00984 | 0.0004905 | 0.0005951 | 1.4592 | 6.8572 | 0.00854 | 0.0004883 | 0.0005854 | 1.3898 | 7.6283 | 0.00854 | 0.0004808 | 0.0005901 | 1.4297 | 8.5627 | 0.00802 | 0.000421 | 0.0005193 | 1.3805 | 8.6141 | 0.00806 | 0.0004262 | 0.000527 | 1.4075 | 10.3166 | 0.0079 | 0.0004336 | 0.0005346 | 1.4298 | 10.8385 | 0.00837 | 0.0004446 | 0.0005477 | 1.4879 | 10.788 | 0.00916 | 0.000468 | 0.0005729 | 1.5291 | 11.5595 | 0.0087 | 0.0004582 | 0.0005685 | 1.5014 | 11.58 | 0.00954 | 0.0004881 | 0.0006061 | 1.5014 | 13.4643 | 0.00843 | 0.0004521 | 0.0005543 | 1.4788 | 13.4748 | 0.00918 | 0.0004783 | 0.0005875 | 1.4598 | 13.4854 | 0.00992 | 0.0005031 | 0.0006194 | 1.4599 | 15.0602 | 0.00935 | 0.0005075 | 0.0006338 | 1.4015 | 15.0513 | 0.00945 | 0.0005158 | 0.0006458 | 1.5704 | 15.921 | 0.00976 | 0.0005129 | 0.0006214 | 1.5402 | 16.2841 | 0.00969 | 0.0005302 | 0.0006416 | 1.609 | 18.1483 | 0.01014 | 0.0005846 | 0.0007097 | 1.5535 | 19.1852 | 0.01067 | 0.0007546 | 0.0009294 | 1.5643 | 19.1954 | 0.01185 | 0.0008004 | 0.0009903 | 1.5891 | 20.7477 | 0.01055 | 0.0006242 | 0.0007678 | 1.5402 | 20.6991 | 0.01066 | 0.0006324 | 0.0007796 | 1.5642 | 20.9015 | 0.01018 | 0.0005619 | 0.0006913 | 1.5731 | 20.9217 | 0.01119 | 0.0005946 | 0.0007314 | 1.5731 | 23.0281 | 0.01062 | 0.0006577 | 0.0008017 | 1.6685 | 23.1555 | 0.01138 | 0.0006747 | 0.0008219 | 1.587 | 23.8853 | 0.0121 | 0.0006442 | 0.0008007 | 1.5206 | 24.6811 | 0.01134 | 0.0006472 | 0.0008128 | 1.6066 | 24.9181 | 0.01206 | 0.0006625 | 0.0008318 | 1.54 | 24.6539 | 0.01074 | 0.0006233 | 0.0007762 | 1.5493 | 24.6641 | 0.01162 | 0.0006508 | 0.0008127 | 1.5132 | 24.6157 | 0.01171 | 0.0006568 | 0.0008216 | 1.4622 | 26.6702 | 0.01129 | 0.000626 | 0.0007862 | 1.446 | 26.2454 | 0.01178 | 0.0006713 | 0.0008485 | 1.4597 | 26.3252 | 0.01266 | 0.0006972 | 0.0008833 | 1.5069 | 26.9567 | 0.01213 | 0.0006913 | 0.0008763 | 1.5233 | 29.3 | 0.01127 | 0.0006373 | 0.0008007 | 1.4031 | 32.5627 | 0.01139 | 0.000698 | 0.0008805 | 1.3773 | 32.4249 | 0.01147 | 0.0007034 | 0.0008882 | 1.3396 | 35.5033 | 0.0125 | 0.0007538 | 0.0009678 | 1.372 | 37.4654 | 0.01116 | 0.0006318 | 0.0008056 | 1.3188 | 37.1317 | 0.01133 | 0.0006419 | 0.0008197 | 1.3244 | 37.1618 | 0.01198 | 0.0006604 | 0.0008459 | 1.4194 | 34.242 | 0.01436 | 0.0008052 | 0.00103 | 1.3897 | 34.6849 | 0.01404 | 0.0007986 | 0.00103 | 1.4158 | 42.1528 | 0.01358 | 0.0007352 | 0.0009447 | 1.5158 | 44.6231 | 0.01364 | 0.0007026 | 0.0008899 | 1.4799 | 44.9117 | 0.01411 | 0.0007446 | 0.0009523 | 1.6579 | 48.5651 | 0.01554 | 0.0007941 | 0.00101 | 1.5154 | 50.2228 | 0.01492 | 0.0007332 | 0.0009328 | 1.5231 | 51.0787 | 0.01537 | 0.0008218 | 0.00105 | 1.5627 | 53.3652 | 0.01525 | 0.0007444 | 0.0009473 | 1.5552 | 53.2143 | 0.0152 | 0.0007305 | 0.0009275 | 1.5084 | 56.362 | 0.01576 | 0.0007756 | 0.0009902 | 1.4891 | 58.9737 | 0.01549 | 0.0007709 | 0.0009871 | 1.4703 | 58.7385 | 0.01558 | 0.0007747 | 0.0009922
1.5873 | 0.078007 | 0.02065 | 0.00131 | 0.00219 | 1.7378 | 0.074199 | 0.04787 | 0.00244 | 0.00379 | 1.6578 | 0.076175 | 0.06715 | 0.00322 | 0.00453 | 1.6578 | 0.30733 | 0.01646 | 0.0008003 | 0.00105 | 1.6238 | 0.31085 | 0.02124 | 0.0009683 | 0.00122 | 1.8529 | 0.6589 | 0.02177 | 0.0009267 | 0.00105 | 1.5979 | 1.8285 | 0.01132 | 0.0004842 | 0.0005885 | 1.5442 | 1.8536 | 0.01196 | 0.0005027 | 0.0006124 | 1.4167 | 2.5164 | 0.00933 | 0.0004251 | 0.0005299 | 1.4283 | 3.2263 | 0.00897 | 0.0004164 | 0.0005143 | 1.5 | 3.1782 | 0.01013 | 0.000461 | 0.00055 | 1.563 | 3.7169 | 0.00972 | 0.0004617 | 0.0005458 | 1.6177 | 3.6819 | 0.01073 | 0.0004944 | 0.0005765 | 1.6668 | 3.6518 | 0.01174 | 0.0005253 | 0.0006063 | 1.7107 | 4.2786 | 0.01098 | 0.0004942 | 0.0005693 | 1.6257 | 5.2199 | 0.00979 | 0.0004778 | 0.0005753 | 1.6671 | 5.1918 | 0.01055 | 0.0004991 | 0.0005992 | 1.5916 | 5.2441 | 0.01057 | 0.000505 | 0.0006088 | 1.5635 | 6.7617 | 0.00911 | 0.0004976 | 0.0005953 | 1.4825 | 7.5397 | 0.00904 | 0.0004887 | 0.000599 | 1.6085 | 8.3845 | 0.00893 | 0.0004447 | 0.0005354 | 1.553 | 8.4389 | 0.00896 | 0.0004495 | 0.0005429 | 1.5639 | 10.1652 | 0.00865 | 0.0004501 | 0.0005474 | 1.5728 | 10.7271 | 0.00908 | 0.0004596 | 0.0005599 | 1.6231 | 10.6868 | 0.00987 | 0.0004823 | 0.0005847 | 1.6681 | 11.4381 | 0.00937 | 0.0004711 | 0.0005796 | 1.6265 | 11.4787 | 0.01021 | 0.0005003 | 0.0006167 | 1.6265 | 13.4227 | 0.009 | 0.0004621 | 0.0005637 | 1.5925 | 13.4334 | 0.00975 | 0.0004878 | 0.0005966 | 1.6683 | 13.4027 | 0.01106 | 0.0005333 | 0.0006366 | 1.6685 | 15.067 | 0.01037 | 0.0005322 | 0.0006496 | 1.6018 | 15.068 | 0.01046 | 0.0005401 | 0.0006616 | 1.7666 | 15.9081 | 0.01072 | 0.0005348 | 0.0006355 | 1.7327 | 16.3309 | 0.01063 | 0.0005507 | 0.0006558 | 1.7878 | 18.1751 | 0.01099 | 0.0006001 | 0.0007215 | 1.7261 | 19.2915 | 0.01147 | 0.0007662 | 0.0009401 | 1.7207 | 19.292 | 0.01265 | 0.0008113 | 0.001 | 1.748 | 20.8841 | 0.01129 | 0.0006359 | 0.0007781 | 1.6942 | 20.8454 | 0.0114 | 0.0006439 | 0.00079 | 1.7207 | 21.1176 | 0.01091 | 0.0005746 | 0.0007025 | 1.7161 | 21.1081 | 0.01192 | 0.0006066 | 0.000742 | 1.7161 | 23.2141 | 0.01128 | 0.0006669 | 0.0008107 | 1.8075 | 23.3119 | 0.01204 | 0.0006836 | 0.0008305 | 1.709 | 24.1614 | 0.01274 | 0.0006532 | 0.0008099 | 1.6473 | 25.0365 | 0.01196 | 0.0006558 | 0.0008222 | 1.7302 | 25.244 | 0.01267 | 0.0006707 | 0.0008407 | 1.6684 | 24.8292 | 0.01136 | 0.0006322 | 0.0007855 | 1.6684 | 24.8297 | 0.01224 | 0.0006594 | 0.0008216 | 1.6296 | 24.7812 | 0.01233 | 0.0006654 | 0.0008305 | 1.5747 | 27.1349 | 0.01186 | 0.0006339 | 0.0007954 | 1.5572 | 26.8198 | 0.01236 | 0.0006792 | 0.0008583 | 1.564 | 26.8499 | 0.01323 | 0.0007048 | 0.0008928 | 1.6145 | 27.3213 | 0.01269 | 0.0006986 | 0.0008853 | 1.6321 | 29.7945 | 0.01179 | 0.0006439 | 0.0008089 | 1.4967 | 33.0558 | 0.01185 | 0.0007033 | 0.0008878 | 1.4692 | 32.908 | 0.01194 | 0.0007088 | 0.0008955 | 1.4184 | 36.1054 | 0.01293 | 0.0007584 | 0.000975 | 1.4527 | 37.9575 | 0.01156 | 0.0006365 | 0.0008123 | 1.3964 | 37.6135 | 0.01174 | 0.0006466 | 0.0008266 | 1.4716 | 38.0669 | 0.0128 | 0.0006743 | 0.0008589 | 1.5968 | 35.6535 | 0.01546 | 0.000826 | 0.00105 | 1.5635 | 36.0643 | 0.01512 | 0.0008195 | 0.00105 | 1.5731 | 43.2828 | 0.01448 | 0.0007506 | 0.0009597 | 1.6674 | 45.6249 | 0.01448 | 0.0007168 | 0.0009032 | 1.6279 | 46.0522 | 0.01495 | 0.0007583 | 0.0009662 | 1.7961 | 49.6183 | 0.01632 | 0.0008052 | 0.00102 | 1.6417 | 51.3325 | 0.01568 | 0.0007447 | 0.0009453 | 1.65 | 52.1181 | 0.01611 | 0.0008321 | 0.00107 | 1.6829 | 54.4151 | 0.01596 | 0.0007546 | 0.0009587 | 1.6748 | 54.3636 | 0.01591 | 0.000741 | 0.0009393 | 1.6161 | 57.4491 | 0.01643 | 0.0007849 | 0.001 | 1.5954 | 60.2397 | 0.01614 | 0.0007795 | 0.0009979 | 1.5753 | 60.0043 | 0.01622 | 0.0007834 | 0.001
1.6865 | 0.075444 | 0.02261 | 0.00141 | 0.00237 | 1.862 | 0.071376 | 0.05309 | 0.00265 | 0.00414 | 1.8236 | 0.07222 | 0.07743 | 0.00367 | 0.00513 | 1.8236 | 0.29192 | 0.019 | 0.0009114 | 0.00119 | 1.7487 | 0.29853 | 0.02375 | 0.00106 | 0.00134 | 1.9954 | 0.62937 | 0.02415 | 0.001 | 0.00113 | 1.6978 | 1.7845 | 0.01216 | 0.0005049 | 0.0006117 | 1.635 | 1.8115 | 0.0128 | 0.0005222 | 0.0006343 | 1.5 | 2.4673 | 0.00995 | 0.0004383 | 0.0005456 | 1.6068 | 3.112 | 0.01018 | 0.0004578 | 0.0005429 | 1.6667 | 3.0769 | 0.01136 | 0.0004997 | 0.0005778 | 1.7193 | 3.6206 | 0.01077 | 0.0004909 | 0.0005688 | 1.7648 | 3.5936 | 0.01178 | 0.0005223 | 0.000599 | 1.8057 | 3.5705 | 0.0128 | 0.0005521 | 0.0006282 | 1.8423 | 4.2094 | 0.01189 | 0.0005154 | 0.0005878 | 1.7507 | 5.1375 | 0.01053 | 0.0004932 | 0.0005897 | 1.7862 | 5.1145 | 0.01129 | 0.0005139 | 0.0006134 | 1.7052 | 5.1667 | 0.0113 | 0.0005195 | 0.0006226 | 1.6677 | 6.6722 | 0.00968 | 0.000507 | 0.0006052 | 1.6678 | 7.3747 | 0.01007 | 0.000515 | 0.0006167 | 1.7872 | 8.2195 | 0.00985 | 0.0004681 | 0.0005514 | 1.7256 | 8.2749 | 0.00988 | 0.0004724 | 0.0005586 | 1.7203 | 10.0241 | 0.00941 | 0.0004665 | 0.00056 | 1.7158 | 10.6159 | 0.0098 | 0.0004742 | 0.0005719 | 1.7584 | 10.5857 | 0.01059 | 0.0004964 | 0.0005963 | 1.8072 | 11.337 | 0.01004 | 0.0004839 | 0.0005905 | 1.7517 | 11.3776 | 0.01088 | 0.0005124 | 0.0006271 | 1.7516 | 13.3713 | 0.00958 | 0.0004719 | 0.0005729 | 1.82 | 13.3409 | 0.01089 | 0.0005189 | 0.000614 | 1.8768 | 13.3206 | 0.01221 | 0.000562 | 0.0006531 | 1.877 | 15.0444 | 0.01138 | 0.0005556 | 0.0006646 | 1.802 | 15.0554 | 0.01148 | 0.0005633 | 0.0006765 | 1.9629 | 15.8757 | 0.01169 | 0.0005557 | 0.000649 | 1.9253 | 16.3583 | 0.01157 | 0.0005703 | 0.0006693 | 1.9666 | 18.1924 | 0.01183 | 0.000615 | 0.0007327 | 1.8987 | 19.3883 | 0.01226 | 0.0007772 | 0.0009502 | 1.8771 | 19.379 | 0.01344 | 0.0008218 | 0.00101 | 1.9069 | 20.991 | 0.01202 | 0.000647 | 0.0007878 | 1.8482 | 20.9522 | 0.01213 | 0.000655 | 0.0007997 | 1.8771 | 21.2843 | 0.01163 | 0.0005867 | 0.000713 | 1.8591 | 21.275 | 0.01264 | 0.0006181 | 0.0007522 | 1.8592 | 23.3606 | 0.01194 | 0.0006759 | 0.0008192 | 1.9466 | 23.4488 | 0.0127 | 0.0006922 | 0.0008386 | 1.8311 | 24.418 | 0.01337 | 0.0006618 | 0.0008185 | 1.774 | 25.3426 | 0.01257 | 0.000664 | 0.000831 | 1.8538 | 25.5304 | 0.01328 | 0.0006785 | 0.000849 | 1.7967 | 24.9951 | 0.01197 | 0.0006408 | 0.0007943 | 1.7876 | 24.9858 | 0.01286 | 0.0006676 | 0.0008301 | 1.746 | 24.9372 | 0.01295 | 0.0006736 | 0.0008391 | 1.6872 | 27.5602 | 0.01242 | 0.0006414 | 0.000804 | 1.6684 | 27.3348 | 0.01293 | 0.0006866 | 0.0008675 | 1.6683 | 27.3353 | 0.0138 | 0.0007119 | 0.0009017 | 1.7222 | 27.6766 | 0.01325 | 0.0007056 | 0.0008938 | 1.7409 | 30.2496 | 0.0123 | 0.0006502 | 0.0008166 | 1.5902 | 33.5097 | 0.01231 | 0.0007084 | 0.0008947 | 1.561 | 33.3718 | 0.0124 | 0.0007139 | 0.0009025 | 1.576 | 37.2118 | 0.01376 | 0.0007714 | 0.0009882 | 1.6141 | 38.8736 | 0.01236 | 0.0006502 | 0.0008248 | 1.5515 | 38.5292 | 0.01255 | 0.0006604 | 0.0008392 | 1.6555 | 39.0915 | 0.01379 | 0.0006931 | 0.0008736 | 1.7742 | 36.9683 | 0.01651 | 0.0008446 | 0.00107 | 1.7372 | 37.3575 | 0.01616 | 0.0008381 | 0.00106 | 1.7304 | 44.3061 | 0.01536 | 0.0007648 | 0.0009733 | 1.819 | 46.5595 | 0.01532 | 0.00073 | 0.0009154 | 1.7758 | 47.0756 | 0.01578 | 0.0007709 | 0.0009788 | 1.9343 | 50.5937 | 0.01708 | 0.0008156 | 0.00103 | 1.768 | 52.3648 | 0.01642 | 0.0007554 | 0.0009569 | 1.7769 | 53.0901 | 0.01684 | 0.0008417 | 0.00108 | 1.8031 | 55.3874 | 0.01666 | 0.0007642 | 0.0009693 | 1.7944 | 55.4455 | 0.01661 | 0.0007508 | 0.0009503 | 1.7239 | 58.4789 | 0.01709 | 0.0007937 | 0.00101 | 1.7018 | 61.4484 | 0.01677 | 0.0007877 | 0.00101 | 1.6803 | 61.2028 | 0.01686 | 0.0007915 | 0.00101
1.7857 | 0.073072 | 0.02464 | 0.00151 | 0.00256 | 1.9861 | 0.068793 | 0.05851 | 0.00286 | 0.00451 | 1.9894 | 0.068736 | 0.08826 | 0.00412 | 0.00575 | 1.9894 | 0.2788 | 0.02168 | 0.00102 | 0.00133 | 1.9985 | 0.27811 | 0.02906 | 0.00135 | 0.00159 | 2.138 | 0.60675 | 0.02663 | 0.00108 | 0.00121 | 1.7977 | 1.7424 | 0.01303 | 0.0005258 | 0.0006353 | 1.8167 | 1.7354 | 0.01453 | 0.0005876 | 0.0006793 | 1.6667 | 2.3771 | 0.01121 | 0.000482 | 0.0005776 | 1.7853 | 3.0097 | 0.01143 | 0.0004983 | 0.000572 | 1.8333 | 2.9837 | 0.01263 | 0.0005379 | 0.0006062 | 1.8756 | 3.5334 | 0.01184 | 0.0005198 | 0.0005922 | 1.9119 | 3.5134 | 0.01286 | 0.00055 | 0.0006217 | 1.9446 | 3.4973 | 0.01389 | 0.0005787 | 0.0006503 | 1.9739 | 4.1471 | 0.01281 | 0.0005363 | 0.0006064 | 1.8758 | 5.0582 | 0.01128 | 0.0005085 | 0.0006042 | 1.9053 | 5.0412 | 0.01205 | 0.0005288 | 0.0006275 | 1.8189 | 5.0934 | 0.01205 | 0.000534 | 0.0006364 | 1.8762 | 6.5075 | 0.01084 | 0.0005384 | 0.000625 | 1.8531 | 7.2259 | 0.01112 | 0.0005409 | 0.0006343 | 1.9659 | 8.0667 | 0.0108 | 0.0004911 | 0.0005673 | 1.8981 | 8.124 | 0.01081 | 0.0004949 | 0.0005742 | 1.8766 | 9.8991 | 0.01018 | 0.0004826 | 0.0005724 | 1.8588 | 10.5149 | 0.01052 | 0.0004886 | 0.0005836 | 1.8936 | 10.4847 | 0.01132 | 0.0005103 | 0.0006077 | 1.9462 | 11.2259 | 0.01072 | 0.0004966 | 0.0006013 | 2.0019 | 11.1858 | 0.01224 | 0.000553 | 0.0006475 | 2.0019 | 13.2691 | 0.01073 | 0.0005042 | 0.0005906 | 2.0475 | 13.2489 | 0.01205 | 0.0005486 | 0.0006307 | 2.0854 | 13.2288 | 0.01337 | 0.0005896 | 0.000669 | 2.0856 | 15.0124 | 0.01241 | 0.000578 | 0.0006789 | 2.0022 | 15.0233 | 0.0125 | 0.0005854 | 0.0006908 | 2.1592 | 15.8137 | 0.01266 | 0.000576 | 0.0006621 | 2.1178 | 16.3661 | 0.01251 | 0.0005891 | 0.0006823 | 2.1453 | 18.1801 | 0.01267 | 0.0006295 | 0.0007435 | 2.0713 | 19.4756 | 0.01305 | 0.0007879 | 0.0009598 | 2.0335 | 19.4565 | 0.01423 | 0.000832 | 0.00102 | 2.0658 | 21.0683 | 0.01275 | 0.0006578 | 0.0007971 | 2.0022 | 21.0395 | 0.01286 | 0.0006658 | 0.000809 | 2.0335 | 21.4414 | 0.01235 | 0.0005983 | 0.000723 | 2.0021 | 21.4123 | 0.01336 | 0.0006291 | 0.0007618 | 2.0022 | 23.4976 | 0.01259 | 0.0006845 | 0.0008273 | 2.0856 | 23.5661 | 0.01335 | 0.0007005 | 0.0008464 | 1.9532 | 24.635 | 0.014 | 0.00067 | 0.0008268 | 1.9007 | 25.6291 | 0.01317 | 0.0006718 | 0.0008393 | 1.9774 | 25.7873 | 0.01388 | 0.0006861 | 0.000857 | 1.9251 | 25.1614 | 0.01258 | 0.0006492 | 0.0008027 | 1.9068 | 25.1423 | 0.01347 | 0.0006756 | 0.0008383 | 1.8624 | 25.0837 | 0.01356 | 0.0006816 | 0.0008472 | 1.7997 | 27.946 | 0.01297 | 0.0006485 | 0.0008122 | 1.7797 | 27.8204 | 0.01348 | 0.0006936 | 0.0008762 | 1.7725 | 27.7911 | 0.01436 | 0.0007187 | 0.0009101 | 1.8298 | 28.0024 | 0.0138 | 0.0007123 | 0.0009019 | 1.8497 | 30.6752 | 0.01281 | 0.0006563 | 0.0008239 | 1.6837 | 33.9542 | 0.01277 | 0.0007133 | 0.0009013 | 1.6528 | 33.8062 | 0.01286 | 0.0007188 | 0.0009091 | 1.773 | 38.4778 | 0.01478 | 0.0007889 | 0.001 | 1.8159 | 39.9195 | 0.01334 | 0.0006687 | 0.0008388 | 1.7455 | 39.5645 | 0.01353 | 0.0006791 | 0.0008536 | 1.8395 | 40.0289 | 0.01476 | 0.0007104 | 0.0008868 | 1.9516 | 38.1956 | 0.01753 | 0.0008613 | 0.00109 | 1.9109 | 38.5734 | 0.01717 | 0.000855 | 0.00108 | 1.8877 | 45.242 | 0.01621 | 0.0007779 | 0.0009858 | 1.9705 | 47.4362 | 0.01613 | 0.0007423 | 0.0009267 | 1.9238 | 48.0113 | 0.01658 | 0.0007827 | 0.0009905 | 2.0724 | 51.4909 | 0.01784 | 0.0008254 | 0.00104 | 1.8942 | 53.3192 | 0.01714 | 0.0007655 | 0.0009677 | 1.9039 | 53.9942 | 0.01756 | 0.0008508 | 0.00109 | 1.9233 | 56.3117 | 0.01735 | 0.0007733 | 0.0009793 | 1.9141 | 56.4493 | 0.01729 | 0.0007601 | 0.0009606 | 1.9393 | 60.3743 | 0.01838 | 0.00082 | 0.00103 | 1.9145 | 63.7321 | 0.01799 | 0.0008118 | 0.00103 | 1.8904 | 63.4861 | 0.01809 | 0.0008158 | 0.00103
1.9841 | 0.068828 | 0.02889 | 0.00176 | 0.00295 | 2.2344 | 0.064258 | 0.06995 | 0.00349 | 0.00528 | 2.1552 | 0.065632 | 0.09962 | 0.00458 | 0.00639 | 2.1552 | 0.26709 | 0.02448 | 0.00113 | 0.00148 | 2.2483 | 0.26059 | 0.03474 | 0.00162 | 0.00185 | 2.2805 | 0.58432 | 0.0292 | 0.00116 | 0.0013 | 1.9974 | 1.6673 | 0.01483 | 0.0005957 | 0.0006839 | 2.0438 | 1.6513 | 0.0168 | 0.0006823 | 0.0007376 | 1.875 | 2.2779 | 0.01286 | 0.0005454 | 0.0006189 | 1.9639 | 2.9175 | 0.01273 | 0.0005381 | 0.0006018 | 2 | 2.8995 | 0.01393 | 0.0005756 | 0.000635 | 2.0319 | 3.4542 | 0.01294 | 0.0005485 | 0.0006159 | 2.0589 | 3.4401 | 0.01397 | 0.0005775 | 0.0006448 | 2.0834 | 3.4281 | 0.01499 | 0.0006052 | 0.0006728 | 2.1055 | 4.0869 | 0.01374 | 0.0005571 | 0.0006252 | 2.0008 | 4.985 | 0.01205 | 0.0005238 | 0.0006187 | 2.1435 | 4.9007 | 0.01359 | 0.0005793 | 0.0006559 | 2.0463 | 4.9599 | 0.01358 | 0.0005831 | 0.000664 | 2.0846 | 6.3588 | 0.01203 | 0.0005695 | 0.0006449 | 2.0384 | 7.0912 | 0.01219 | 0.0005665 | 0.0006519 | 2.1446 | 7.917 | 0.01176 | 0.0005138 | 0.0005832 | 2.0707 | 7.9833 | 0.01177 | 0.0005172 | 0.0005898 | 2.033 | 9.7772 | 0.01096 | 0.0004985 | 0.0005847 | 2.0018 | 10.414 | 0.01126 | 0.0005028 | 0.0005952 | 2.1642 | 10.2932 | 0.0128 | 0.0005574 | 0.0006301 | 2.2242 | 11.0043 | 0.01211 | 0.0005394 | 0.0006224 | 2.2521 | 10.9743 | 0.01362 | 0.000592 | 0.0006675 | 2.2521 | 13.0873 | 0.01189 | 0.000535 | 0.0006078 | 2.2751 | 13.0673 | 0.01321 | 0.0005772 | 0.000647 | 2.2939 | 13.0373 | 0.01454 | 0.0006164 | 0.0006846 | 2.2942 | 14.8606 | 0.01343 | 0.0005997 | 0.0006928 | 2.2024 | 14.9415 | 0.01353 | 0.0006068 | 0.0007045 | 2.3555 | 15.622 | 0.01364 | 0.0005957 | 0.0006748 | 2.3103 | 16.2443 | 0.01345 | 0.0006073 | 0.0006949 | 2.3241 | 18.0381 | 0.01352 | 0.0006437 | 0.000754 | 2.2439 | 19.4633 | 0.01384 | 0.0007984 | 0.0009689 | 2.19 | 19.4743 | 0.01502 | 0.0008419 | 0.00103 | 2.2247 | 21.056 | 0.01348 | 0.0006683 | 0.000806 | 2.1562 | 21.0771 | 0.01359 | 0.0006762 | 0.000818 | 2.1899 | 21.5089 | 0.01306 | 0.0006095 | 0.0007326 | 2.1452 | 21.4999 | 0.01408 | 0.0006398 | 0.0007711 | 2.1452 | 23.5849 | 0.01324 | 0.0006929 | 0.000835 | 2.2246 | 23.5737 | 0.014 | 0.0007087 | 0.0008539 | 2.0753 | 24.8422 | 0.01462 | 0.000678 | 0.0008348 | 2.0274 | 25.886 | 0.01376 | 0.0006793 | 0.0008472 | 2.1009 | 26.0045 | 0.01447 | 0.0006933 | 0.0008646 | 2.0534 | 25.3182 | 0.01319 | 0.0006572 | 0.0008107 | 2.026 | 25.2893 | 0.01408 | 0.0006834 | 0.0008461 | 1.9788 | 25.2206 | 0.01417 | 0.0006894 | 0.0008551 | 1.9121 | 28.3123 | 0.01352 | 0.0006553 | 0.00082 | 1.8909 | 28.2764 | 0.01403 | 0.0007003 | 0.0008844 | 1.8768 | 28.2173 | 0.0149 | 0.0007251 | 0.0009181 | 1.9374 | 28.3086 | 0.01434 | 0.0007187 | 0.0009096 | 1.9585 | 31.0712 | 0.0133 | 0.000662 | 0.0008309 | 1.8708 | 34.7547 | 0.01366 | 0.0007279 | 0.0009134 | 1.8365 | 34.6165 | 0.01375 | 0.0007334 | 0.0009213 | 1.97 | 39.6163 | 0.01576 | 0.0008047 | 0.00102 | 2.0177 | 40.8679 | 0.01429 | 0.0006857 | 0.0008516 | 1.9394 | 40.5125 | 0.01449 | 0.0006962 | 0.0008665 | 2.0234 | 40.8984 | 0.01571 | 0.0007263 | 0.000899 | 2.129 | 39.3148 | 0.01852 | 0.0008767 | 0.0011 | 2.0846 | 39.7214 | 0.01815 | 0.0008705 | 0.0011 | 2.045 | 46.1097 | 0.01705 | 0.0007902 | 0.0009974 | 2.1221 | 48.2346 | 0.01693 | 0.000754 | 0.0009373 | 2.0718 | 48.8788 | 0.01738 | 0.0007938 | 0.001 | 2.2106 | 52.1695 | 0.01858 | 0.0008347 | 0.00105 | 2.0205 | 54.2254 | 0.01786 | 0.0007751 | 0.0009778 | 2.0308 | 54.8601 | 0.01826 | 0.0008594 | 0.0011 | 2.1637 | 57.9249 | 0.01869 | 0.0008015 | 0.0009975 | 2.1533 | 58.2319 | 0.01863 | 0.0007886 | 0.0009795 | 2.1548 | 62.026 | 0.01964 | 0.0008438 | 0.00105 | 2.1273 | 65.8124 | 0.01918 | 0.0008335 | 0.00104 | 2.1004 | 65.5861 | 0.01927 | 0.0008376 | 0.00105
2.2321 | 0.064293 | 0.03455 | 0.0021 | 0.00346 | 2.4826 | 0.060374 | 0.08216 | 0.0041 | 0.00609 | 2.321 | 0.062839 | 0.1115 | 0.00503 | 0.00705 | 2.321 | 0.25548 | 0.0274 | 0.00124 | 0.00163 | 2.4981 | 0.24397 | 0.04081 | 0.00189 | 0.00212 | 2.423 | 0.5623 | 0.03187 | 0.00124 | 0.00138 | 2.2471 | 1.5772 | 0.0172 | 0.0006968 | 0.0007472 | 2.2709 | 1.5682 | 0.01918 | 0.0007737 | 0.0007984 | 2.0833 | 2.1908 | 0.01458 | 0.0006068 | 0.0006615 | 2.1424 | 2.8303 | 0.01406 | 0.0005775 | 0.0006321 | 2.1667 | 2.8183 | 0.01527 | 0.000613 | 0.0006645 | 2.1882 | 3.372 | 0.01406 | 0.000577 | 0.00064 | 2.206 | 3.362 | 0.01509 | 0.0006049 | 0.0006682 | 2.2223 | 3.353 | 0.01613 | 0.0006316 | 0.0006956 | 2.3687 | 3.9395 | 0.01565 | 0.0006282 | 0.0006632 | 2.2509 | 4.8265 | 0.01361 | 0.0005759 | 0.000648 | 2.3816 | 4.7263 | 0.01519 | 0.0006287 | 0.0006847 | 2.2737 | 4.8095 | 0.01515 | 0.0006309 | 0.0006919 | 2.2931 | 6.1823 | 0.01326 | 0.0006004 | 0.000665 | 2.2237 | 6.9406 | 0.01329 | 0.000592 | 0.0006695 | 2.3233 | 7.7294 | 0.01274 | 0.0005365 | 0.0005992 | 2.2432 | 7.8187 | 0.01274 | 0.0005393 | 0.0006055 | 2.1894 | 9.6365 | 0.01175 | 0.0005143 | 0.0005969 | 2.2877 | 10.1625 | 0.01275 | 0.0005514 | 0.0006182 | 2.4347 | 9.9929 | 0.01431 | 0.0006028 | 0.0006524 | 2.5022 | 10.6829 | 0.01352 | 0.0005809 | 0.0006433 | 2.5024 | 10.683 | 0.01504 | 0.0006302 | 0.0006874 | 2.5023 | 12.8058 | 0.01308 | 0.0005651 | 0.0006246 | 2.5026 | 12.806 | 0.0144 | 0.0006052 | 0.0006631 | 2.5025 | 12.8061 | 0.01572 | 0.0006429 | 0.0006999 | 2.5027 | 14.6392 | 0.01447 | 0.0006211 | 0.0007063 | 2.4026 | 14.7299 | 0.01456 | 0.0006278 | 0.0007179 | 2.5518 | 15.4206 | 0.01462 | 0.0006152 | 0.0006873 | 2.5028 | 16.0727 | 0.0144 | 0.0006253 | 0.0007071 | 2.5029 | 17.8664 | 0.01438 | 0.0006578 | 0.0007642 | 2.4165 | 19.3313 | 0.01463 | 0.0008087 | 0.0009778 | 2.3464 | 19.3924 | 0.01581 | 0.0008517 | 0.00104 | 2.3836 | 20.914 | 0.01421 | 0.0006787 | 0.0008147 | 2.3103 | 20.995 | 0.01432 | 0.0006864 | 0.0008266 | 2.3464 | 21.4567 | 0.01378 | 0.0006204 | 0.0007419 | 2.2882 | 21.4878 | 0.01479 | 0.0006502 | 0.0007801 | 2.2882 | 23.5525 | 0.0139 | 0.000701 | 0.0008425 | 2.3637 | 23.4915 | 0.01465 | 0.0007167 | 0.0008612 | 2.1973 | 24.9598 | 0.01524 | 0.0006857 | 0.0008424 | 2.1541 | 26.0732 | 0.01435 | 0.0006865 | 0.0008547 | 2.2245 | 26.1219 | 0.01506 | 0.0007003 | 0.0008719 | 2.1817 | 25.4054 | 0.0138 | 0.000665 | 0.0008185 | 2.1451 | 25.3965 | 0.01468 | 0.0006909 | 0.0008537 | 2.0952 | 25.3577 | 0.01478 | 0.0006969 | 0.0008627 | 2.0246 | 28.6489 | 0.01406 | 0.0006619 | 0.0008274 | 2.0021 | 28.6929 | 0.01457 | 0.0007066 | 0.0008921 | 2.0853 | 28.9808 | 0.01598 | 0.0007449 | 0.0009329 | 2.1527 | 28.852 | 0.01542 | 0.0007387 | 0.0009241 | 2.1761 | 31.7244 | 0.01428 | 0.0006799 | 0.0008439 | 2.1047 | 35.645 | 0.01475 | 0.0007479 | 0.0009272 | 2.066 | 35.5166 | 0.01485 | 0.0007534 | 0.0009352 | 2.167 | 40.5767 | 0.01671 | 0.0008192 | 0.00103 | 2.2194 | 41.5982 | 0.01522 | 0.0007015 | 0.0008633 | 2.1334 | 41.3424 | 0.01542 | 0.000712 | 0.0008784 | 2.2074 | 41.5695 | 0.01664 | 0.0007412 | 0.0009102 | 2.3065 | 40.1255 | 0.01949 | 0.0008909 | 0.00111 | 2.2583 | 40.6111 | 0.01911 | 0.0008848 | 0.00111 | 2.2023 | 46.7591 | 0.01788 | 0.0008019 | 0.00101 | 2.2737 | 48.7743 | 0.01773 | 0.000765 | 0.0009472 | 2.2198 | 49.5078 | 0.01816 | 0.0008043 | 0.00101 | 2.4869 | 52.9501 | 0.02004 | 0.0008646 | 0.00107 | 2.2731 | 55.5418 | 0.01925 | 0.0008051 | 0.0009964 | 2.2846 | 56.0762 | 0.01965 | 0.0008863 | 0.00111 | 2.4041 | 58.7529 | 0.02 | 0.0008273 | 0.00101 | 2.3926 | 59.2093 | 0.01994 | 0.0008147 | 0.0009965 | 2.3703 | 62.9823 | 0.02086 | 0.0008658 | 0.00106 | 2.34 | 67.2375 | 0.02033 | 0.0008534 | 0.00106 | 2.3104 | 67.0809 | 0.02043 | 0.0008575 | 0.00106
2.4802 | 0.060409 | 0.04061 | 0.00244 | 0.004 | 2.7309 | 0.05702 | 0.09514 | 0.0047 | 0.00693 | 2.6525 | 0.058033 | 0.13678 | 0.00645 | 0.00844 | 2.6525 | 0.23526 | 0.03364 | 0.00159 | 0.00195 | 2.7479 | 0.23026 | 0.04726 | 0.00215 | 0.00241 | 2.5656 | 0.54348 | 0.03465 | 0.00132 | 0.00148 | 2.4968 | 1.4871 | 0.0197 | 0.0007953 | 0.0008136 | 2.498 | 1.4861 | 0.02169 | 0.0008642 | 0.000862 | 2.2917 | 2.0996 | 0.01637 | 0.0006672 | 0.0007054 | 2.3209 | 2.7342 | 0.01544 | 0.0006167 | 0.0006632 | 2.3333 | 2.7272 | 0.01665 | 0.0006504 | 0.0006945 | 2.3445 | 3.2798 | 0.01522 | 0.0006056 | 0.0006645 | 2.3531 | 3.2748 | 0.01625 | 0.0006324 | 0.000692 | 2.5001 | 3.1927 | 0.01847 | 0.0007238 | 0.0007423 | 2.6319 | 3.8022 | 0.01763 | 0.0006965 | 0.0007021 | 2.501 | 4.6441 | 0.01523 | 0.000627 | 0.0006778 | 2.6198 | 4.568 | 0.01684 | 0.0006776 | 0.0007141 | 2.501 | 4.6441 | 0.01677 | 0.0006781 | 0.0007204 | 2.5016 | 5.9939 | 0.01452 | 0.0006315 | 0.0006855 | 2.409 | 6.7581 | 0.01441 | 0.0006175 | 0.0006873 | 2.5021 | 7.5399 | 0.01374 | 0.0005592 | 0.0006153 | 2.4158 | 7.6232 | 0.01373 | 0.0005615 | 0.0006212 | 2.5022 | 9.2813 | 0.01337 | 0.0005695 | 0.0006213 | 2.5737 | 9.8563 | 0.01428 | 0.0005983 | 0.0006411 | 2.7052 | 9.7299 | 0.01587 | 0.0006472 | 0.0006747 | 2.7802 | 10.4118 | 0.01498 | 0.0006216 | 0.0006643 | 2.7526 | 10.432 | 0.0165 | 0.0006679 | 0.0007072 | 2.7525 | 12.5546 | 0.01429 | 0.0005947 | 0.0006413 | 2.7301 | 12.5748 | 0.01561 | 0.000633 | 0.000679 | 2.711 | 12.5951 | 0.01693 | 0.0006691 | 0.0007152 | 2.7113 | 14.4379 | 0.01553 | 0.0006423 | 0.0007196 | 2.6029 | 14.5386 | 0.01561 | 0.0006485 | 0.0007311 | 2.7481 | 15.2294 | 0.01563 | 0.0006346 | 0.0006997 | 2.6954 | 15.9113 | 0.01536 | 0.0006431 | 0.0007192 | 2.6817 | 17.7149 | 0.01524 | 0.0006718 | 0.0007743 | 2.5891 | 19.2495 | 0.01543 | 0.0008189 | 0.0009864 | 2.5028 | 19.2907 | 0.01661 | 0.0008613 | 0.00105 | 2.5425 | 20.8022 | 0.01495 | 0.000689 | 0.0008231 | 2.4643 | 20.8532 | 0.01505 | 0.0006966 | 0.000835 | 2.5028 | 21.3748 | 0.01449 | 0.0006311 | 0.0007509 | 2.4312 | 21.4059 | 0.01551 | 0.0006604 | 0.0007888 | 2.4312 | 23.4404 | 0.01455 | 0.0007091 | 0.0008499 | 2.5027 | 23.4095 | 0.01531 | 0.0007246 | 0.0008683 | 2.4415 | 24.9556 | 0.01647 | 0.0007114 | 0.0008569 | 2.2808 | 26.1507 | 0.01494 | 0.0006936 | 0.000862 | 2.4717 | 26.1375 | 0.01623 | 0.0007235 | 0.0008857 | 2.3101 | 25.4128 | 0.0144 | 0.0006727 | 0.000826 | 2.3835 | 25.3817 | 0.01589 | 0.0007159 | 0.0008682 | 2.328 | 25.4029 | 0.01599 | 0.0007217 | 0.0008772 | 2.2496 | 29.1131 | 0.01512 | 0.0006826 | 0.0008413 | 2.2246 | 29.3368 | 0.01563 | 0.0007262 | 0.0009065 | 2.346 | 29.5242 | 0.01729 | 0.0007722 | 0.0009497 | 2.4218 | 29.1052 | 0.01674 | 0.0007667 | 0.0009408 | 2.4481 | 32.0675 | 0.01548 | 0.0007049 | 0.0008588 | 2.3385 | 36.127 | 0.01582 | 0.0007665 | 0.0009398 | 2.2956 | 36.0785 | 0.01592 | 0.000772 | 0.0009479 | 2.364 | 41.1386 | 0.01765 | 0.0008329 | 0.00104 | 2.4212 | 41.9499 | 0.01613 | 0.0007164 | 0.0008743 | 2.3273 | 41.8139 | 0.01635 | 0.0007269 | 0.0008895 | 2.3913 | 41.8918 | 0.01756 | 0.0007554 | 0.0009207 | 2.4839 | 40.7475 | 0.02044 | 0.0009043 | 0.00113 | 2.432 | 41.2421 | 0.02005 | 0.0008982 | 0.00112 | 2.3596 | 47.1297 | 0.01869 | 0.000813 | 0.00102 | 2.4253 | 49.0953 | 0.01851 | 0.0007757 | 0.0009566 | 2.3678 | 49.8581 | 0.01893 | 0.0008144 | 0.00102 | 2.7632 | 53.6242 | 0.02148 | 0.0008926 | 0.00108 | 2.5257 | 56.2826 | 0.02063 | 0.0008327 | 0.00101 | 2.5385 | 56.7765 | 0.02101 | 0.0009113 | 0.00113 | 2.6445 | 59.5346 | 0.0213 | 0.0008516 | 0.00103 | 2.6318 | 60.0805 | 0.02123 | 0.0008389 | 0.00101 | 2.5858 | 63.8321 | 0.02207 | 0.0008865 | 0.00108 | 2.5527 | 68.4063 | 0.02146 | 0.0008719 | 0.00107 | 2.5205 | 68.2295 | 0.02157 | 0.000876 | 0.00108
2.7282 | 0.057046 | 0.04703 | 0.00279 | 0.00456 | 2.9791 | 0.054067 | 0.10885 | 0.0053 | 0.00782 | 2.9841 | 0.054019 | 0.16406 | 0.00781 | 0.00992 | 2.9841 | 0.21894 | 0.04037 | 0.00192 | 0.00229 | 2.9978 | 0.21825 | 0.05409 | 0.00242 | 0.00272 | 2.8506 | 0.50985 | 0.04047 | 0.00159 | 0.00167 | 2.7464 | 1.409 | 0.02235 | 0.0008929 | 0.0008833 | 2.725 | 1.415 | 0.02434 | 0.0009547 | 0.0009285 | 2.5 | 2.0085 | 0.01824 | 0.0007274 | 0.0007509 | 2.4995 | 2.64 | 0.01687 | 0.0006562 | 0.000695 | 2.5 | 2.6391 | 0.01808 | 0.0006882 | 0.0007254 | 2.5008 | 3.1926 | 0.0164 | 0.0006343 | 0.0006895 | 2.6472 | 3.1185 | 0.01865 | 0.0007286 | 0.000741 | 2.7779 | 3.0555 | 0.02093 | 0.0008132 | 0.0007908 | 2.895 | 3.677 | 0.01969 | 0.000763 | 0.0007418 | 2.7511 | 4.4868 | 0.01691 | 0.0006777 | 0.0007083 | 2.858 | 4.4227 | 0.01855 | 0.0007262 | 0.0007442 | 2.7284 | 4.5009 | 0.01845 | 0.0007252 | 0.0007494 | 2.71 | 5.8305 | 0.01582 | 0.0006628 | 0.0007065 | 2.5943 | 6.6027 | 0.01556 | 0.0006431 | 0.0007053 | 2.8595 | 7.2121 | 0.01582 | 0.0006397 | 0.0006482 | 2.7609 | 7.2993 | 0.01579 | 0.0006401 | 0.0006534 | 2.815 | 8.9693 | 0.01506 | 0.0006232 | 0.0006461 | 2.8597 | 9.5853 | 0.01586 | 0.0006443 | 0.000664 | 2.9757 | 9.479 | 0.01747 | 0.000691 | 0.0006971 | 3.0583 | 10.1509 | 0.01647 | 0.0006617 | 0.0006854 | 3.0029 | 10.2012 | 0.01798 | 0.0007052 | 0.0007272 | 3.0028 | 12.3035 | 0.01553 | 0.000624 | 0.0006579 | 2.9576 | 12.3439 | 0.01684 | 0.0006605 | 0.0006949 | 2.9195 | 12.3841 | 0.01816 | 0.0006951 | 0.0007304 | 2.9198 | 14.2368 | 0.0166 | 0.0006634 | 0.0007328 | 2.8031 | 14.3475 | 0.01667 | 0.0006691 | 0.000744 | 2.9444 | 15.0282 | 0.01664 | 0.0006538 | 0.0007119 | 2.8879 | 15.7501 | 0.01633 | 0.0006606 | 0.0007311 | 2.8605 | 17.5436 | 0.01611 | 0.0006857 | 0.0007842 | 2.7617 | 19.148 | 0.01623 | 0.000829 | 0.0009949 | 2.6592 | 19.2091 | 0.0174 | 0.0008709 | 0.00105 | 2.7014 | 20.6806 | 0.01569 | 0.0006992 | 0.0008314 | 2.6183 | 20.7415 | 0.01579 | 0.0007066 | 0.0008432 | 2.6592 | 21.303 | 0.01521 | 0.0006416 | 0.0007596 | 2.5742 | 21.3442 | 0.01623 | 0.0006705 | 0.0007973 | 2.5742 | 23.3685 | 0.0152 | 0.0007172 | 0.000857 | 2.7808 | 23.2362 | 0.01662 | 0.0007519 | 0.0008821 | 2.7467 | 24.9313 | 0.018 | 0.0007484 | 0.0008741 | 2.5343 | 26.1464 | 0.01612 | 0.0007169 | 0.0008758 | 2.7807 | 26.133 | 0.0177 | 0.000757 | 0.000902 | 2.5667 | 25.3683 | 0.01561 | 0.0006981 | 0.0008405 | 2.6814 | 25.3569 | 0.01741 | 0.0007518 | 0.0008853 | 2.619 | 25.3579 | 0.0175 | 0.0007573 | 0.0008943 | 2.5308 | 29.3172 | 0.01643 | 0.0007117 | 0.0008573 | 2.5026 | 29.7105 | 0.01693 | 0.0007535 | 0.000923 | 2.6067 | 29.8388 | 0.01858 | 0.0007975 | 0.0009651 | 2.6909 | 29.3297 | 0.01805 | 0.000793 | 0.0009563 | 2.7201 | 32.3318 | 0.01668 | 0.0007284 | 0.0008726 | 2.5724 | 36.4204 | 0.01688 | 0.0007841 | 0.0009515 | 2.5251 | 36.3617 | 0.01698 | 0.0007896 | 0.0009596 | 2.561 | 41.6116 | 0.01858 | 0.0008459 | 0.00105 | 2.623 | 42.3228 | 0.01705 | 0.0007307 | 0.0008845 | 2.5212 | 42.1466 | 0.01726 | 0.0007411 | 0.0008999 | 2.5753 | 42.2451 | 0.01847 | 0.000769 | 0.0009307 | 2.6613 | 41.3703 | 0.02137 | 0.000917 | 0.00114 | 2.6058 | 41.8942 | 0.02097 | 0.0009109 | 0.00113 | 2.5169 | 47.4514 | 0.01951 | 0.0008237 | 0.00103 | 2.7284 | 49.8299 | 0.02006 | 0.0008108 | 0.0009743 | 2.6638 | 50.5215 | 0.02046 | 0.0008474 | 0.00104 | 3.0395 | 54.1209 | 0.0229 | 0.0009189 | 0.0011 | 2.7782 | 56.9664 | 0.02198 | 0.0008586 | 0.00103 | 2.7923 | 57.4301 | 0.02235 | 0.0009349 | 0.00115 | 2.8849 | 60.159 | 0.02258 | 0.0008744 | 0.00104 | 2.8711 | 60.7945 | 0.0225 | 0.0008617 | 0.00103 | 2.8013 | 64.5747 | 0.02327 | 0.0009061 | 0.00109 | 2.7654 | 69.528 | 0.02258 | 0.0008893 | 0.00108 | 2.7305 | 69.361 | 0.02268 | 0.0008935 | 0.00109
2.9762 | 0.054094 | 0.05383 | 0.00313 | 0.00515 | 3.2274 | 0.051455 | 0.12328 | 0.00591 | 0.00873 | 3.3156 | 0.050606 | 0.19327 | 0.00913 | 0.01147 | 3.3156 | 0.20493 | 0.04759 | 0.00225 | 0.00265 | 3.2476 | 0.20764 | 0.06128 | 0.00269 | 0.00304 | 3.207 | 0.47412 | 0.04827 | 0.00198 | 0.00192 | 2.9961 | 1.3389 | 0.02514 | 0.0009904 | 0.0009564 | 2.9521 | 1.3509 | 0.02711 | 0.00105 | 0.000998 | 2.7083 | 1.9294 | 0.02018 | 0.0007877 | 0.000798 | 2.678 | 2.5559 | 0.01834 | 0.000696 | 0.0007278 | 2.6667 | 2.5609 | 0.01956 | 0.0007263 | 0.000757 | 2.8134 | 3.0384 | 0.01887 | 0.0007349 | 0.0007411 | 2.9413 | 2.9793 | 0.02117 | 0.0008215 | 0.0007919 | 3.0557 | 2.9293 | 0.0235 | 0.0009006 | 0.000841 | 3.1582 | 3.5588 | 0.02181 | 0.0008283 | 0.0007824 | 3.0012 | 4.3395 | 0.01865 | 0.000728 | 0.0007395 | 3.0961 | 4.2864 | 0.02031 | 0.0007746 | 0.0007749 | 2.9558 | 4.3656 | 0.02018 | 0.0007721 | 0.000779 | 2.9185 | 5.6751 | 0.01715 | 0.0006943 | 0.0007278 | 2.9649 | 6.314 | 0.01793 | 0.0007343 | 0.0007422 | 3.2169 | 6.9144 | 0.018 | 0.0007173 | 0.0006821 | 3.106 | 7.0036 | 0.01794 | 0.0007159 | 0.0006863 | 3.1277 | 8.6775 | 0.0168 | 0.0006759 | 0.0006712 | 3.1456 | 9.3275 | 0.01749 | 0.0006894 | 0.0006872 | 3.2462 | 9.2403 | 0.01911 | 0.0007341 | 0.0007197 | 3.3363 | 9.9091 | 0.018 | 0.0007013 | 0.0007066 | 3.2531 | 9.9804 | 0.01951 | 0.0007421 | 0.0007473 | 3.253 | 12.0527 | 0.01679 | 0.0006531 | 0.0006746 | 3.1851 | 12.113 | 0.0181 | 0.0006879 | 0.0007107 | 3.1281 | 12.1733 | 0.01941 | 0.000721 | 0.0007455 | 3.1284 | 14.0259 | 0.01769 | 0.0006843 | 0.0007459 | 3.0033 | 14.1465 | 0.01775 | 0.0006895 | 0.0007569 | 3.1407 | 14.8373 | 0.01767 | 0.0006729 | 0.0007241 | 3.0804 | 15.579 | 0.01731 | 0.0006781 | 0.0007429 | 3.0392 | 17.3824 | 0.01699 | 0.0006995 | 0.000794 | 2.9343 | 19.0266 | 0.01703 | 0.000839 | 0.001 | 2.8157 | 19.1077 | 0.01821 | 0.0008805 | 0.00106 | 2.8603 | 20.5392 | 0.01643 | 0.0007093 | 0.0008395 | 2.7723 | 20.62 | 0.01653 | 0.0007166 | 0.0008512 | 2.8156 | 21.2215 | 0.01594 | 0.0006521 | 0.0007682 | 2.8602 | 21.1913 | 0.01767 | 0.0007053 | 0.0008137 | 2.8602 | 23.1752 | 0.01652 | 0.0007448 | 0.0008708 | 3.1284 | 22.9627 | 0.01829 | 0.0007921 | 0.0008987 | 3.0519 | 24.8178 | 0.01955 | 0.0007837 | 0.0008904 | 2.8511 | 26.1121 | 0.01759 | 0.0007507 | 0.0008921 | 3.0896 | 26.0294 | 0.01917 | 0.000789 | 0.0009174 | 2.8876 | 25.3138 | 0.01713 | 0.0007349 | 0.0008577 | 2.9793 | 25.3029 | 0.01892 | 0.0007861 | 0.0009017 | 2.91 | 25.3138 | 0.01902 | 0.0007913 | 0.0009107 | 2.812 | 29.4723 | 0.01774 | 0.0007391 | 0.0008723 | 2.7807 | 30.0054 | 0.01821 | 0.0007791 | 0.0009382 | 2.8673 | 30.0643 | 0.01986 | 0.0008215 | 0.0009795 | 2.96 | 29.4651 | 0.01936 | 0.0008181 | 0.0009709 | 2.9922 | 32.467 | 0.01786 | 0.0007508 | 0.0008856 | 2.8062 | 36.6747 | 0.01793 | 0.0008009 | 0.0009625 | 2.7547 | 36.626 | 0.01803 | 0.0008064 | 0.0009707 | 2.758 | 42.0255 | 0.0195 | 0.0008583 | 0.00106 | 2.8247 | 42.6267 | 0.01795 | 0.0007444 | 0.0008943 | 2.7152 | 42.4702 | 0.01817 | 0.0007547 | 0.0009097 | 2.7592 | 42.5392 | 0.01938 | 0.0007821 | 0.0009401 | 2.8387 | 41.914 | 0.02229 | 0.0009291 | 0.00115 | 2.7795 | 42.4772 | 0.02188 | 0.000923 | 0.00115 | 2.8315 | 48.0273 | 0.02111 | 0.0008593 | 0.00105 | 3.0316 | 50.4073 | 0.02159 | 0.0008434 | 0.0009906 | 2.9597 | 51.008 | 0.02197 | 0.0008783 | 0.00106 | 3.3159 | 54.4696 | 0.02431 | 0.000944 | 0.00111 | 3.0308 | 57.5028 | 0.02332 | 0.0008831 | 0.00104 | 3.0462 | 57.9562 | 0.02368 | 0.0009573 | 0.00116 | 3.1253 | 60.6555 | 0.02386 | 0.0008961 | 0.00106 | 3.1103 | 61.3607 | 0.02375 | 0.0008834 | 0.00104 | 3.0167 | 65.2096 | 0.02445 | 0.0009248 | 0.0011 | 2.9782 | 70.5221 | 0.02367 | 0.0009058 | 0.00109 | 2.9405 | 70.3549 | 0.02378 | 0.0009099 | 0.0011
3.2242 | 0.051492 | 0.06099 | 0.00349 | 0.00576 | 3.4757 | 0.049133 | 0.13843 | 0.00651 | 0.00969 | 3.6472 | 0.047663 | 0.22438 | 0.01045 | 0.01311 | 3.6472 | 0.19292 | 0.05528 | 0.00257 | 0.00303 | 3.4974 | 0.19823 | 0.06882 | 0.00295 | 0.00337 | 3.5633 | 0.44379 | 0.05663 | 0.00235 | 0.00219 | 3.2458 | 1.2758 | 0.02808 | 0.00109 | 0.00103 | 3.1792 | 1.2919 | 0.03001 | 0.00114 | 0.00107 | 2.9167 | 1.8573 | 0.02221 | 0.0008483 | 0.0008468 | 2.8565 | 2.4778 | 0.01987 | 0.000736 | 0.0007614 | 3 | 2.4178 | 0.02264 | 0.0008602 | 0.0008226 | 3.126 | 2.8992 | 0.02145 | 0.0008317 | 0.0007947 | 3.2355 | 2.8531 | 0.0238 | 0.0009123 | 0.0008446 | 3.3335 | 2.8141 | 0.02617 | 0.0009869 | 0.000893 | 3.4214 | 3.4486 | 0.024 | 0.0008927 | 0.000824 | 3.2513 | 4.2023 | 0.02045 | 0.0007781 | 0.0007716 | 3.3343 | 4.1582 | 0.02213 | 0.000823 | 0.0008065 | 3.1831 | 4.2384 | 0.02197 | 0.000819 | 0.0008093 | 3.3354 | 5.3906 | 0.01993 | 0.0008071 | 0.000772 | 3.3356 | 6.0524 | 0.02042 | 0.0008222 | 0.0007802 | 3.5744 | 6.6458 | 0.02027 | 0.0007929 | 0.000717 | 3.4511 | 6.735 | 0.02018 | 0.0007898 | 0.0007203 | 3.4405 | 8.4058 | 0.01859 | 0.0007279 | 0.0006968 | 3.4316 | 9.0849 | 0.01916 | 0.000734 | 0.0007107 | 3.5167 | 9.0157 | 0.02079 | 0.0007769 | 0.0007426 | 3.6143 | 9.6834 | 0.01957 | 0.0007405 | 0.0007281 | 3.5033 | 9.7718 | 0.02106 | 0.0007788 | 0.0007676 | 3.5032 | 11.8119 | 0.01807 | 0.000682 | 0.0006913 | 3.4126 | 11.8923 | 0.01938 | 0.0007151 | 0.0007266 | 3.3366 | 11.9726 | 0.02069 | 0.0007468 | 0.0007607 | 3.3369 | 13.815 | 0.01879 | 0.0007051 | 0.000759 | 3.2035 | 13.9456 | 0.01885 | 0.0007099 | 0.0007698 | 3.337 | 14.6364 | 0.01871 | 0.0006919 | 0.0007363 | 3.2729 | 15.3981 | 0.0183 | 0.0006954 | 0.0007546 | 3.218 | 17.2114 | 0.01788 | 0.0007133 | 0.0008038 | 3.1069 | 18.9053 | 0.01784 | 0.000849 | 0.00101 | 3.1285 | 18.8954 | 0.01982 | 0.0009138 | 0.00108 | 3.1781 | 20.2467 | 0.01794 | 0.0007447 | 0.0008553 | 3.0803 | 20.3375 | 0.01803 | 0.0007514 | 0.000867 | 3.1285 | 20.9988 | 0.01739 | 0.0006881 | 0.0007849 | 3.2177 | 20.9383 | 0.01949 | 0.0007559 | 0.0008336 | 3.2178 | 22.8819 | 0.01819 | 0.0007855 | 0.0008876 | 3.476 | 22.65 | 0.01997 | 0.0008311 | 0.0009149 | 3.3571 | 24.6548 | 0.0211 | 0.0008177 | 0.0009061 | 3.1678 | 25.9885 | 0.01906 | 0.000783 | 0.0009075 | 3.3986 | 25.8563 | 0.02065 | 0.00082 | 0.0009322 | 3.2084 | 25.24 | 0.01864 | 0.0007699 | 0.0008742 | 3.2773 | 25.2096 | 0.02044 | 0.0008189 | 0.0009174 | 3.201 | 25.2404 | 0.02053 | 0.000824 | 0.0009263 | 3.0932 | 29.5183 | 0.01904 | 0.0007653 | 0.0008864 | 3.0588 | 30.1711 | 0.01949 | 0.0008033 | 0.0009525 | 3.128 | 30.1904 | 0.02114 | 0.0008444 | 0.0009931 | 3.2291 | 29.5312 | 0.02066 | 0.0008421 | 0.0009848 | 3.2642 | 32.523 | 0.01904 | 0.0007723 | 0.0008979 | 3.0401 | 36.8399 | 0.01897 | 0.0008171 | 0.000973 | 2.9843 | 36.8111 | 0.01908 | 0.0008225 | 0.0009812 | 2.955 | 42.3501 | 0.02041 | 0.0008703 | 0.00107 | 3.0265 | 42.8612 | 0.01885 | 0.0007576 | 0.0009036 | 2.9091 | 42.7346 | 0.01907 | 0.0007679 | 0.000919 | 2.9432 | 42.774 | 0.02028 | 0.0007947 | 0.0009492 | 3.1936 | 42.8133 | 0.0241 | 0.0009689 | 0.00117 | 3.1269 | 43.4653 | 0.02366 | 0.0009624 | 0.00117 | 3.1461 | 48.4257 | 0.02271 | 0.0008926 | 0.00106 | 3.3347 | 50.8568 | 0.02311 | 0.0008741 | 0.00101 | 3.2557 | 51.3466 | 0.02347 | 0.0009075 | 0.00107 | 3.5922 | 54.73 | 0.02572 | 0.0009681 | 0.00113 | 3.2834 | 57.921 | 0.02465 | 0.0009064 | 0.00106 | 3.3 | 58.3742 | 0.025 | 0.0009787 | 0.00117 | 3.3658 | 61.0638 | 0.02512 | 0.000917 | 0.00107 | 3.3496 | 61.8187 | 0.025 | 0.0009041 | 0.00105 | 3.4477 | 66.2044 | 0.02679 | 0.0009879 | 0.00113 | 3.4036 | 72.1857 | 0.02582 | 0.0009608 | 0.00112 | 3.3606 | 72.0282 | 0.02594 | 0.000965 | 0.00112
3.4722 | 0.04916 | 0.0685 | 0.00385 | 0.0064 | 3.9722 | 0.045139 | 0.17079 | 0.00839 | 0.0117 | 3.9788 | 0.045091 | 0.25735 | 0.01176 | 0.01482 | 3.9788 | 0.18251 | 0.06342 | 0.0029 | 0.00343 | 3.7472 | 0.18962 | 0.07672 | 0.00322 | 0.00371 | 3.9196 | 0.41756 | 0.06554 | 0.00271 | 0.00247 | 3.4955 | 1.2188 | 0.03116 | 0.00119 | 0.00111 | 3.4063 | 1.2388 | 0.03305 | 0.00123 | 0.00115 | 3.125 | 1.7892 | 0.02432 | 0.0009093 | 0.0008971 | 3.2136 | 2.3346 | 0.02306 | 0.000877 | 0.0008313 | 3.3333 | 2.2906 | 0.02591 | 0.000989 | 0.0008915 | 3.4386 | 2.773 | 0.02416 | 0.0009265 | 0.0008503 | 3.5296 | 2.738 | 0.02655 | 0.001 | 0.0008993 | 3.6113 | 2.708 | 0.02895 | 0.00107 | 0.0009467 | 3.6846 | 3.3444 | 0.02626 | 0.0009565 | 0.0008665 | 3.5014 | 4.0741 | 0.02231 | 0.0008281 | 0.0008044 | 3.8106 | 3.9279 | 0.02593 | 0.0009952 | 0.0008718 | 3.6379 | 4.008 | 0.0257 | 0.0009858 | 0.0008721 | 3.7523 | 5.1381 | 0.02285 | 0.0009158 | 0.0008181 | 3.7062 | 5.8189 | 0.02301 | 0.0009081 | 0.0008195 | 3.9318 | 6.4034 | 0.02262 | 0.0008672 | 0.0007529 | 3.7962 | 6.4926 | 0.0225 | 0.0008625 | 0.0007552 | 3.7533 | 8.1553 | 0.02045 | 0.0007794 | 0.000723 | 3.7176 | 8.8573 | 0.02087 | 0.0007782 | 0.0007345 | 3.7873 | 8.8042 | 0.02252 | 0.0008194 | 0.0007658 | 3.8923 | 9.4729 | 0.02117 | 0.0007794 | 0.0007498 | 3.7536 | 9.5762 | 0.02265 | 0.0008152 | 0.000788 | 3.7535 | 11.5712 | 0.01939 | 0.0007109 | 0.0007081 | 3.6401 | 11.6816 | 0.02068 | 0.0007423 | 0.0007426 | 3.5451 | 11.772 | 0.02198 | 0.0007725 | 0.000776 | 3.5455 | 13.6143 | 0.01991 | 0.000726 | 0.000772 | 3.4037 | 13.7548 | 0.01995 | 0.0007303 | 0.0007825 | 3.5333 | 14.4356 | 0.01977 | 0.0007109 | 0.0007484 | 3.4655 | 15.2272 | 0.01931 | 0.0007127 | 0.0007662 | 3.5756 | 16.8695 | 0.01968 | 0.0007623 | 0.0008231 | 3.4521 | 18.6531 | 0.01947 | 0.0008841 | 0.00103 | 3.5196 | 18.603 | 0.02187 | 0.0009634 | 0.0011 | 3.5754 | 19.8441 | 0.01985 | 0.0007973 | 0.0008747 | 3.4654 | 19.9549 | 0.01994 | 0.0008032 | 0.0008862 | 3.5195 | 20.6861 | 0.01923 | 0.0007408 | 0.0008052 | 3.5753 | 20.6459 | 0.02134 | 0.0008044 | 0.0008529 | 3.5753 | 22.5592 | 0.01988 | 0.0008251 | 0.0009038 | 3.8236 | 22.3276 | 0.02168 | 0.0008693 | 0.0009307 | 3.6622 | 24.4424 | 0.02266 | 0.0008508 | 0.0009213 | 3.4846 | 25.8055 | 0.02054 | 0.0008143 | 0.0009223 | 3.7075 | 25.6437 | 0.02214 | 0.0008502 | 0.0009465 | 3.5293 | 25.1269 | 0.02017 | 0.0008035 | 0.00089 | 3.5752 | 25.1167 | 0.02197 | 0.0008507 | 0.0009326 | 3.492 | 25.1476 | 0.02206 | 0.0008555 | 0.0009415 | 3.3744 | 29.4949 | 0.02034 | 0.0007904 | 0.0008999 | 3.3369 | 30.2375 | 0.02076 | 0.0008265 | 0.0009659 | 3.3887 | 30.2371 | 0.02241 | 0.0008665 | 0.00101 | 3.4982 | 29.5479 | 0.02196 | 0.0008653 | 0.0009981 | 3.5362 | 32.5095 | 0.02022 | 0.0007931 | 0.0009096 | 3.2739 | 36.9456 | 0.02001 | 0.0008329 | 0.000983 | 3.2138 | 36.9268 | 0.02012 | 0.0008382 | 0.0009912 | 3.152 | 42.6154 | 0.02131 | 0.0008818 | 0.00108 | 3.2283 | 43.0464 | 0.01974 | 0.0007704 | 0.0009125 | 3.1031 | 42.9396 | 0.01996 | 0.0007806 | 0.000928 | 3.3111 | 43.1151 | 0.02207 | 0.0008382 | 0.0009662 | 3.5484 | 43.5146 | 0.02588 | 0.00101 | 0.00119 | 3.4743 | 44.2455 | 0.02541 | 0.0009985 | 0.00119 | 3.4608 | 48.7061 | 0.02429 | 0.0009241 | 0.00108 | 3.6379 | 51.2279 | 0.02461 | 0.0009031 | 0.00102 | 3.5517 | 51.577 | 0.02496 | 0.0009353 | 0.00109 | 3.8685 | 54.9115 | 0.02712 | 0.0009913 | 0.00114 | 3.5359 | 58.2607 | 0.02598 | 0.0009287 | 0.00107 | 3.5539 | 58.7137 | 0.02631 | 0.0009992 | 0.00118 | 3.8466 | 61.6644 | 0.02762 | 0.0009885 | 0.00109 | 3.8281 | 62.4988 | 0.02747 | 0.0009749 | 0.00108 | 3.8787 | 66.9544 | 0.0291 | 0.00105 | 0.00115 | 3.8291 | 73.5346 | 0.02793 | 0.00101 | 0.00114 | 3.7807 | 73.3869 | 0.02805 | 0.00101 | 0.00114
3.7202 | 0.047058 | 0.07636 | 0.00421 | 0.00706 | 4.4687 | 0.041826 | 0.20587 | 0.01019 | 0.01385 | 4.3103 | 0.042828 | 0.29212 | 0.01309 | 0.01661 | 4.3103 | 0.1732 | 0.07202 | 0.00322 | 0.00385 | 3.997 | 0.18191 | 0.08496 | 0.0035 | 0.00407 | 4.2759 | 0.39465 | 0.07499 | 0.00307 | 0.00277 | 3.7451 | 1.1667 | 0.03437 | 0.00129 | 0.0012 | 3.6334 | 1.1898 | 0.03621 | 0.00132 | 0.00122 | 3.3333 | 1.7272 | 0.0265 | 0.0009707 | 0.0009491 | 3.5707 | 2.2085 | 0.02644 | 0.00101 | 0.0009047 | 3.6667 | 2.1775 | 0.02934 | 0.00111 | 0.0009636 | 3.7512 | 2.6579 | 0.02699 | 0.00102 | 0.0009081 | 3.8238 | 2.6329 | 0.02941 | 0.00109 | 0.0009559 | 3.8891 | 2.6108 | 0.03184 | 0.00116 | 0.001 | 4.211 | 3.1551 | 0.03099 | 0.00118 | 0.0009545 | 4.0016 | 3.8437 | 0.02619 | 0.00101 | 0.0008726 | 4.2869 | 3.7266 | 0.02994 | 0.00116 | 0.0009402 | 4.0926 | 3.8057 | 0.02963 | 0.00114 | 0.0009378 | 4.1693 | 4.9138 | 0.0259 | 0.00102 | 0.0008663 | 4.0768 | 5.6075 | 0.02569 | 0.0009924 | 0.0008601 | 4.2892 | 6.185 | 0.02506 | 0.0009406 | 0.00079 | 4.1414 | 6.2732 | 0.02491 | 0.0009343 | 0.0007912 | 4.0661 | 7.9238 | 0.02236 | 0.0008306 | 0.0007497 | 4.0035 | 8.6448 | 0.02262 | 0.0008221 | 0.0007586 | 4.0578 | 8.6057 | 0.02428 | 0.0008617 | 0.0007893 | 4.1704 | 9.2753 | 0.02281 | 0.000818 | 0.0007718 | 4.0038 | 9.3917 | 0.02427 | 0.0008515 | 0.0008087 | 4.0037 | 11.3506 | 0.02073 | 0.0007396 | 0.0007251 | 3.8676 | 11.471 | 0.02201 | 0.0007694 | 0.0007587 | 3.7537 | 11.5714 | 0.0233 | 0.0007983 | 0.0007913 | 3.7541 | 13.4136 | 0.02105 | 0.0007468 | 0.0007851 | 3.604 | 13.5541 | 0.02108 | 0.0007506 | 0.0007953 | 3.9259 | 14.0543 | 0.02193 | 0.0007793 | 0.0007728 | 3.8505 | 14.8757 | 0.02135 | 0.0007745 | 0.0007894 | 4.0225 | 16.4477 | 0.02199 | 0.0008348 | 0.0008472 | 3.8837 | 18.3109 | 0.02155 | 0.0009366 | 0.00105 | 3.9106 | 18.291 | 0.02395 | 0.00101 | 0.00111 | 3.9727 | 19.4421 | 0.02181 | 0.0008485 | 0.0008938 | 3.8504 | 19.5627 | 0.02188 | 0.0008534 | 0.0009051 | 3.9106 | 20.3538 | 0.0211 | 0.0007913 | 0.000825 | 3.9328 | 20.3339 | 0.02322 | 0.0008513 | 0.0008718 | 3.9328 | 22.2269 | 0.0216 | 0.0008639 | 0.0009198 | 4.1712 | 21.9956 | 0.02341 | 0.000907 | 0.0009463 | 3.9674 | 24.2102 | 0.02424 | 0.0008831 | 0.0009362 | 3.8014 | 25.573 | 0.02204 | 0.0008448 | 0.0009366 | 4.0165 | 25.4115 | 0.02365 | 0.0008797 | 0.0009604 | 3.8501 | 25.0043 | 0.0217 | 0.000836 | 0.0009054 | 3.8732 | 25.0043 | 0.0235 | 0.0008814 | 0.0009474 | 3.783 | 25.0351 | 0.02359 | 0.000886 | 0.0009562 | 3.6555 | 29.4019 | 0.02165 | 0.0008148 | 0.0009128 | 3.6149 | 30.2344 | 0.02203 | 0.000849 | 0.0009788 | 3.6493 | 30.2242 | 0.02368 | 0.000888 | 0.00102 | 3.7672 | 29.5349 | 0.02326 | 0.0008878 | 0.00101 | 3.8082 | 32.4465 | 0.0214 | 0.0008133 | 0.000921 | 3.5078 | 37.0019 | 0.02105 | 0.0008481 | 0.0009925 | 3.4434 | 36.993 | 0.02116 | 0.0008534 | 0.001 | 3.546 | 42.9773 | 0.02311 | 0.0009216 | 0.00109 | 3.6318 | 43.3083 | 0.02152 | 0.0008145 | 0.0009293 | 3.4909 | 43.2311 | 0.02175 | 0.0008245 | 0.0009449 | 3.679 | 43.3279 | 0.02384 | 0.0008789 | 0.0009821 | 3.9033 | 44.0573 | 0.02764 | 0.00104 | 0.00121 | 3.8218 | 44.8874 | 0.02714 | 0.00103 | 0.0012 | 3.7754 | 48.8879 | 0.02586 | 0.0009541 | 0.00109 | 3.9411 | 51.5302 | 0.02611 | 0.0009308 | 0.00103 | 3.8477 | 51.7388 | 0.02645 | 0.0009621 | 0.0011 | 4.4212 | 55.1176 | 0.02991 | 0.00107 | 0.00116 | 4.0411 | 58.7437 | 0.0286 | 0.00101 | 0.00109 | 4.0616 | 59.2364 | 0.02892 | 0.00107 | 0.00121 | 4.3274 | 62.089 | 0.0301 | 0.00105 | 0.00112 | 4.3066 | 62.963 | 0.02992 | 0.00104 | 0.0011 | 4.3096 | 67.538 | 0.03138 | 0.0011 | 0.00117 | 4.2545 | 74.6374 | 0.03 | 0.00106 | 0.00115 | 4.2008 | 74.5095 | 0.03013 | 0.00106 | 0.00116
3.9683 | 0.045166 | 0.08456 | 0.00458 | 0.00774 | 4.9652 | 0.039044 | 0.2436 | 0.01196 | 0.01614 | 4.6419 | 0.040807 | 0.32868 | 0.01443 | 0.01847 | 4.6419 | 0.165 | 0.08107 | 0.00355 | 0.00428 | 4.2468 | 0.17491 | 0.09354 | 0.00377 | 0.00443 | 4.6323 | 0.37453 | 0.08496 | 0.00343 | 0.00309 | 3.9948 | 1.1197 | 0.03773 | 0.00139 | 0.00128 | 4.0876 | 1.1037 | 0.04291 | 0.00165 | 0.00139 | 3.75 | 1.6161 | 0.03109 | 0.00119 | 0.00106 | 3.9277 | 2.0974 | 0.03001 | 0.00114 | 0.0009817 | 4 | 2.0764 | 0.03296 | 0.00124 | 0.00104 | 4.0638 | 2.5537 | 0.02993 | 0.00111 | 0.000968 | 4.1179 | 2.5367 | 0.03238 | 0.00118 | 0.00101 | 4.4447 | 2.4396 | 0.03793 | 0.00146 | 0.00112 | 4.7373 | 2.9869 | 0.03599 | 0.00139 | 0.00105 | 4.5018 | 3.6435 | 0.03029 | 0.00117 | 0.0009441 | 4.7633 | 3.5494 | 0.03417 | 0.00131 | 0.00101 | 4.5473 | 3.6265 | 0.03376 | 0.0013 | 0.00101 | 4.5862 | 4.7135 | 0.02909 | 0.00113 | 0.0009165 | 4.4474 | 5.4172 | 0.02848 | 0.00108 | 0.000902 | 4.6467 | 5.9877 | 0.02758 | 0.00101 | 0.0008282 | 4.4865 | 6.0738 | 0.02739 | 0.00101 | 0.0008282 | 4.3788 | 7.7104 | 0.02433 | 0.0008815 | 0.000777 | 4.2895 | 8.4453 | 0.02442 | 0.0008658 | 0.0007831 | 4.3283 | 8.4193 | 0.02609 | 0.0009038 | 0.0008132 | 4.4484 | 9.0919 | 0.02449 | 0.0008564 | 0.000794 | 4.254 | 9.2193 | 0.02592 | 0.0008875 | 0.0008296 | 4.2539 | 11.1301 | 0.0221 | 0.0007684 | 0.0007422 | 4.0951 | 11.2705 | 0.02336 | 0.0007965 | 0.0007749 | 4.1708 | 11.2004 | 0.02599 | 0.0008915 | 0.0008224 | 4.1712 | 13.0224 | 0.02337 | 0.000822 | 0.0008114 | 4.0044 | 13.1729 | 0.02338 | 0.0008239 | 0.000821 | 4.4166 | 13.6029 | 0.0247 | 0.0008793 | 0.0008035 | 4.3318 | 14.4542 | 0.02397 | 0.0008649 | 0.0008185 | 4.4695 | 16.0462 | 0.02435 | 0.0009046 | 0.0008713 | 4.3152 | 17.9691 | 0.02367 | 0.000988 | 0.00107 | 4.3017 | 17.9794 | 0.02607 | 0.00106 | 0.00113 | 4.3699 | 19.0503 | 0.0238 | 0.0008987 | 0.0009128 | 4.2355 | 19.1809 | 0.02386 | 0.0009027 | 0.0009238 | 4.3016 | 20.012 | 0.02301 | 0.0008403 | 0.0008445 | 4.2903 | 20.0222 | 0.02512 | 0.0008971 | 0.0008904 | 4.2904 | 21.885 | 0.02334 | 0.0009021 | 0.0009355 | 4.5188 | 21.674 | 0.02517 | 0.0009441 | 0.0009618 | 4.2726 | 23.9684 | 0.02584 | 0.0009148 | 0.0009507 | 4.1182 | 25.3208 | 0.02355 | 0.0008747 | 0.0009506 | 4.3255 | 25.1496 | 0.02517 | 0.0009088 | 0.000974 | 4.1709 | 24.882 | 0.02324 | 0.0008675 | 0.0009205 | 4.1711 | 24.8822 | 0.02504 | 0.0009114 | 0.0009619 | 4.074 | 24.9229 | 0.02513 | 0.0009158 | 0.0009706 | 3.9367 | 29.2794 | 0.02295 | 0.0008386 | 0.0009254 | 3.893 | 30.1717 | 0.0233 | 0.0008708 | 0.0009911 | 3.91 | 30.1717 | 0.02495 | 0.0009088 | 0.00103 | 4.0363 | 29.4824 | 0.02456 | 0.0009097 | 0.00102 | 4.0802 | 32.3439 | 0.02259 | 0.0008331 | 0.000932 | 3.7416 | 37.0186 | 0.02209 | 0.0008631 | 0.001 | 3.6729 | 37.0196 | 0.02219 | 0.0008683 | 0.00101 | 3.94 | 43.1807 | 0.02489 | 0.0009591 | 0.00111 | 4.0353 | 43.4416 | 0.02329 | 0.0008559 | 0.0009451 | 3.8788 | 43.4042 | 0.02352 | 0.0008655 | 0.0009608 | 4.0469 | 43.4519 | 0.02561 | 0.0009173 | 0.0009972 | 4.2581 | 44.4811 | 0.02937 | 0.00107 | 0.00122 | 4.1692 | 45.4005 | 0.02884 | 0.00106 | 0.00122 | 4.09 | 49.0109 | 0.02743 | 0.000983 | 0.00111 | 4.2442 | 51.7735 | 0.0276 | 0.0009573 | 0.00105 | 4.1436 | 51.8516 | 0.02793 | 0.0009878 | 0.00111 | 4.9738 | 55.1864 | 0.0327 | 0.00115 | 0.00118 | 4.5462 | 59.0702 | 0.03121 | 0.00108 | 0.00112 | 4.5693 | 59.6026 | 0.0315 | 0.00114 | 0.00123 | 4.8082 | 62.3763 | 0.03257 | 0.00111 | 0.00114 | 4.7851 | 63.28 | 0.03235 | 0.0011 | 0.00112 | 4.7406 | 67.9943 | 0.03365 | 0.00115 | 0.00119 | 4.68 | 75.563 | 0.03205 | 0.0011 | 0.00117 | 4.6209 | 75.4449 | 0.03217 | 0.0011 | 0.00118
4.4643 | 0.041854 | 0.10196 | 0.00561 | 0.00918 | 5.4618 | 0.036652 | 0.28392 | 0.01373 | 0.01855 | 4.9735 | 0.039005 | 0.367 | 0.01578 | 0.0204 | 4.9735 | 0.15769 | 0.09055 | 0.00389 | 0.00473 | 4.4966 | 0.1685 | 0.10246 | 0.00405 | 0.00481 | 4.9886 | 0.35661 | 0.09546 | 0.00378 | 0.00342 | 4.4942 | 1.0376 | 0.04485 | 0.00174 | 0.00146 | 4.5417 | 1.0306 | 0.05011 | 0.00197 | 0.00156 | 4.1667 | 1.52 | 0.03599 | 0.00139 | 0.00117 | 4.2848 | 1.9983 | 0.03376 | 0.00128 | 0.00106 | 4.3333 | 1.9853 | 0.03674 | 0.00136 | 0.00112 | 4.3764 | 2.4586 | 0.033 | 0.00121 | 0.00103 | 4.7062 | 2.3675 | 0.03865 | 0.00149 | 0.00114 | 5.0003 | 2.2925 | 0.04442 | 0.00174 | 0.00124 | 5.2637 | 2.8358 | 0.04127 | 0.00159 | 0.00114 | 5.002 | 3.4673 | 0.03461 | 0.00134 | 0.00102 | 5.2396 | 3.3912 | 0.03859 | 0.00147 | 0.00109 | 5.002 | 3.4673 | 0.0381 | 0.00144 | 0.00108 | 5.0031 | 4.5342 | 0.03242 | 0.00123 | 0.0009687 | 4.818 | 5.2449 | 0.03136 | 0.00116 | 0.0009452 | 5.0041 | 5.8074 | 0.03019 | 0.00109 | 0.0008674 | 4.8316 | 5.8925 | 0.02996 | 0.00108 | 0.0008663 | 4.6916 | 7.512 | 0.02634 | 0.0009323 | 0.0008049 | 4.5755 | 8.2589 | 0.02626 | 0.0009092 | 0.000808 | 4.5988 | 8.2439 | 0.02793 | 0.0009457 | 0.0008375 | 4.7264 | 8.9195 | 0.02619 | 0.0008946 | 0.0008166 | 4.5043 | 9.0559 | 0.0276 | 0.0009235 | 0.0008508 | 4.5042 | 10.9296 | 0.02349 | 0.0007972 | 0.0007595 | 4.5501 | 10.8896 | 0.02613 | 0.0008948 | 0.0008078 | 4.6921 | 10.7794 | 0.02949 | 0.00103 | 0.000862 | 4.6926 | 12.5712 | 0.02638 | 0.0009322 | 0.0008447 | 4.505 | 12.7317 | 0.02635 | 0.0009314 | 0.0008534 | 4.9073 | 13.1818 | 0.02757 | 0.0009746 | 0.0008346 | 4.8132 | 14.053 | 0.02666 | 0.0009512 | 0.0008477 | 4.9164 | 15.6649 | 0.02677 | 0.0009725 | 0.0008955 | 4.7467 | 17.6376 | 0.02583 | 0.00104 | 0.00109 | 4.6928 | 17.678 | 0.02822 | 0.00111 | 0.00115 | 4.7672 | 18.6589 | 0.02584 | 0.000948 | 0.0009318 | 4.6205 | 18.7994 | 0.02589 | 0.0009512 | 0.0009424 | 4.6927 | 19.6704 | 0.02494 | 0.0008881 | 0.0008638 | 4.6478 | 19.7107 | 0.02705 | 0.0009419 | 0.0009089 | 4.6479 | 21.5533 | 0.02511 | 0.0009398 | 0.0009512 | 4.8664 | 21.3525 | 0.02695 | 0.0009808 | 0.0009772 | 4.5778 | 23.7067 | 0.02745 | 0.000946 | 0.0009651 | 4.435 | 25.0589 | 0.02507 | 0.0009041 | 0.0009643 | 4.6344 | 24.8879 | 0.0267 | 0.0009375 | 0.0009874 | 4.4918 | 24.7401 | 0.02479 | 0.0008982 | 0.0009352 | 4.469 | 24.7504 | 0.02659 | 0.0009406 | 0.0009761 | 4.365 | 24.8011 | 0.02667 | 0.0009448 | 0.0009847 | 4.2179 | 29.1271 | 0.02427 | 0.0008619 | 0.0009376 | 4.1711 | 30.0793 | 0.02457 | 0.0008922 | 0.001 | 4.1707 | 30.0795 | 0.02622 | 0.0009293 | 0.00104 | 4.3054 | 29.4201 | 0.02587 | 0.0009311 | 0.00104 | 4.3522 | 32.2215 | 0.02378 | 0.0008525 | 0.0009426 | 4.2093 | 36.9631 | 0.02416 | 0.0009159 | 0.00102 | 4.132 | 36.974 | 0.02427 | 0.0009208 | 0.00103 | 4.334 | 43.2752 | 0.02667 | 0.0009948 | 0.00112 | 4.4388 | 43.5061 | 0.02506 | 0.0008951 | 0.0009602 | 4.2667 | 43.4885 | 0.02529 | 0.0009044 | 0.0009758 | 4.4148 | 43.5068 | 0.02738 | 0.0009539 | 0.00101 | 4.6129 | 44.8158 | 0.03109 | 0.0011 | 0.00124 | 4.5166 | 45.8246 | 0.03052 | 0.00109 | 0.00124 | 4.4046 | 49.0947 | 0.029 | 0.00101 | 0.00112 | 4.8505 | 52.1425 | 0.03055 | 0.00105 | 0.00107 | 4.7356 | 51.9497 | 0.03089 | 0.00108 | 0.00114 | 5.5264 | 55.1773 | 0.03548 | 0.00122 | 0.00121 | 5.0513 | 59.2791 | 0.0338 | 0.00114 | 0.00114 | 5.077 | 59.8613 | 0.03407 | 0.0012 | 0.00125 | 5.289 | 62.5758 | 0.03503 | 0.00117 | 0.00116 | 5.2637 | 63.4892 | 0.03478 | 0.00116 | 0.00114 | 5.1716 | 68.3627 | 0.0359 | 0.0012 | 0.00121 | 5.1054 | 76.3208 | 0.03407 | 0.00114 | 0.00119 | 5.0409 | 76.2226 | 0.0342 | 0.00114 | 0.00119
4.9603 | 0.039062 | 0.12068 | 0.00663 | 0.01071 | 5.9583 | 0.03458 | 0.32677 | 0.01552 | 0.02108 | 5.305 | 0.037374 | 0.40704 | 0.01715 | 0.02241 | 5.305 | 0.15099 | 0.10046 | 0.00423 | 0.0052 | 4.9963 | 0.15719 | 0.12128 | 0.00499 | 0.00561 | 5.3449 | 0.3405 | 0.10646 | 0.00415 | 0.00376 | 4.9935 | 0.96848 | 0.0525 | 0.00208 | 0.00166 | 4.9959 | 0.96818 | 0.05779 | 0.00227 | 0.00175 | 4.5833 | 1.4369 | 0.04118 | 0.00159 | 0.00129 | 4.6419 | 1.9092 | 0.03769 | 0.0014 | 0.00115 | 4.6667 | 1.9032 | 0.04069 | 0.00149 | 0.0012 | 5.0016 | 2.2925 | 0.03947 | 0.00153 | 0.00116 | 5.2944 | 2.2234 | 0.04534 | 0.00179 | 0.00127 | 5.5559 | 2.1654 | 0.05132 | 0.00202 | 0.00137 | 5.7901 | 2.7006 | 0.04682 | 0.00179 | 0.00124 | 5.5022 | 3.3111 | 0.03915 | 0.00149 | 0.0011 | 5.7159 | 3.25 | 0.04322 | 0.00162 | 0.00116 | 5.4568 | 3.3251 | 0.04262 | 0.00159 | 0.00115 | 5.4201 | 4.372 | 0.03587 | 0.00133 | 0.00102 | 5.1886 | 5.0867 | 0.03434 | 0.00124 | 0.0009896 | 5.3615 | 5.6421 | 0.03287 | 0.00116 | 0.0009076 | 5.1767 | 5.7263 | 0.03261 | 0.00115 | 0.0009053 | 5.0044 | 7.3277 | 0.02841 | 0.0009828 | 0.0008334 | 4.8614 | 8.0846 | 0.02814 | 0.0009525 | 0.0008333 | 4.8693 | 8.0796 | 0.02981 | 0.0009876 | 0.0008621 | 5.0044 | 8.7571 | 0.02793 | 0.0009326 | 0.0008394 | 5.0048 | 8.7572 | 0.03105 | 0.00105 | 0.0008939 | 5.0046 | 10.5488 | 0.02635 | 0.0009013 | 0.0007948 | 5.1189 | 10.4687 | 0.02973 | 0.00104 | 0.0008499 | 5.2134 | 10.3986 | 0.03312 | 0.00116 | 0.0009025 | 5.214 | 12.1502 | 0.02949 | 0.00104 | 0.0008785 | 5.0055 | 12.3107 | 0.02941 | 0.00103 | 0.0008864 | 5.3981 | 12.7909 | 0.03053 | 0.00107 | 0.0008663 | 5.2945 | 13.672 | 0.02944 | 0.00103 | 0.0008773 | 5.3634 | 15.3138 | 0.02925 | 0.00104 | 0.0009199 | 5.1782 | 17.3064 | 0.02802 | 0.00109 | 0.0011 | 5.0838 | 17.3768 | 0.03041 | 0.00115 | 0.00117 | 5.1645 | 18.2976 | 0.02792 | 0.0009967 | 0.0009508 | 5.0055 | 18.4382 | 0.02795 | 0.0009991 | 0.0009611 | 5.0838 | 19.339 | 0.02691 | 0.0009349 | 0.0008831 | 5.0054 | 19.4094 | 0.02902 | 0.0009859 | 0.0009273 | 5.0054 | 21.2219 | 0.0269 | 0.000977 | 0.0009668 | 5.214 | 21.0412 | 0.02877 | 0.00102 | 0.0009926 | 4.883 | 23.4453 | 0.02908 | 0.0009769 | 0.0009793 | 4.7518 | 24.7873 | 0.02661 | 0.0009331 | 0.0009778 | 4.9434 | 24.6164 | 0.02825 | 0.0009659 | 0.001 | 4.8126 | 24.5984 | 0.02634 | 0.0009281 | 0.0009496 | 4.767 | 24.6188 | 0.02814 | 0.0009692 | 0.00099 | 4.656 | 24.6694 | 0.02822 | 0.0009732 | 0.0009986 | 4.4991 | 28.9551 | 0.02559 | 0.0008847 | 0.0009495 | 4.4491 | 29.9472 | 0.02585 | 0.0009131 | 0.00101 | 4.692 | 29.8157 | 0.02879 | 0.001 | 0.00106 | 4.8436 | 29.2363 | 0.02849 | 0.00101 | 0.00106 | 4.8963 | 31.8976 | 0.02618 | 0.000922 | 0.0009633 | 4.677 | 36.8185 | 0.02625 | 0.0009659 | 0.00104 | 4.5912 | 36.8494 | 0.02635 | 0.0009705 | 0.00104 | 4.728 | 43.2806 | 0.02844 | 0.00103 | 0.00114 | 4.8424 | 43.5014 | 0.02682 | 0.0009325 | 0.0009745 | 4.6546 | 43.5036 | 0.02705 | 0.0009414 | 0.0009902 | 4.7827 | 43.5024 | 0.02914 | 0.0009891 | 0.00103 | 4.9678 | 45.0612 | 0.0328 | 0.00113 | 0.00125 | 4.8641 | 46.1594 | 0.03219 | 0.00112 | 0.00125 | 5.0338 | 49.1446 | 0.03212 | 0.00111 | 0.00115 | 5.4569 | 52.3937 | 0.03349 | 0.00113 | 0.00109 | 5.3275 | 51.9502 | 0.03385 | 0.00116 | 0.00116 | 6.0791 | 55.1098 | 0.03827 | 0.00128 | 0.00123 | 5.5565 | 59.4199 | 0.03639 | 0.0012 | 0.00116 | 5.5847 | 60.0519 | 0.03663 | 0.00125 | 0.00127 | 5.7699 | 62.7069 | 0.03748 | 0.00123 | 0.00117 | 5.7422 | 63.62 | 0.03719 | 0.00121 | 0.00116 | 5.6025 | 68.6527 | 0.03814 | 0.00124 | 0.00122 | 5.5309 | 76.9603 | 0.03608 | 0.00118 | 0.0012 | 5.461 | 76.862 | 0.03621 | 0.00118 | 0.00121
5.4563 | 0.03667 | 0.14069 | 0.00765 | 0.01232 | 6.4548 | 0.032749 | 0.3721 | 0.01732 | 0.02375 | 5.6366 | 0.035892 | 0.44879 | 0.01855 | 0.02448 | 5.6366 | 0.14498 | 0.1108 | 0.00457 | 0.00569 | 5.6208 | 0.14529 | 0.14662 | 0.00631 | 0.00666 | 5.7013 | 0.32599 | 0.11798 | 0.00451 | 0.00412 | 5.4929 | 0.90933 | 0.06068 | 0.00241 | 0.00187 | 5.4501 | 0.91404 | 0.06595 | 0.00258 | 0.00195 | 5 | 1.3628 | 0.04667 | 0.00179 | 0.00142 | 4.9989 | 1.8301 | 0.0418 | 0.00153 | 0.00123 | 5.3333 | 1.7621 | 0.04907 | 0.00193 | 0.00137 | 5.6268 | 2.1503 | 0.04639 | 0.00184 | 0.0013 | 5.8827 | 2.0983 | 0.05246 | 0.00207 | 0.0014 | 6.1115 | 2.0552 | 0.0586 | 0.00228 | 0.00151 | 6.3165 | 2.5775 | 0.05265 | 0.00199 | 0.00135 | 6.0024 | 3.1709 | 0.04389 | 0.00165 | 0.00118 | 6.1922 | 3.1219 | 0.04804 | 0.00177 | 0.00124 | 5.9115 | 3.196 | 0.04733 | 0.00174 | 0.00123 | 5.837 | 4.2248 | 0.03944 | 0.00143 | 0.00108 | 5.5593 | 4.9425 | 0.0374 | 0.00132 | 0.00104 | 5.719 | 5.4909 | 0.03563 | 0.00123 | 0.0009488 | 5.5218 | 5.573 | 0.03533 | 0.00122 | 0.0009453 | 5.3172 | 7.1554 | 0.03054 | 0.00103 | 0.0008625 | 5.1474 | 7.9192 | 0.03006 | 0.0009957 | 0.000859 | 5.4104 | 7.777 | 0.03369 | 0.00114 | 0.0009124 | 5.5605 | 8.4595 | 0.0315 | 0.00107 | 0.000886 | 5.6303 | 8.4245 | 0.03552 | 0.00124 | 0.0009492 | 5.6302 | 10.1179 | 0.03007 | 0.00105 | 0.00084 | 5.6876 | 10.0779 | 0.03347 | 0.00117 | 0.0008932 | 5.7348 | 10.0479 | 0.03688 | 0.00128 | 0.0009441 | 5.7354 | 11.7594 | 0.0327 | 0.00114 | 0.0009131 | 5.5061 | 11.9298 | 0.03258 | 0.00113 | 0.0009199 | 5.8888 | 12.4301 | 0.03358 | 0.00116 | 0.0008986 | 5.7758 | 13.3211 | 0.03228 | 0.00112 | 0.0009073 | 5.8103 | 14.9729 | 0.03179 | 0.0011 | 0.0009447 | 5.6097 | 16.9853 | 0.03026 | 0.00114 | 0.00112 | 5.4749 | 17.0857 | 0.03264 | 0.0012 | 0.00119 | 5.5617 | 17.9465 | 0.03004 | 0.00104 | 0.0009699 | 5.3906 | 18.097 | 0.03005 | 0.00105 | 0.0009799 | 5.4748 | 19.0079 | 0.02891 | 0.0009809 | 0.0009023 | 5.3629 | 19.1083 | 0.03101 | 0.00103 | 0.0009457 | 5.363 | 20.9006 | 0.02873 | 0.00101 | 0.0009824 | 5.5616 | 20.73 | 0.03061 | 0.00105 | 0.00101 | 5.4934 | 22.9229 | 0.03239 | 0.00109 | 0.00101 | 5.0686 | 24.5058 | 0.02817 | 0.0009619 | 0.0009911 | 5.5613 | 24.0739 | 0.03141 | 0.00107 | 0.00103 | 5.1335 | 24.4468 | 0.02791 | 0.0009574 | 0.0009639 | 5.3628 | 24.346 | 0.03128 | 0.00107 | 0.00102 | 5.238 | 24.3966 | 0.03136 | 0.00107 | 0.00103 | 5.0615 | 28.5618 | 0.02826 | 0.0009671 | 0.0009727 | 5.0053 | 29.6237 | 0.02843 | 0.0009882 | 0.00104 | 5.2133 | 29.4826 | 0.03138 | 0.00107 | 0.00109 | 5.3818 | 29.0032 | 0.03112 | 0.00108 | 0.00108 | 5.4403 | 31.5243 | 0.0286 | 0.0009879 | 0.0009833 | 5.1448 | 36.6147 | 0.02834 | 0.00101 | 0.00105 | 5.0503 | 36.6555 | 0.02844 | 0.00102 | 0.00106 | 5.122 | 43.2166 | 0.03022 | 0.00106 | 0.00115 | 5.2459 | 43.4473 | 0.02859 | 0.0009684 | 0.0009884 | 5.0425 | 43.4794 | 0.02882 | 0.000977 | 0.001 | 5.1506 | 43.4586 | 0.03091 | 0.00102 | 0.00104 | 5.6775 | 45.3735 | 0.0362 | 0.00124 | 0.00128 | 5.559 | 46.6509 | 0.0355 | 0.00122 | 0.00128 | 5.663 | 49.1066 | 0.03525 | 0.0012 | 0.00117 | 6.0632 | 52.5465 | 0.03642 | 0.00121 | 0.00112 | 5.9195 | 51.8925 | 0.03681 | 0.00124 | 0.00118 | 6.6317 | 55.0134 | 0.04106 | 0.00135 | 0.00125 | 6.0616 | 59.492 | 0.03898 | 0.00126 | 0.00118 | 6.0924 | 60.174 | 0.03919 | 0.00131 | 0.00129 | 6.2507 | 62.7892 | 0.03993 | 0.00128 | 0.00119 | 6.2207 | 63.6921 | 0.03961 | 0.00126 | 0.00118 | 6.0335 | 68.8841 | 0.04038 | 0.00128 | 0.00124 | 5.9563 | 77.4712 | 0.03807 | 0.00121 | 0.00121 | 5.8811 | 77.3928 | 0.0382 | 0.00122 | 0.00122
5.9524 | 0.034599 | 0.16196 | 0.00868 | 0.01402 | 6.9513 | 0.031138 | 0.41987 | 0.01916 | 0.02653 | 5.9682 | 0.034541 | 0.49221 | 0.01996 | 0.02663 | 5.9682 | 0.13948 | 0.12156 | 0.00492 | 0.00619 | 6.2453 | 0.13528 | 0.17394 | 0.00757 | 0.00779 | 6.4139 | 0.30097 | 0.14247 | 0.00579 | 0.00487 | 5.9922 | 0.85829 | 0.06937 | 0.00274 | 0.00208 | 5.9043 | 0.86671 | 0.07458 | 0.00288 | 0.00216 | 5.4167 | 1.2978 | 0.05244 | 0.00199 | 0.00156 | 5.7131 | 1.693 | 0.05053 | 0.00199 | 0.00142 | 6 | 1.644 | 0.0581 | 0.00233 | 0.00155 | 6.252 | 2.0292 | 0.05374 | 0.00213 | 0.00144 | 6.471 | 1.9902 | 0.05997 | 0.00235 | 0.00155 | 6.667 | 1.9572 | 0.06626 | 0.00254 | 0.00165 | 6.8428 | 2.4654 | 0.05874 | 0.00218 | 0.00145 | 6.5026 | 3.0448 | 0.04883 | 0.0018 | 0.00126 | 6.6686 | 3.0058 | 0.05306 | 0.00192 | 0.00133 | 6.3662 | 3.0779 | 0.05223 | 0.00188 | 0.00131 | 6.2539 | 4.0907 | 0.04314 | 0.00154 | 0.00114 | 5.9299 | 4.8093 | 0.04055 | 0.0014 | 0.00108 | 6.0764 | 5.3507 | 0.03847 | 0.0013 | 0.000991 | 5.8669 | 5.4318 | 0.03812 | 0.00129 | 0.0009862 | 5.6299 | 6.9951 | 0.03271 | 0.00108 | 0.0008922 | 5.7194 | 7.6177 | 0.03402 | 0.00115 | 0.0009115 | 6.0867 | 7.4414 | 0.03874 | 0.00136 | 0.0009774 | 6.2556 | 8.1279 | 0.03613 | 0.00126 | 0.0009458 | 6.2559 | 8.1279 | 0.04017 | 0.00141 | 0.00101 | 6.2558 | 9.7252 | 0.03394 | 0.00119 | 0.0008866 | 6.2564 | 9.7253 | 0.03735 | 0.0013 | 0.0009377 | 6.2561 | 9.7253 | 0.04076 | 0.0014 | 0.0009867 | 6.2568 | 11.4088 | 0.03601 | 0.00124 | 0.0009485 | 6.0066 | 11.5791 | 0.03585 | 0.00123 | 0.0009542 | 6.3796 | 12.0894 | 0.03671 | 0.00124 | 0.0009315 | 6.2571 | 12.9804 | 0.0352 | 0.0012 | 0.0009377 | 6.2573 | 14.6521 | 0.03438 | 0.00117 | 0.0009697 | 6.0413 | 16.6743 | 0.03255 | 0.00119 | 0.00114 | 5.866 | 16.7948 | 0.03491 | 0.00125 | 0.00121 | 5.959 | 17.6056 | 0.0322 | 0.00109 | 0.0009892 | 5.7756 | 17.756 | 0.0322 | 0.00109 | 0.0009988 | 5.8659 | 18.6968 | 0.03095 | 0.00103 | 0.0009215 | 5.7204 | 18.8073 | 0.03304 | 0.00107 | 0.0009641 | 5.7205 | 20.5995 | 0.03058 | 0.00105 | 0.0009981 | 6.2568 | 20.1481 | 0.03436 | 0.00119 | 0.00104 | 6.1037 | 22.4109 | 0.03578 | 0.0012 | 0.00104 | 5.7021 | 23.9533 | 0.03134 | 0.00107 | 0.00102 | 6.1792 | 23.5418 | 0.03464 | 0.00117 | 0.00105 | 5.7752 | 24.1443 | 0.03107 | 0.00106 | 0.0009919 | 5.9587 | 24.0538 | 0.03446 | 0.00117 | 0.00104 | 5.82 | 24.1243 | 0.03452 | 0.00117 | 0.00105 | 5.6239 | 28.129 | 0.03097 | 0.00104 | 0.0009953 | 5.5614 | 29.2407 | 0.03104 | 0.00106 | 0.00106 | 5.7347 | 29.1101 | 0.034 | 0.00114 | 0.00111 | 5.92 | 28.7406 | 0.03378 | 0.00115 | 0.0011 | 5.9843 | 31.1216 | 0.03105 | 0.00105 | 0.001 | 5.6125 | 36.3715 | 0.03044 | 0.00106 | 0.00107 | 5.5094 | 36.4223 | 0.03054 | 0.00106 | 0.00108 | 5.516 | 43.1131 | 0.032 | 0.00109 | 0.00116 | 5.6494 | 43.3538 | 0.03036 | 0.001 | 0.001 | 5.4304 | 43.4058 | 0.03059 | 0.00101 | 0.00102 | 5.8864 | 43.2822 | 0.03445 | 0.00114 | 0.00106 | 6.3871 | 45.4975 | 0.03958 | 0.00133 | 0.0013 | 6.2538 | 46.9342 | 0.03879 | 0.00131 | 0.0013 | 6.2923 | 49 | 0.03838 | 0.00128 | 0.00119 | 6.6695 | 52.6105 | 0.03934 | 0.00128 | 0.00114 | 6.5114 | 51.7961 | 0.03977 | 0.00131 | 0.0012 | 7.1844 | 54.8679 | 0.04386 | 0.00141 | 0.00126 | 6.5667 | 59.5153 | 0.04156 | 0.00132 | 0.0012 | 6.6001 | 60.2471 | 0.04174 | 0.00136 | 0.0013 | 6.7315 | 62.8225 | 0.04238 | 0.00133 | 0.00121 | 6.6992 | 63.7153 | 0.04202 | 0.00131 | 0.00119 | 6.4645 | 69.0664 | 0.0426 | 0.00132 | 0.00126 | 6.3818 | 77.8832 | 0.04005 | 0.00125 | 0.00123 | 6.3012 | 77.8147 | 0.04018 | 0.00125 | 0.00123
6.4484 | 0.032777 | 0.18446 | 0.00973 | 0.01581 | 7.4479 | 0.029697 | 0.47005 | 0.02102 | 0.02943 | 6.6313 | 0.032159 | 0.584 | 0.02459 | 0.03113 | 6.6313 | 0.12987 | 0.1443 | 0.00607 | 0.00725 | 6.8698 | 0.12677 | 0.20319 | 0.00881 | 0.00898 | 7.1266 | 0.27986 | 0.16891 | 0.00699 | 0.00567 | 6.4916 | 0.81366 | 0.07856 | 0.00306 | 0.00231 | 6.3584 | 0.82507 | 0.08366 | 0.00319 | 0.00237 | 5.8333 | 1.2397 | 0.0585 | 0.00219 | 0.00169 | 6.4272 | 1.5789 | 0.05992 | 0.00242 | 0.00161 | 6.6667 | 1.5449 | 0.06774 | 0.00273 | 0.00175 | 6.8771 | 1.9231 | 0.06152 | 0.00242 | 0.00159 | 7.0592 | 1.8951 | 0.06788 | 0.00262 | 0.0017 | 7.2226 | 1.8701 | 0.07429 | 0.00281 | 0.0018 | 7.3692 | 2.3623 | 0.06511 | 0.00237 | 0.00156 | 7.0028 | 2.9297 | 0.05398 | 0.00196 | 0.00135 | 7.1449 | 2.8987 | 0.05826 | 0.00207 | 0.00141 | 6.821 | 2.9707 | 0.05731 | 0.00203 | 0.00139 | 6.6708 | 3.9675 | 0.04695 | 0.00164 | 0.0012 | 6.3005 | 4.6851 | 0.04379 | 0.00148 | 0.00113 | 6.4339 | 5.2205 | 0.04137 | 0.00137 | 0.00103 | 6.212 | 5.2996 | 0.04098 | 0.00136 | 0.00103 | 6.2555 | 6.7027 | 0.0372 | 0.00127 | 0.0009532 | 6.4343 | 7.2842 | 0.03917 | 0.00137 | 0.0009794 | 6.763 | 7.143 | 0.04401 | 0.00156 | 0.00104 | 6.9506 | 7.8314 | 0.04095 | 0.00145 | 0.00101 | 6.8815 | 7.8595 | 0.04497 | 0.00157 | 0.00106 | 6.8814 | 9.3737 | 0.03797 | 0.00133 | 0.0009346 | 6.8252 | 9.4038 | 0.04137 | 0.00143 | 0.0009834 | 6.7775 | 9.4299 | 0.04478 | 0.00152 | 0.00103 | 6.7782 | 11.0782 | 0.03943 | 0.00134 | 0.0009847 | 6.5072 | 11.2485 | 0.03922 | 0.00133 | 0.0009893 | 6.8703 | 11.7688 | 0.03993 | 0.00133 | 0.0009651 | 6.7384 | 12.6697 | 0.0382 | 0.00127 | 0.0009686 | 6.7042 | 14.3414 | 0.03703 | 0.00123 | 0.0009951 | 6.4728 | 16.3635 | 0.03487 | 0.00124 | 0.00116 | 6.257 | 16.514 | 0.03722 | 0.00129 | 0.00122 | 6.3563 | 17.2847 | 0.0344 | 0.00114 | 0.00101 | 6.1607 | 17.4452 | 0.03438 | 0.00114 | 0.00102 | 6.2569 | 18.3859 | 0.03302 | 0.00107 | 0.0009408 | 6.4355 | 18.2457 | 0.03718 | 0.00123 | 0.001 | 6.4356 | 20.0076 | 0.03436 | 0.00119 | 0.00103 | 6.952 | 19.5965 | 0.03823 | 0.00131 | 0.00107 | 6.7141 | 21.9093 | 0.03925 | 0.0013 | 0.00106 | 6.3357 | 23.4013 | 0.03459 | 0.00117 | 0.00104 | 6.7972 | 23.0201 | 0.03794 | 0.00126 | 0.00108 | 6.4168 | 23.8222 | 0.03428 | 0.00116 | 0.00102 | 6.5546 | 23.7519 | 0.03767 | 0.00126 | 0.00107 | 6.402 | 23.8224 | 0.03773 | 0.00126 | 0.00108 | 6.1863 | 27.6868 | 0.03373 | 0.00112 | 0.00102 | 6.1176 | 28.8283 | 0.03369 | 0.00113 | 0.00108 | 6.256 | 28.7179 | 0.03666 | 0.0012 | 0.00113 | 6.4581 | 28.4484 | 0.03647 | 0.00121 | 0.00112 | 6.5283 | 30.6994 | 0.03354 | 0.00111 | 0.00102 | 6.0802 | 36.0888 | 0.03256 | 0.0011 | 0.00108 | 5.9685 | 36.1595 | 0.03266 | 0.00111 | 0.00109 | 6.304 | 42.7774 | 0.03557 | 0.00121 | 0.00119 | 6.4565 | 43.068 | 0.03392 | 0.00113 | 0.00103 | 6.2061 | 43.1698 | 0.03414 | 0.00113 | 0.00104 | 6.6222 | 42.9972 | 0.03802 | 0.00125 | 0.00109 | 7.0968 | 45.4625 | 0.04296 | 0.00142 | 0.00133 | 6.9487 | 47.0486 | 0.04206 | 0.0014 | 0.00133 | 6.9215 | 48.8445 | 0.04152 | 0.00136 | 0.00121 | 7.2758 | 52.6155 | 0.04226 | 0.00135 | 0.00116 | 7.1034 | 51.6506 | 0.04274 | 0.00138 | 0.00122 | 7.737 | 54.7031 | 0.04666 | 0.00147 | 0.00128 | 7.0718 | 59.5095 | 0.04414 | 0.00137 | 0.00121 | 7.1078 | 60.2712 | 0.04429 | 0.00141 | 0.00132 | 7.2123 | 62.8067 | 0.04482 | 0.00137 | 0.00123 | 7.1777 | 63.6893 | 0.04443 | 0.00135 | 0.00121 | 6.8954 | 69.1897 | 0.04483 | 0.00136 | 0.00127 | 6.8072 | 78.2061 | 0.04201 | 0.00128 | 0.00124 | 6.7212 | 78.1475 | 0.04215 | 0.00128 | 0.00125
6.9444 | 0.031156 | 0.20818 | 0.0108 | 0.01767 | 7.9444 | 0.028406 | 0.52259 | 0.02291 | 0.03244 | 7.4602 | 0.029668 | 0.70781 | 0.03114 | 0.03712 | 7.4602 | 0.11966 | 0.17499 | 0.00769 | 0.00866 | 7.4944 | 0.11937 | 0.23434 | 0.01004 | 0.01024 | 7.8392 | 0.26194 | 0.19725 | 0.00817 | 0.00653 | 6.9909 | 0.77443 | 0.08823 | 0.00338 | 0.00256 | 7.2668 | 0.75462 | 0.10312 | 0.00426 | 0.00284 | 6.6667 | 1.1396 | 0.07142 | 0.00289 | 0.00199 | 7.1413 | 1.4818 | 0.06997 | 0.00283 | 0.00182 | 7.3333 | 1.4578 | 0.07797 | 0.00311 | 0.00195 | 7.5023 | 1.83 | 0.06971 | 0.0027 | 0.00175 | 7.6475 | 1.81 | 0.07618 | 0.00289 | 0.00185 | 7.7782 | 1.792 | 0.08268 | 0.00307 | 0.00195 | 7.8956 | 2.2672 | 0.07175 | 0.00257 | 0.00168 | 7.503 | 2.8236 | 0.05932 | 0.00211 | 0.00144 | 7.6212 | 2.8006 | 0.06366 | 0.00222 | 0.0015 | 7.2757 | 2.8706 | 0.06257 | 0.00217 | 0.00148 | 7.0878 | 3.8524 | 0.05088 | 0.00174 | 0.00126 | 6.6711 | 4.57 | 0.04711 | 0.00156 | 0.00118 | 7.1487 | 4.9842 | 0.0474 | 0.00163 | 0.00112 | 6.9023 | 5.0623 | 0.04692 | 0.00161 | 0.00111 | 7.0374 | 6.3802 | 0.04307 | 0.00153 | 0.00103 | 7.1492 | 6.9867 | 0.04456 | 0.00158 | 0.00105 | 7.4393 | 6.8746 | 0.04949 | 0.00175 | 0.00111 | 7.6457 | 7.5619 | 0.04594 | 0.00162 | 0.00107 | 7.5071 | 7.6141 | 0.04994 | 0.00173 | 0.00112 | 7.5069 | 9.0532 | 0.04214 | 0.00146 | 0.0009841 | 7.3939 | 9.1093 | 0.04552 | 0.00155 | 0.00103 | 7.2988 | 9.1564 | 0.04891 | 0.00163 | 0.00108 | 7.2996 | 10.7677 | 0.04295 | 0.00143 | 0.00102 | 7.0077 | 10.938 | 0.04268 | 0.00142 | 0.00103 | 7.361 | 11.4783 | 0.04324 | 0.00142 | 0.0009993 | 7.2197 | 12.3692 | 0.04127 | 0.00135 | 0.001 | 7.1512 | 14.0508 | 0.03974 | 0.00129 | 0.00102 | 6.9043 | 16.0728 | 0.03724 | 0.00128 | 0.00118 | 7.0392 | 15.9827 | 0.04195 | 0.00146 | 0.00126 | 7.1508 | 16.6833 | 0.03893 | 0.00131 | 0.00105 | 6.9308 | 16.8437 | 0.03886 | 0.00131 | 0.00106 | 7.0391 | 17.7944 | 0.03727 | 0.00124 | 0.0009798 | 7.1505 | 17.7143 | 0.04146 | 0.00138 | 0.00104 | 7.1506 | 19.4461 | 0.03826 | 0.00131 | 0.00106 | 7.6472 | 19.0852 | 0.0422 | 0.00143 | 0.0011 | 7.3245 | 21.4278 | 0.04279 | 0.0014 | 0.00109 | 6.9693 | 22.8696 | 0.03791 | 0.00126 | 0.00107 | 7.4151 | 22.5086 | 0.04131 | 0.00135 | 0.0011 | 7.0585 | 23.4804 | 0.03753 | 0.00125 | 0.00105 | 7.1504 | 23.4303 | 0.04093 | 0.00134 | 0.0011 | 6.984 | 23.5207 | 0.04097 | 0.00135 | 0.0011 | 6.7487 | 27.2348 | 0.03652 | 0.00119 | 0.00104 | 6.6737 | 28.3863 | 0.03638 | 0.00119 | 0.0011 | 6.7773 | 28.3061 | 0.03935 | 0.00127 | 0.00115 | 6.9963 | 28.1365 | 0.03919 | 0.00128 | 0.00115 | 7.0724 | 30.2574 | 0.03606 | 0.00117 | 0.00104 | 6.5479 | 35.7964 | 0.0347 | 0.00115 | 0.0011 | 6.4276 | 35.877 | 0.03479 | 0.00115 | 0.00111 | 7.092 | 42.3229 | 0.03919 | 0.00132 | 0.00121 | 7.2636 | 42.6834 | 0.0375 | 0.00124 | 0.00105 | 6.9819 | 42.825 | 0.03771 | 0.00125 | 0.00107 | 7.358 | 42.6332 | 0.04161 | 0.00136 | 0.00111 | 7.8065 | 45.3184 | 0.04634 | 0.0015 | 0.00135 | 7.6436 | 47.044 | 0.04532 | 0.00147 | 0.00135 | 7.5507 | 48.6299 | 0.04468 | 0.00144 | 0.00124 | 7.8821 | 52.5511 | 0.04519 | 0.00142 | 0.00118 | 7.6953 | 51.486 | 0.04572 | 0.00145 | 0.00124 | 8.2897 | 54.5089 | 0.04948 | 0.00152 | 0.0013 | 7.577 | 59.4544 | 0.04673 | 0.00142 | 0.00123 | 7.6155 | 60.246 | 0.04684 | 0.00146 | 0.00134 | 7.6932 | 62.7515 | 0.04727 | 0.00142 | 0.00124 | 7.6562 | 63.624 | 0.04685 | 0.0014 | 0.00123 | 7.3264 | 69.2737 | 0.04705 | 0.0014 | 0.00129 | 7.2327 | 78.4397 | 0.04398 | 0.00131 | 0.00125 | 7.1413 | 78.4011 | 0.04411 | 0.00132 | 0.00126
7.9365 | 0.028425 | 0.25914 | 0.01394 | 0.02165 | 8.4409 | 0.027235 | 0.57747 | 0.02484 | 0.03557 | 8.2891 | 0.027576 | 0.84153 | 0.03741 | 0.04352 | 8.2891 | 0.11126 | 0.20815 | 0.00925 | 0.01017 | 8.1189 | 0.11286 | 0.26734 | 0.01127 | 0.01157 | 8.5519 | 0.24643 | 0.22745 | 0.00933 | 0.00743 | 7.9896 | 0.70818 | 0.10897 | 0.00454 | 0.00307 | 8.1751 | 0.69738 | 0.12429 | 0.00527 | 0.00334 | 7.5 | 1.0576 | 0.08541 | 0.00354 | 0.0023 | 7.8555 | 1.3978 | 0.08064 | 0.00324 | 0.00204 | 8 | 1.3828 | 0.08879 | 0.00349 | 0.00217 | 8.1275 | 1.747 | 0.0783 | 0.00298 | 0.00192 | 8.2358 | 1.733 | 0.08485 | 0.00316 | 0.00201 | 8.3338 | 1.7209 | 0.09143 | 0.00333 | 0.00211 | 8.4219 | 2.1802 | 0.07866 | 0.00276 | 0.0018 | 8.0032 | 2.7265 | 0.06485 | 0.00226 | 0.00153 | 8.0976 | 2.7085 | 0.06924 | 0.00236 | 0.00159 | 7.7304 | 2.7786 | 0.06801 | 0.00232 | 0.00156 | 7.5047 | 3.7463 | 0.05492 | 0.00184 | 0.00132 | 7.4123 | 4.3597 | 0.05399 | 0.00186 | 0.00128 | 8.0423 | 4.7259 | 0.05532 | 0.00199 | 0.00124 | 7.765 | 4.802 | 0.05471 | 0.00196 | 0.00123 | 7.8193 | 6.0969 | 0.04923 | 0.00177 | 0.00112 | 7.8641 | 6.7193 | 0.05017 | 0.00178 | 0.00112 | 8.1156 | 6.6302 | 0.05518 | 0.00194 | 0.00119 | 8.3407 | 7.3126 | 0.05111 | 0.00178 | 0.00114 | 8.1327 | 7.3857 | 0.05506 | 0.00189 | 0.00119 | 8.1325 | 8.7578 | 0.04645 | 0.00159 | 0.00103 | 7.9627 | 8.8359 | 0.0498 | 0.00167 | 0.00108 | 7.8202 | 8.902 | 0.05317 | 0.00175 | 0.00112 | 7.821 | 10.4772 | 0.04657 | 0.00153 | 0.00106 | 7.5083 | 10.6475 | 0.04624 | 0.00151 | 0.00106 | 7.8518 | 11.1979 | 0.04663 | 0.0015 | 0.00103 | 7.701 | 12.0887 | 0.04441 | 0.00143 | 0.00103 | 8.0451 | 13.4997 | 0.04532 | 0.00152 | 0.00107 | 7.7673 | 15.5115 | 0.04211 | 0.00147 | 0.00122 | 7.8213 | 15.4716 | 0.04683 | 0.00162 | 0.0013 | 7.9453 | 16.1222 | 0.04362 | 0.00148 | 0.00109 | 7.7008 | 16.2925 | 0.0435 | 0.00147 | 0.0011 | 7.8212 | 17.2431 | 0.04166 | 0.00139 | 0.00102 | 7.8656 | 17.2132 | 0.04586 | 0.00152 | 0.00108 | 7.8657 | 18.9248 | 0.04226 | 0.00144 | 0.00109 | 8.3424 | 18.5941 | 0.04628 | 0.00155 | 0.00113 | 7.9349 | 20.9567 | 0.04642 | 0.00149 | 0.00112 | 7.6028 | 22.3482 | 0.0413 | 0.00136 | 0.0011 | 8.033 | 22.0074 | 0.04477 | 0.00144 | 0.00113 | 7.7002 | 23.1289 | 0.04082 | 0.00134 | 0.00107 | 7.7463 | 23.0989 | 0.04423 | 0.00143 | 0.00112 | 7.566 | 23.1994 | 0.04426 | 0.00143 | 0.00113 | 7.3111 | 26.7832 | 0.03937 | 0.00126 | 0.00106 | 7.2299 | 27.9445 | 0.0391 | 0.00126 | 0.00112 | 7.2987 | 27.8944 | 0.04209 | 0.00133 | 0.00117 | 7.5345 | 27.8148 | 0.04193 | 0.00134 | 0.00117 | 7.6164 | 29.8157 | 0.03862 | 0.00123 | 0.00106 | 7.4833 | 35.1424 | 0.03904 | 0.00131 | 0.00113 | 7.3459 | 35.243 | 0.03911 | 0.00131 | 0.00114 | 7.88 | 41.7891 | 0.04284 | 0.00142 | 0.00123 | 8.0706 | 42.2196 | 0.04112 | 0.00135 | 0.00108 | 7.7577 | 42.4111 | 0.04132 | 0.00135 | 0.00109 | 8.0938 | 42.2097 | 0.04523 | 0.00145 | 0.00114 | 8.5162 | 45.0749 | 0.04974 | 0.00158 | 0.00137 | 8.3384 | 46.9201 | 0.04859 | 0.00155 | 0.00137 | 8.18 | 48.3859 | 0.04784 | 0.00151 | 0.00126 | 8.4884 | 52.4274 | 0.04811 | 0.00148 | 0.00119 | 8.2873 | 51.2919 | 0.04871 | 0.00151 | 0.00126 | 8.8423 | 54.2952 | 0.0523 | 0.00158 | 0.00132 | 8.0821 | 59.3698 | 0.04931 | 0.00147 | 0.00125 | 8.1232 | 60.1914 | 0.04939 | 0.00151 | 0.00135 | 8.174 | 62.6669 | 0.04972 | 0.00146 | 0.00126 | 8.1347 | 63.5292 | 0.04926 | 0.00144 | 0.00124 | 7.7574 | 69.3083 | 0.04926 | 0.00144 | 0.0013 | 7.6581 | 78.604 | 0.04593 | 0.00134 | 0.00126 | 7.5614 | 78.5753 | 0.04607 | 0.00135 | 0.00127
8.9286 | 0.026183 | 0.31476 | 0.017 | 0.02593 | 8.9374 | 0.026164 | 0.63466 | 0.0268 | 0.03881 | 9.118 | 0.025795 | 0.98493 | 0.04359 | 0.05032 | 9.118 | 0.10405 | 0.24373 | 0.01078 | 0.01178 | 8.7434 | 0.10716 | 0.30218 | 0.01251 | 0.01295 | 9.2645 | 0.23282 | 0.25949 | 0.01049 | 0.00839 | 8.9883 | 0.65405 | 0.13153 | 0.00561 | 0.00362 | 9.0835 | 0.64945 | 0.14712 | 0.00623 | 0.00387 | 8.3333 | 0.98763 | 0.10044 | 0.00417 | 0.00264 | 8.5696 | 1.3247 | 0.09193 | 0.00364 | 0.00227 | 8.6667 | 1.3157 | 0.10019 | 0.00387 | 0.00239 | 8.7527 | 1.6719 | 0.08729 | 0.00326 | 0.00209 | 8.824 | 1.6639 | 0.0939 | 0.00343 | 0.00218 | 8.8894 | 1.6569 | 0.10053 | 0.00359 | 0.00227 | 8.9483 | 2.0991 | 0.08584 | 0.00296 | 0.00192 | 8.5034 | 2.6354 | 0.07059 | 0.00242 | 0.00163 | 8.5739 | 2.6234 | 0.075 | 0.00251 | 0.00169 | 8.1852 | 2.6925 | 0.07363 | 0.00246 | 0.00165 | 8.3385 | 3.5541 | 0.06335 | 0.00221 | 0.00145 | 8.3389 | 4.1274 | 0.06305 | 0.00227 | 0.00141 | 8.9359 | 4.4986 | 0.06365 | 0.00233 | 0.00136 | 8.6278 | 4.5737 | 0.0629 | 0.0023 | 0.00134 | 8.6013 | 5.8415 | 0.05567 | 0.002 | 0.0012 | 8.579 | 6.475 | 0.05599 | 0.00197 | 0.0012 | 8.7919 | 6.4059 | 0.06108 | 0.00212 | 0.00126 | 9.0358 | 7.0803 | 0.05645 | 0.00195 | 0.0012 | 8.7583 | 7.1714 | 0.06034 | 0.00204 | 0.00125 | 8.7581 | 8.4854 | 0.05091 | 0.00172 | 0.00109 | 8.5315 | 8.5816 | 0.05422 | 0.00179 | 0.00113 | 8.3415 | 8.6647 | 0.05754 | 0.00186 | 0.00117 | 8.3424 | 10.2068 | 0.05029 | 0.00162 | 0.0011 | 8.0088 | 10.3771 | 0.0499 | 0.0016 | 0.0011 | 8.8332 | 10.6871 | 0.05365 | 0.00181 | 0.00111 | 8.6637 | 11.5678 | 0.05091 | 0.00171 | 0.0011 | 8.9389 | 12.9989 | 0.05112 | 0.00174 | 0.00113 | 8.6304 | 14.9805 | 0.04715 | 0.00164 | 0.00126 | 8.6034 | 14.9906 | 0.05188 | 0.00178 | 0.00134 | 8.7399 | 15.6012 | 0.04846 | 0.00164 | 0.00113 | 8.4709 | 15.7715 | 0.0483 | 0.00163 | 0.00114 | 8.6033 | 16.7221 | 0.04618 | 0.00154 | 0.00106 | 8.5806 | 16.7422 | 0.05039 | 0.00165 | 0.00111 | 8.5807 | 18.4237 | 0.04638 | 0.00155 | 0.00113 | 9.0376 | 18.1232 | 0.05047 | 0.00166 | 0.00117 | 8.5452 | 20.4956 | 0.05013 | 0.00159 | 0.00115 | 8.2364 | 21.847 | 0.04478 | 0.00145 | 0.00112 | 8.6509 | 21.5263 | 0.0483 | 0.00153 | 0.00116 | 8.3419 | 22.7577 | 0.04417 | 0.00143 | 0.0011 | 8.3422 | 22.7578 | 0.04758 | 0.00151 | 0.00115 | 8.148 | 22.8682 | 0.0476 | 0.00151 | 0.00116 | 7.8735 | 26.3217 | 0.04226 | 0.00133 | 0.00108 | 7.786 | 27.493 | 0.04188 | 0.00132 | 0.00114 | 8.3413 | 27.0418 | 0.04769 | 0.00155 | 0.00121 | 8.6109 | 27.1321 | 0.04753 | 0.00156 | 0.00121 | 8.7045 | 28.9229 | 0.04385 | 0.00144 | 0.0011 | 8.4187 | 34.4393 | 0.04345 | 0.00145 | 0.00116 | 8.2641 | 34.5598 | 0.04352 | 0.00145 | 0.00116 | 8.668 | 41.1961 | 0.04654 | 0.00152 | 0.00125 | 8.8777 | 41.6865 | 0.04478 | 0.00145 | 0.0011 | 8.5334 | 41.9179 | 0.04496 | 0.00145 | 0.00112 | 8.8296 | 41.7169 | 0.04889 | 0.00155 | 0.00116 | 9.2259 | 44.7519 | 0.05316 | 0.00165 | 0.00139 | 9.0333 | 46.7068 | 0.05187 | 0.00162 | 0.00139 | 8.8092 | 48.1025 | 0.05103 | 0.00158 | 0.00128 | 9.0948 | 52.2441 | 0.05105 | 0.00154 | 0.00121 | 8.8792 | 51.0683 | 0.05171 | 0.00157 | 0.00128 | 9.395 | 54.0619 | 0.05514 | 0.00163 | 0.00133 | 8.5872 | 59.2558 | 0.0519 | 0.00152 | 0.00126 | 8.6309 | 60.0872 | 0.05195 | 0.00155 | 0.00137 | 8.6548 | 62.5527 | 0.05218 | 0.00151 | 0.00127 | 8.6133 | 63.395 | 0.05168 | 0.00149 | 0.00126 | 8.6193 | 69.279 | 0.0537 | 0.00158 | 0.00133 | 8.509 | 78.7042 | 0.04984 | 0.00146 | 0.00129 | 8.4016 | 78.7054 | 0.04998 | 0.00146 | 0.00129
9.9206 | 0.024312 | 0.37492 | 0.02006 | 0.03052 | 9.9305 | 0.024293 | 0.75579 | 0.03307 | 0.04564 | 9.9469 | 0.024264 | 1.14 | 0.04975 | 0.0575 | 9.9469 | 0.0978 | 0.28168 | 0.01231 | 0.01347 | 9.368 | 0.10205 | 0.33881 | 0.01376 | 0.0144 | 9.9772 | 0.22092 | 0.29332 | 0.01166 | 0.00938 | 9.987 | 0.60882 | 0.15587 | 0.00664 | 0.00421 | 9.9918 | 0.60862 | 0.17155 | 0.00719 | 0.00444 | 9.1667 | 0.92759 | 0.11649 | 0.00478 | 0.003 | 9.2837 | 1.2597 | 0.10382 | 0.00403 | 0.00251 | 9.3333 | 1.2557 | 0.11214 | 0.00425 | 0.00263 | 9.3779 | 1.6048 | 0.09667 | 0.00355 | 0.00227 | 9.4123 | 1.6008 | 0.10331 | 0.0037 | 0.00236 | 9.445 | 1.5978 | 0.10997 | 0.00385 | 0.00244 | 9.4747 | 2.0241 | 0.09329 | 0.00316 | 0.00205 | 9.0036 | 2.5504 | 0.07651 | 0.00257 | 0.00173 | 9.5265 | 2.4673 | 0.08708 | 0.00306 | 0.00188 | 9.0946 | 2.5354 | 0.08539 | 0.00299 | 0.00184 | 9.3809 | 3.3439 | 0.07449 | 0.00274 | 0.00162 | 9.2654 | 3.9222 | 0.0726 | 0.00266 | 0.00155 | 9.8295 | 4.2944 | 0.07239 | 0.00265 | 0.00148 | 9.4906 | 4.3695 | 0.0715 | 0.00261 | 0.00147 | 9.3832 | 5.6093 | 0.06238 | 0.00223 | 0.00129 | 9.2939 | 6.2497 | 0.06203 | 0.00216 | 0.00127 | 9.4682 | 6.1967 | 0.06718 | 0.0023 | 0.00133 | 9.7309 | 6.862 | 0.06196 | 0.00211 | 0.00127 | 9.3839 | 6.9702 | 0.06578 | 0.00219 | 0.00131 | 9.3837 | 8.2311 | 0.05551 | 0.00185 | 0.00114 | 9.1002 | 8.3443 | 0.05876 | 0.00191 | 0.00118 | 9.3842 | 8.2312 | 0.06664 | 0.00227 | 0.00127 | 9.3852 | 9.7042 | 0.05801 | 0.00197 | 0.00118 | 9.0099 | 9.8784 | 0.05749 | 0.00194 | 0.00118 | 9.8147 | 10.2265 | 0.06101 | 0.0021 | 0.00118 | 9.6263 | 11.0971 | 0.05769 | 0.00197 | 0.00117 | 9.8328 | 12.5282 | 0.05714 | 0.00194 | 0.00118 | 9.4934 | 14.4697 | 0.05237 | 0.0018 | 0.00131 | 9.3856 | 14.5299 | 0.05708 | 0.00193 | 0.00138 | 9.5344 | 15.1204 | 0.05346 | 0.00179 | 0.00117 | 9.241 | 15.2907 | 0.05324 | 0.00178 | 0.00118 | 9.3854 | 16.2312 | 0.05085 | 0.00168 | 0.0011 | 9.2957 | 16.2814 | 0.05504 | 0.00178 | 0.00115 | 9.2958 | 17.9528 | 0.0506 | 0.00167 | 0.00116 | 9.7328 | 17.6724 | 0.05477 | 0.00178 | 0.0012 | 9.766 | 19.6239 | 0.05779 | 0.00193 | 0.00121 | 8.87 | 21.3659 | 0.04834 | 0.00154 | 0.00115 | 9.8868 | 20.6045 | 0.0556 | 0.00186 | 0.00121 | 8.9836 | 22.3766 | 0.04758 | 0.00151 | 0.00113 | 9.5339 | 22.0458 | 0.05445 | 0.0018 | 0.0012 | 9.312 | 22.1862 | 0.05442 | 0.0018 | 0.00121 | 8.9983 | 25.4294 | 0.0482 | 0.00158 | 0.00113 | 8.8983 | 26.5905 | 0.04756 | 0.00155 | 0.00118 | 9.384 | 26.1997 | 0.05346 | 0.00176 | 0.00125 | 9.6872 | 26.41 | 0.05327 | 0.00177 | 0.00125 | 9.7925 | 28.0207 | 0.04925 | 0.00164 | 0.00113 | 9.3541 | 33.6968 | 0.04797 | 0.00159 | 0.00119 | 9.1823 | 33.8372 | 0.04801 | 0.00159 | 0.00119 | 9.456 | 40.5535 | 0.05031 | 0.00161 | 0.00127 | 9.6848 | 41.1039 | 0.0485 | 0.00154 | 0.00112 | 9.3092 | 41.3751 | 0.04865 | 0.00154 | 0.00114 | 9.5654 | 41.1944 | 0.0526 | 0.00164 | 0.00118 | 9.9356 | 44.3493 | 0.05661 | 0.00173 | 0.00141 | 9.7282 | 46.4139 | 0.05517 | 0.00169 | 0.00141 | 9.4384 | 47.7894 | 0.05423 | 0.00164 | 0.0013 | 9.7011 | 52.0112 | 0.054 | 0.0016 | 0.00123 | 9.4712 | 50.8152 | 0.05473 | 0.00163 | 0.0013 | 9.9476 | 53.7989 | 0.05799 | 0.00168 | 0.00135 | 9.0924 | 59.1022 | 0.0545 | 0.00156 | 0.00128 | 9.1386 | 59.9536 | 0.05451 | 0.0016 | 0.00138 | 9.6164 | 62.2156 | 0.0571 | 0.00167 | 0.0013 | 9.5703 | 63.0376 | 0.05655 | 0.00164 | 0.00129 | 9.6967 | 69.0495 | 0.05925 | 0.00177 | 0.00136 | 9.5727 | 78.5043 | 0.05473 | 0.00162 | 0.00131 | 9.4518 | 78.5453 | 0.05487 | 0.00162 | 0.00132
10.9127 | 0.022721 | 0.43951 | 0.02316 | 0.03541 | 11.1718 | 0.022342 | 0.91967 | 0.04194 | 0.05477 | 10.7759 | 0.022923 | 1.3 | 0.05594 | 0.06506 | 10.7759 | 0.092366 | 0.32195 | 0.01384 | 0.01526 | 9.9925 | 0.097481 | 0.37722 | 0.01503 | 0.01591 | 11.4025 | 0.2007 | 0.36621 | 0.01579 | 0.01152 | 10.9857 | 0.56999 | 0.18195 | 0.00766 | 0.00484 | 10.9002 | 0.5731 | 0.19756 | 0.00814 | 0.00504 | 10 | 0.87505 | 0.13354 | 0.0054 | 0.00337 | 9.9979 | 1.2016 | 0.1163 | 0.00443 | 0.00277 | 10 | 1.2016 | 0.12465 | 0.00464 | 0.00287 | 10.0031 | 1.5428 | 0.10643 | 0.00383 | 0.00245 | 10.0006 | 1.5428 | 0.11309 | 0.00397 | 0.00253 | 10.0006 | 1.5428 | 0.11976 | 0.00411 | 0.00262 | 10.5274 | 1.888 | 0.10902 | 0.0039 | 0.00232 | 10.004 | 2.3962 | 0.08894 | 0.00314 | 0.00193 | 10.7173 | 2.2962 | 0.10322 | 0.00385 | 0.00214 | 10.2315 | 2.3632 | 0.10109 | 0.00375 | 0.00209 | 10.4232 | 3.1597 | 0.08631 | 0.00323 | 0.0018 | 10.192 | 3.737 | 0.08264 | 0.00303 | 0.00169 | 10.7231 | 4.1083 | 0.08154 | 0.00297 | 0.00162 | 10.3534 | 4.1833 | 0.08049 | 0.00292 | 0.00159 | 10.1651 | 5.3971 | 0.06936 | 0.00245 | 0.00138 | 10.0089 | 6.0395 | 0.06829 | 0.00234 | 0.00135 | 10.1445 | 6.0015 | 0.07348 | 0.00247 | 0.00141 | 10.4259 | 6.6558 | 0.06764 | 0.00226 | 0.00134 | 10.0095 | 6.7779 | 0.07137 | 0.00233 | 0.00138 | 10.0093 | 7.9928 | 0.06024 | 0.00197 | 0.0012 | 10.2377 | 7.9097 | 0.06822 | 0.00235 | 0.00128 | 10.4269 | 7.8417 | 0.07621 | 0.00266 | 0.00137 | 10.428 | 9.2526 | 0.06612 | 0.00229 | 0.00126 | 10.011 | 9.4278 | 0.06546 | 0.00225 | 0.00126 | 10.7962 | 9.7979 | 0.06869 | 0.00237 | 0.00126 | 10.5889 | 10.6566 | 0.06476 | 0.00222 | 0.00124 | 10.7267 | 12.0876 | 0.06339 | 0.00214 | 0.00124 | 10.3564 | 13.989 | 0.05777 | 0.00196 | 0.00135 | 10.1677 | 14.0892 | 0.06245 | 0.00208 | 0.00142 | 10.3289 | 14.6597 | 0.05863 | 0.00194 | 0.00122 | 10.0111 | 14.84 | 0.05834 | 0.00193 | 0.00122 | 10.1675 | 15.7605 | 0.05565 | 0.00182 | 0.00114 | 10.0107 | 15.8507 | 0.05982 | 0.00191 | 0.00119 | 10.0109 | 17.492 | 0.05494 | 0.00179 | 0.00119 | 11.1232 | 16.821 | 0.06368 | 0.00219 | 0.00127 | 10.9867 | 18.8026 | 0.0658 | 0.00224 | 0.00127 | 10.1371 | 20.4242 | 0.0557 | 0.00186 | 0.0012 | 11.1226 | 19.7331 | 0.06322 | 0.00215 | 0.00127 | 10.2669 | 21.5948 | 0.05457 | 0.00181 | 0.00118 | 10.7256 | 21.3043 | 0.06154 | 0.00207 | 0.00125 | 10.476 | 21.4546 | 0.06147 | 0.00206 | 0.00126 | 10.1231 | 24.5475 | 0.05436 | 0.00181 | 0.00117 | 10.0106 | 25.6985 | 0.05344 | 0.00177 | 0.00122 | 10.4267 | 25.368 | 0.05942 | 0.00196 | 0.00129 | 10.7636 | 25.6682 | 0.05917 | 0.00196 | 0.00129 | 10.8806 | 27.1389 | 0.05482 | 0.00182 | 0.00117 | 10.2895 | 32.9246 | 0.05258 | 0.00173 | 0.00121 | 10.1005 | 33.0851 | 0.05261 | 0.00172 | 0.00122 | 10.244 | 39.8712 | 0.05413 | 0.0017 | 0.0013 | 10.4918 | 40.4616 | 0.05226 | 0.00163 | 0.00115 | 10.0849 | 40.7928 | 0.05239 | 0.00164 | 0.00116 | 10.3012 | 40.6223 | 0.05636 | 0.00172 | 0.0012 | 10.6452 | 43.897 | 0.0601 | 0.0018 | 0.00143 | 10.423 | 46.0614 | 0.0585 | 0.00176 | 0.00143 | 10.0676 | 47.4368 | 0.05746 | 0.00171 | 0.00132 | 10.3074 | 51.7385 | 0.05696 | 0.00165 | 0.00125 | 10.0631 | 50.5424 | 0.05776 | 0.00169 | 0.00132 | 11.0529 | 53.2338 | 0.06373 | 0.00187 | 0.00139 | 10.1026 | 58.7259 | 0.05972 | 0.00173 | 0.00131 | 10.154 | 59.5872 | 0.05965 | 0.00176 | 0.00141 | 10.8185 | 61.6483 | 0.06331 | 0.00189 | 0.00134 | 10.7666 | 62.4402 | 0.06267 | 0.00186 | 0.00132 | 10.7741 | 68.6317 | 0.06484 | 0.00194 | 0.00139 | 10.6363 | 77.9961 | 0.05964 | 0.00176 | 0.00134 | 10.502 | 78.0671 | 0.05977 | 0.00177 | 0.00135
11.9048 | 0.02135 | 0.50845 | 0.02632 | 0.04058 | 12.4131 | 0.020721 | 1.1 | 0.05049 | 0.06457 | 11.6048 | 0.021742 | 1.47 | 0.06218 | 0.07299 | 11.6048 | 0.087584 | 0.3645 | 0.01539 | 0.01713 | 11.2416 | 0.089616 | 0.45921 | 0.01941 | 0.01911 | 12.8278 | 0.18429 | 0.44602 | 0.01964 | 0.01383 | 11.9844 | 0.53617 | 0.20973 | 0.00868 | 0.0055 | 11.8085 | 0.54178 | 0.22512 | 0.00909 | 0.00567 | 10.8333 | 0.82862 | 0.15158 | 0.00602 | 0.00377 | 10.712 | 1.1486 | 0.12938 | 0.00483 | 0.00303 | 10.6667 | 1.1526 | 0.1377 | 0.00502 | 0.00313 | 10.6283 | 1.4868 | 0.11658 | 0.00411 | 0.00264 | 10.5889 | 1.4898 | 0.12322 | 0.00425 | 0.00272 | 11.1117 | 1.4457 | 0.14034 | 0.00508 | 0.00298 | 11.8434 | 1.7409 | 0.13021 | 0.00495 | 0.00268 | 11.2545 | 2.2251 | 0.10558 | 0.00396 | 0.0022 | 11.9082 | 2.1451 | 0.12054 | 0.00459 | 0.00242 | 11.3683 | 2.2111 | 0.1179 | 0.00447 | 0.00235 | 11.4655 | 2.9946 | 0.0988 | 0.0037 | 0.00199 | 11.1185 | 3.5679 | 0.09316 | 0.0034 | 0.00184 | 11.6167 | 3.9371 | 0.09109 | 0.00327 | 0.00175 | 11.2162 | 4.0122 | 0.08986 | 0.00322 | 0.00172 | 10.9471 | 5.1999 | 0.07662 | 0.00267 | 0.00148 | 10.7238 | 5.8433 | 0.07475 | 0.00253 | 0.00143 | 10.8208 | 5.8183 | 0.07998 | 0.00265 | 0.00149 | 11.121 | 6.4586 | 0.0735 | 0.00242 | 0.00141 | 11.2607 | 6.4206 | 0.08302 | 0.00287 | 0.00151 | 11.2604 | 7.5573 | 0.07013 | 0.00243 | 0.00131 | 11.3753 | 7.5193 | 0.07818 | 0.00275 | 0.00139 | 11.4696 | 7.4893 | 0.08624 | 0.00303 | 0.00147 | 11.4708 | 8.8412 | 0.07462 | 0.00259 | 0.00135 | 11.0121 | 9.0184 | 0.07379 | 0.00255 | 0.00134 | 11.7776 | 9.4065 | 0.07669 | 0.00264 | 0.00134 | 11.5516 | 10.2461 | 0.07211 | 0.00246 | 0.00131 | 11.6206 | 11.6671 | 0.06986 | 0.00234 | 0.0013 | 11.2195 | 13.5284 | 0.06336 | 0.00212 | 0.0014 | 10.9498 | 13.6686 | 0.06799 | 0.00223 | 0.00146 | 11.1235 | 14.2291 | 0.06395 | 0.00209 | 0.00126 | 10.7812 | 14.4193 | 0.0636 | 0.00207 | 0.00127 | 10.9496 | 15.3098 | 0.0606 | 0.00195 | 0.00119 | 11.4408 | 15.0295 | 0.06978 | 0.00239 | 0.00128 | 11.441 | 16.6407 | 0.06395 | 0.0022 | 0.00127 | 12.5136 | 16.0299 | 0.07304 | 0.00257 | 0.00134 | 12.2075 | 18.0215 | 0.07415 | 0.00254 | 0.00133 | 11.4042 | 19.5428 | 0.06339 | 0.00217 | 0.00126 | 12.3585 | 18.9119 | 0.07117 | 0.00244 | 0.00132 | 11.5503 | 20.7733 | 0.06183 | 0.00209 | 0.00124 | 11.9174 | 20.543 | 0.06889 | 0.00232 | 0.00131 | 11.64 | 20.7133 | 0.06876 | 0.00231 | 0.00131 | 11.2478 | 23.6959 | 0.06073 | 0.00203 | 0.00122 | 11.1229 | 24.8169 | 0.05953 | 0.00197 | 0.00126 | 11.4693 | 24.5465 | 0.06558 | 0.00215 | 0.00133 | 11.8399 | 24.9168 | 0.06525 | 0.00214 | 0.00133 | 11.9686 | 26.2574 | 0.06058 | 0.002 | 0.00121 | 11.2249 | 32.1429 | 0.0573 | 0.00185 | 0.00124 | 11.0188 | 32.3232 | 0.05731 | 0.00185 | 0.00125 | 11.032 | 39.1593 | 0.05802 | 0.00179 | 0.00132 | 11.2989 | 39.7996 | 0.05609 | 0.00173 | 0.00117 | 10.8607 | 40.1607 | 0.05619 | 0.00172 | 0.00118 | 11.037 | 40.0204 | 0.06017 | 0.00181 | 0.00122 | 11.3549 | 43.395 | 0.06362 | 0.00187 | 0.00145 | 11.1179 | 45.6391 | 0.06185 | 0.00182 | 0.00145 | 10.6969 | 47.0544 | 0.06072 | 0.00177 | 0.00134 | 10.9137 | 51.4262 | 0.05994 | 0.00171 | 0.00127 | 10.655 | 50.2499 | 0.06081 | 0.00175 | 0.00134 | 12.4345 | 52.4186 | 0.07101 | 0.00214 | 0.00143 | 11.3655 | 58.1096 | 0.06629 | 0.00197 | 0.00135 | 11.4232 | 58.9607 | 0.06614 | 0.00199 | 0.00145 | 12.0206 | 60.9424 | 0.06958 | 0.00209 | 0.00137 | 11.9629 | 61.7141 | 0.06886 | 0.00206 | 0.00136 | 11.8515 | 68.0653 | 0.07046 | 0.0021 | 0.00142 | 11.6999 | 77.2293 | 0.06459 | 0.0019 | 0.00136 | 11.5521 | 77.3503 | 0.06472 | 0.0019 | 0.00137
12.8968 | 0.02015 | 0.58166 | 0.02955 | 0.04603 | 13.6544 | 0.01934 | 1.29 | 0.05896 | 0.07501 | 12.4337 | 0.020691 | 1.65 | 0.06849 | 0.08127 | 12.4337 | 0.083331 | 0.4093 | 0.01696 | 0.0191 | 12.4906 | 0.083062 | 0.54805 | 0.02357 | 0.02254 | 14.2531 | 0.17069 | 0.53255 | 0.02339 | 0.01632 | 12.9831 | 0.50635 | 0.23921 | 0.00971 | 0.0062 | 12.7169 | 0.51396 | 0.25423 | 0.01005 | 0.00633 | 11.6667 | 0.78709 | 0.1706 | 0.00664 | 0.00418 | 11.4261 | 1.1005 | 0.14304 | 0.00524 | 0.0033 | 11.3333 | 1.1066 | 0.15131 | 0.00541 | 0.00339 | 11.2535 | 1.4337 | 0.1271 | 0.0044 | 0.00284 | 11.7654 | 1.3947 | 0.14455 | 0.00525 | 0.0031 | 12.5007 | 1.3407 | 0.16793 | 0.00645 | 0.00346 | 13.1593 | 1.6148 | 0.15313 | 0.00596 | 0.00306 | 12.505 | 2.076 | 0.12346 | 0.00472 | 0.00249 | 13.099 | 2.01 | 0.13904 | 0.00531 | 0.00271 | 12.5051 | 2.075 | 0.13583 | 0.00517 | 0.00263 | 12.5078 | 2.8465 | 0.11196 | 0.00416 | 0.00219 | 12.0451 | 3.4128 | 0.10417 | 0.00375 | 0.002 | 12.5103 | 3.779 | 0.10105 | 0.00358 | 0.00189 | 12.079 | 3.854 | 0.09964 | 0.00352 | 0.00186 | 11.729 | 5.0157 | 0.08414 | 0.00288 | 0.00157 | 11.4387 | 5.6591 | 0.08143 | 0.00271 | 0.00152 | 12.1733 | 5.48 | 0.09359 | 0.00329 | 0.00166 | 12.5111 | 6.0902 | 0.08576 | 0.00299 | 0.00156 | 12.5119 | 6.0902 | 0.09531 | 0.00337 | 0.00165 | 12.5116 | 7.1659 | 0.08058 | 0.00286 | 0.00143 | 12.5128 | 7.166 | 0.08866 | 0.00314 | 0.00151 | 12.5123 | 7.166 | 0.09673 | 0.00338 | 0.00158 | 12.5136 | 8.4628 | 0.0835 | 0.00289 | 0.00144 | 12.0132 | 8.641 | 0.0825 | 0.00285 | 0.00143 | 12.7591 | 9.0441 | 0.08503 | 0.0029 | 0.00142 | 12.5142 | 9.8697 | 0.07975 | 0.00269 | 0.00138 | 12.5145 | 11.2766 | 0.07656 | 0.00253 | 0.00136 | 12.0825 | 13.0879 | 0.06914 | 0.00228 | 0.00144 | 12.5141 | 12.8777 | 0.07958 | 0.00278 | 0.00155 | 12.7125 | 13.4381 | 0.07506 | 0.00262 | 0.00136 | 12.3213 | 13.6283 | 0.07457 | 0.0026 | 0.00136 | 12.5139 | 14.4587 | 0.07094 | 0.00245 | 0.00127 | 12.8709 | 14.2786 | 0.08028 | 0.00282 | 0.00136 | 12.8711 | 15.8397 | 0.07342 | 0.00259 | 0.00134 | 13.904 | 15.299 | 0.08286 | 0.00293 | 0.00142 | 13.4282 | 17.2905 | 0.08286 | 0.00283 | 0.00139 | 12.6714 | 18.7117 | 0.07143 | 0.00245 | 0.00132 | 13.5943 | 18.141 | 0.07947 | 0.00271 | 0.00138 | 12.8337 | 19.9521 | 0.06938 | 0.00235 | 0.00129 | 13.1091 | 19.772 | 0.07652 | 0.00257 | 0.00136 | 12.8039 | 19.9722 | 0.07632 | 0.00255 | 0.00137 | 12.3726 | 22.8647 | 0.06734 | 0.00224 | 0.00126 | 12.2351 | 23.9656 | 0.06583 | 0.00217 | 0.00131 | 12.512 | 23.7553 | 0.07195 | 0.00233 | 0.00137 | 12.9163 | 24.1556 | 0.07152 | 0.00233 | 0.00137 | 13.0567 | 25.4061 | 0.06653 | 0.00218 | 0.00125 | 12.1603 | 31.3513 | 0.06215 | 0.00198 | 0.00127 | 11.937 | 31.5417 | 0.06212 | 0.00198 | 0.00128 | 11.82 | 38.4276 | 0.06198 | 0.00188 | 0.00134 | 12.106 | 39.0979 | 0.05999 | 0.00181 | 0.00119 | 11.6365 | 39.509 | 0.06005 | 0.00181 | 0.00121 | 11.7728 | 39.3888 | 0.06404 | 0.00189 | 0.00125 | 12.0646 | 42.8632 | 0.06718 | 0.00194 | 0.00147 | 11.8128 | 45.1771 | 0.06524 | 0.00189 | 0.00147 | 11.3261 | 46.6522 | 0.064 | 0.00184 | 0.00136 | 12.1264 | 50.6822 | 0.06596 | 0.00191 | 0.0013 | 11.8389 | 49.5955 | 0.06697 | 0.00196 | 0.00138 | 13.8161 | 51.5143 | 0.0784 | 0.00239 | 0.00147 | 12.6283 | 57.3644 | 0.07295 | 0.00219 | 0.00139 | 12.6925 | 58.1654 | 0.0727 | 0.0022 | 0.00148 | 13.2226 | 60.1175 | 0.07593 | 0.00228 | 0.00141 | 13.1592 | 60.879 | 0.07513 | 0.00225 | 0.00139 | 12.9289 | 67.3699 | 0.07613 | 0.00225 | 0.00145 | 12.7636 | 76.2736 | 0.0696 | 0.00203 | 0.00139 | 12.6023 | 76.4345 | 0.06971 | 0.00203 | 0.00139
13.8889 | 0.019099 | 0.65907 | 0.03284 | 0.05176 | 14.8957 | 0.018159 | 1.49 | 0.06744 | 0.08607 | 13.2626 | 0.019751 | 1.84 | 0.07488 | 0.08992 | 13.2626 | 0.079529 | 0.45633 | 0.01854 | 0.02115 | 13.7397 | 0.077509 | 0.64357 | 0.02763 | 0.0262 | 15.6784 | 0.15918 | 0.62568 | 0.02711 | 0.01897 | 13.9818 | 0.47963 | 0.27037 | 0.01074 | 0.00694 | 13.6252 | 0.48884 | 0.28487 | 0.01102 | 0.00702 | 12.5 | 0.74967 | 0.19059 | 0.00726 | 0.00461 | 12.1403 | 1.0565 | 0.15728 | 0.00565 | 0.00358 | 12 | 1.0655 | 0.16546 | 0.0058 | 0.00366 | 12.5039 | 1.3407 | 0.14926 | 0.00545 | 0.00325 | 13.2361 | 1.2916 | 0.17317 | 0.00668 | 0.00362 | 13.8897 | 1.2516 | 0.19759 | 0.00775 | 0.00397 | 14.4752 | 1.5067 | 0.17776 | 0.00694 | 0.00347 | 13.7555 | 1.9419 | 0.1426 | 0.00548 | 0.0028 | 14.2898 | 1.8899 | 0.15876 | 0.00603 | 0.00302 | 13.6419 | 1.954 | 0.15492 | 0.00586 | 0.00292 | 13.5501 | 2.7114 | 0.12579 | 0.00462 | 0.00239 | 12.9716 | 3.2687 | 0.11567 | 0.00411 | 0.00216 | 13.4039 | 3.6309 | 0.11143 | 0.00389 | 0.00203 | 12.9417 | 3.7059 | 0.1098 | 0.00382 | 0.002 | 12.5109 | 4.8436 | 0.09193 | 0.0031 | 0.00167 | 12.8685 | 5.3188 | 0.09544 | 0.00337 | 0.00169 | 13.5259 | 5.1747 | 0.10802 | 0.00389 | 0.00183 | 13.9012 | 5.7529 | 0.09874 | 0.00353 | 0.00171 | 13.7631 | 5.785 | 0.10826 | 0.00385 | 0.0018 | 13.7627 | 6.8116 | 0.09158 | 0.00327 | 0.00155 | 13.6503 | 6.8417 | 0.09963 | 0.00351 | 0.00163 | 13.5549 | 6.8677 | 0.10769 | 0.00373 | 0.0017 | 13.5564 | 8.1135 | 0.09278 | 0.00319 | 0.00153 | 13.0143 | 8.2926 | 0.09158 | 0.00313 | 0.00152 | 13.7406 | 8.7068 | 0.09369 | 0.00316 | 0.00151 | 13.4768 | 9.5133 | 0.08768 | 0.00293 | 0.00146 | 14.3023 | 10.5459 | 0.09067 | 0.00324 | 0.00149 | 13.8086 | 12.267 | 0.08127 | 0.00287 | 0.00154 | 14.0783 | 12.1469 | 0.09188 | 0.00329 | 0.00165 | 14.3016 | 12.7073 | 0.08683 | 0.00312 | 0.00146 | 13.8615 | 12.9075 | 0.08616 | 0.00308 | 0.00145 | 14.0781 | 13.6879 | 0.08186 | 0.00291 | 0.00137 | 14.301 | 13.5878 | 0.09131 | 0.00323 | 0.00145 | 14.3012 | 15.0988 | 0.08336 | 0.00295 | 0.00142 | 15.2943 | 14.6083 | 0.09315 | 0.00328 | 0.0015 | 14.649 | 16.5998 | 0.09193 | 0.00312 | 0.00146 | 13.9385 | 17.9307 | 0.07982 | 0.00273 | 0.00138 | 14.8302 | 17.4102 | 0.08812 | 0.00298 | 0.00145 | 14.117 | 19.1312 | 0.07725 | 0.00261 | 0.00135 | 14.3009 | 19.0111 | 0.08445 | 0.00281 | 0.00142 | 13.9679 | 19.2214 | 0.08416 | 0.00279 | 0.00142 | 13.4974 | 22.0636 | 0.07418 | 0.00244 | 0.00131 | 13.3474 | 23.1444 | 0.07236 | 0.00236 | 0.00135 | 13.5547 | 22.9943 | 0.07853 | 0.00252 | 0.00141 | 13.9926 | 23.4045 | 0.07798 | 0.0025 | 0.00142 | 14.1447 | 24.575 | 0.07269 | 0.00235 | 0.00129 | 13.0957 | 30.57 | 0.06711 | 0.00211 | 0.0013 | 12.8552 | 30.7703 | 0.06706 | 0.0021 | 0.00131 | 12.608 | 37.6861 | 0.06602 | 0.00197 | 0.00136 | 12.913 | 38.3864 | 0.06396 | 0.0019 | 0.00122 | 12.4122 | 38.8274 | 0.06397 | 0.0019 | 0.00123 | 12.5086 | 38.7473 | 0.06797 | 0.00198 | 0.00127 | 12.7743 | 42.2916 | 0.07079 | 0.00201 | 0.00149 | 12.5076 | 44.6753 | 0.06866 | 0.00195 | 0.00149 | 12.5846 | 45.7886 | 0.07065 | 0.00207 | 0.00139 | 13.6422 | 49.5981 | 0.07363 | 0.00221 | 0.00134 | 13.3188 | 48.6711 | 0.07479 | 0.00226 | 0.00142 | 15.1977 | 50.5508 | 0.08593 | 0.00262 | 0.00151 | 13.8911 | 56.5201 | 0.0797 | 0.00239 | 0.00143 | 13.9617 | 57.251 | 0.07936 | 0.0024 | 0.00152 | 14.4247 | 59.2033 | 0.08237 | 0.00246 | 0.00144 | 14.3554 | 59.9647 | 0.08149 | 0.00243 | 0.00143 | 14.0063 | 66.5652 | 0.08187 | 0.0024 | 0.00148 | 13.8272 | 75.1787 | 0.07467 | 0.00216 | 0.00141 | 13.6525 | 75.3595 | 0.07478 | 0.00216 | 0.00142
14.881 | 0.018168 | 0.74061 | 0.03622 | 0.05776 | 16.137 | 0.017128 | 1.71 | 0.076 | 0.09774 | 14.9204 | 0.018139 | 2.25 | 0.0967 | 0.10826 | 14.9204 | 0.072985 | 0.55684 | 0.02397 | 0.0255 | 14.9888 | 0.072746 | 0.74564 | 0.03167 | 0.03009 | 17.1038 | 0.14927 | 0.72526 | 0.03084 | 0.02179 | 14.9805 | 0.45562 | 0.30323 | 0.01179 | 0.00771 | 14.5336 | 0.46603 | 0.31705 | 0.012 | 0.00775 | 13.3333 | 0.71565 | 0.21157 | 0.0079 | 0.00506 | 12.8544 | 1.0155 | 0.17211 | 0.00606 | 0.00387 | 13.3333 | 0.99038 | 0.19538 | 0.00724 | 0.00423 | 14.0669 | 1.2406 | 0.17905 | 0.00694 | 0.00379 | 14.7067 | 1.2036 | 0.20398 | 0.00803 | 0.00416 | 15.2786 | 1.1726 | 0.2293 | 0.009 | 0.00452 | 15.7911 | 1.4117 | 0.20411 | 0.00792 | 0.0039 | 15.006 | 1.8229 | 0.16302 | 0.00622 | 0.00313 | 15.4806 | 1.7808 | 0.17971 | 0.00675 | 0.00334 | 14.7788 | 1.8429 | 0.17516 | 0.00655 | 0.00323 | 14.5925 | 2.5873 | 0.1403 | 0.00508 | 0.00261 | 13.8982 | 3.1346 | 0.12768 | 0.00447 | 0.00233 | 14.2975 | 3.4927 | 0.12222 | 0.00419 | 0.00218 | 13.8045 | 3.5678 | 0.12037 | 0.00412 | 0.00214 | 14.0748 | 4.5293 | 0.10834 | 0.00389 | 0.00188 | 14.2984 | 5.0126 | 0.11033 | 0.004 | 0.00187 | 14.8785 | 4.8965 | 0.12329 | 0.00447 | 0.00201 | 15.2914 | 5.4417 | 0.11248 | 0.00404 | 0.00187 | 15.0143 | 5.5018 | 0.12188 | 0.00432 | 0.00195 | 15.0139 | 6.4874 | 0.10314 | 0.00367 | 0.00168 | 14.7879 | 6.5444 | 0.11112 | 0.00388 | 0.00175 | 14.5976 | 6.5925 | 0.11911 | 0.00408 | 0.00181 | 14.5991 | 7.7902 | 0.10244 | 0.00348 | 0.00163 | 14.0154 | 7.9683 | 0.10103 | 0.00342 | 0.00161 | 15.7035 | 8.0953 | 0.112 | 0.0041 | 0.00169 | 15.4021 | 8.8637 | 0.10443 | 0.00378 | 0.00162 | 16.0901 | 9.8903 | 0.10572 | 0.00389 | 0.00163 | 15.5347 | 11.5263 | 0.0942 | 0.00341 | 0.00165 | 15.6426 | 11.4863 | 0.10489 | 0.00378 | 0.00175 | 15.8907 | 12.0466 | 0.09925 | 0.00359 | 0.00156 | 15.4017 | 12.2468 | 0.09839 | 0.00355 | 0.00155 | 15.6424 | 12.9772 | 0.0934 | 0.00334 | 0.00146 | 15.7311 | 12.9372 | 0.10291 | 0.00363 | 0.00155 | 15.7314 | 14.3981 | 0.09379 | 0.00331 | 0.0015 | 16.6847 | 13.9677 | 0.10391 | 0.00362 | 0.00158 | 15.8697 | 15.9491 | 0.10138 | 0.0034 | 0.00153 | 15.2057 | 17.1899 | 0.08858 | 0.00301 | 0.00144 | 16.066 | 16.7195 | 0.09714 | 0.00325 | 0.00151 | 15.4004 | 18.3304 | 0.08546 | 0.00286 | 0.00141 | 15.4926 | 18.2704 | 0.09269 | 0.00305 | 0.00148 | 15.1319 | 18.4906 | 0.09231 | 0.00303 | 0.00148 | 14.6222 | 21.2927 | 0.08127 | 0.00265 | 0.00136 | 14.4597 | 22.3534 | 0.07912 | 0.00256 | 0.0014 | 14.5973 | 22.2534 | 0.08532 | 0.0027 | 0.00145 | 15.069 | 22.6736 | 0.08465 | 0.00268 | 0.00146 | 15.2328 | 23.7741 | 0.07904 | 0.00252 | 0.00133 | 14.0311 | 29.7788 | 0.07221 | 0.00223 | 0.00133 | 13.7735 | 29.9992 | 0.07212 | 0.00222 | 0.00134 | 13.396 | 36.9447 | 0.07014 | 0.00206 | 0.00138 | 13.7201 | 37.655 | 0.068 | 0.00199 | 0.00124 | 13.188 | 38.136 | 0.06797 | 0.00198 | 0.00125 | 13.2444 | 38.0859 | 0.07198 | 0.00206 | 0.00129 | 14.1937 | 41.0889 | 0.07817 | 0.00227 | 0.00153 | 13.8974 | 43.5822 | 0.07562 | 0.00219 | 0.00153 | 14.1576 | 44.6048 | 0.07915 | 0.0024 | 0.00144 | 15.1579 | 48.3847 | 0.08147 | 0.00247 | 0.00138 | 14.7987 | 47.6575 | 0.08277 | 0.00253 | 0.00146 | 16.5793 | 49.5378 | 0.09361 | 0.00284 | 0.00155 | 15.154 | 55.5964 | 0.08655 | 0.00259 | 0.00146 | 15.231 | 56.2473 | 0.08613 | 0.00259 | 0.00155 | 15.6267 | 58.2197 | 0.08891 | 0.00263 | 0.00148 | 15.5517 | 58.9811 | 0.08795 | 0.0026 | 0.00146 | 15.0837 | 65.6812 | 0.08768 | 0.00254 | 0.00151 | 14.8908 | 73.9744 | 0.07982 | 0.00228 | 0.00144 | 14.7027 | 74.1852 | 0.07992 | 0.00228 | 0.00144
15.873 | 0.017338 | 0.82622 | 0.03967 | 0.06403 | 17.3784 | 0.016218 | 1.94 | 0.08466 | 0.11001 | 16.5782 | 0.016789 | 2.68 | 0.11747 | 0.12796 | 16.5782 | 0.067562 | 0.6659 | 0.02914 | 0.03017 | 16.2378 | 0.068603 | 0.85414 | 0.03572 | 0.03418 | 18.5291 | 0.14067 | 0.83118 | 0.03459 | 0.02476 | 15.9792 | 0.43381 | 0.33777 | 0.01285 | 0.00851 | 15.4419 | 0.44532 | 0.35077 | 0.013 | 0.0085 | 14.1667 | 0.68463 | 0.23351 | 0.00854 | 0.00553 | 14.2827 | 0.94305 | 0.2035 | 0.00757 | 0.00448 | 15 | 0.91003 | 0.23585 | 0.0093 | 0.00499 | 15.6299 | 1.1545 | 0.21115 | 0.00835 | 0.00437 | 16.1774 | 1.1265 | 0.23696 | 0.00934 | 0.00474 | 16.6676 | 1.1035 | 0.26308 | 0.01024 | 0.00509 | 17.1071 | 1.3296 | 0.23215 | 0.0089 | 0.00436 | 16.2565 | 1.7158 | 0.18475 | 0.00698 | 0.00347 | 16.6714 | 1.6818 | 0.20191 | 0.00748 | 0.00368 | 15.9156 | 1.7438 | 0.1966 | 0.00725 | 0.00355 | 15.6348 | 2.4732 | 0.15549 | 0.00554 | 0.00283 | 14.8247 | 3.0095 | 0.14019 | 0.00482 | 0.0025 | 16.0846 | 3.2416 | 0.14506 | 0.00532 | 0.00249 | 15.5301 | 3.3156 | 0.14272 | 0.00522 | 0.00244 | 15.6387 | 4.2481 | 0.12587 | 0.00464 | 0.00211 | 15.7282 | 4.7344 | 0.1261 | 0.0046 | 0.00206 | 16.2311 | 4.6433 | 0.13941 | 0.00504 | 0.0022 | 16.6815 | 5.1555 | 0.12699 | 0.00455 | 0.00204 | 16.2655 | 5.2386 | 0.1362 | 0.00479 | 0.00211 | 16.265 | 6.1911 | 0.11527 | 0.00406 | 0.00182 | 15.9254 | 6.2692 | 0.12312 | 0.00425 | 0.00188 | 16.683 | 6.0971 | 0.14336 | 0.00535 | 0.00206 | 16.6847 | 7.2077 | 0.12296 | 0.00455 | 0.00184 | 16.0176 | 7.3849 | 0.12108 | 0.00446 | 0.00181 | 17.6665 | 7.5569 | 0.13166 | 0.00497 | 0.00188 | 17.3274 | 8.2883 | 0.12236 | 0.00457 | 0.00179 | 17.8779 | 9.2998 | 0.12175 | 0.00451 | 0.00178 | 17.2607 | 10.8557 | 0.10795 | 0.00394 | 0.00176 | 17.2069 | 10.8758 | 0.11865 | 0.00426 | 0.00186 | 17.4797 | 11.4461 | 0.11234 | 0.00405 | 0.00167 | 16.9418 | 11.6463 | 0.11127 | 0.004 | 0.00166 | 17.2066 | 12.3266 | 0.10555 | 0.00377 | 0.00157 | 17.1612 | 12.3367 | 0.11508 | 0.00403 | 0.00164 | 17.1615 | 13.7575 | 0.10471 | 0.00366 | 0.00158 | 18.0751 | 13.3672 | 0.11516 | 0.00396 | 0.00167 | 17.0905 | 15.3285 | 0.11122 | 0.00368 | 0.0016 | 16.4728 | 16.4993 | 0.0977 | 0.00328 | 0.00151 | 17.3019 | 16.0689 | 0.10651 | 0.00352 | 0.00158 | 16.6838 | 17.5497 | 0.09403 | 0.00312 | 0.00147 | 16.6843 | 17.5497 | 0.10128 | 0.00329 | 0.00154 | 16.2959 | 17.7799 | 0.10079 | 0.00326 | 0.00154 | 15.747 | 20.5619 | 0.08862 | 0.00285 | 0.00141 | 15.572 | 21.5926 | 0.08612 | 0.00275 | 0.00144 | 15.64 | 21.5426 | 0.09234 | 0.00288 | 0.0015 | 16.1454 | 21.9528 | 0.09154 | 0.00286 | 0.0015 | 16.3208 | 23.0033 | 0.08562 | 0.00269 | 0.00138 | 14.9666 | 29.0078 | 0.07744 | 0.00235 | 0.00136 | 14.6917 | 29.2381 | 0.07731 | 0.00235 | 0.00137 | 14.184 | 36.1935 | 0.07434 | 0.00214 | 0.0014 | 14.5271 | 36.9138 | 0.07213 | 0.00208 | 0.00126 | 13.9638 | 37.4247 | 0.07204 | 0.00207 | 0.00127 | 14.7159 | 36.7437 | 0.0802 | 0.00237 | 0.00134 | 15.9679 | 39.506 | 0.08771 | 0.00265 | 0.00158 | 15.6346 | 42.1091 | 0.0846 | 0.00254 | 0.00158 | 15.7307 | 43.3618 | 0.08789 | 0.0027 | 0.00149 | 16.6737 | 47.102 | 0.08952 | 0.00273 | 0.00143 | 16.2785 | 46.5745 | 0.09093 | 0.00278 | 0.00151 | 17.961 | 48.4953 | 0.10145 | 0.00305 | 0.00159 | 16.4168 | 54.6133 | 0.09353 | 0.00277 | 0.0015 | 16.5002 | 55.1641 | 0.09303 | 0.00277 | 0.00159 | 16.8288 | 57.1966 | 0.09557 | 0.0028 | 0.00151 | 16.748 | 57.9679 | 0.09452 | 0.00276 | 0.0015 | 16.1611 | 64.7276 | 0.09358 | 0.00267 | 0.00154 | 15.9545 | 72.6907 | 0.08507 | 0.0024 | 0.00146 | 15.7529 | 72.9414 | 0.08514 | 0.0024 | 0.00147
16.8651 | 0.016578 | 0.91585 | 0.0432 | 0.07056 | 18.6197 | 0.015417 | 2.18 | 0.09345 | 0.12287 | 18.2361 | 0.015658 | 3.16 | 0.13785 | 0.14898 | 18.2361 | 0.062979 | 0.78331 | 0.03421 | 0.03517 | 17.4869 | 0.064961 | 0.96897 | 0.03979 | 0.03849 | 19.9544 | 0.13316 | 0.94332 | 0.03838 | 0.02789 | 16.9779 | 0.414 | 0.37401 | 0.01393 | 0.00935 | 16.3503 | 0.42621 | 0.38603 | 0.01401 | 0.00928 | 15 | 0.65612 | 0.25643 | 0.00919 | 0.00601 | 16.068 | 0.8648 | 0.24604 | 0.00975 | 0.00531 | 16.6667 | 0.84119 | 0.27976 | 0.01126 | 0.00581 | 17.1929 | 1.0795 | 0.24557 | 0.00972 | 0.00499 | 17.6481 | 1.0595 | 0.27213 | 0.01064 | 0.00535 | 18.0566 | 1.0415 | 0.29892 | 0.01149 | 0.00569 | 18.423 | 1.2566 | 0.26187 | 0.00989 | 0.00484 | 17.507 | 1.6188 | 0.20781 | 0.00774 | 0.00383 | 17.8622 | 1.5937 | 0.22538 | 0.00822 | 0.00404 | 17.0524 | 1.6528 | 0.21923 | 0.00796 | 0.00389 | 16.6771 | 2.3681 | 0.17136 | 0.006 | 0.00306 | 16.6778 | 2.7833 | 0.16675 | 0.00615 | 0.00286 | 17.8718 | 3.0194 | 0.16963 | 0.00639 | 0.00282 | 17.2557 | 3.0925 | 0.16672 | 0.00626 | 0.00276 | 17.2026 | 3.9969 | 0.14452 | 0.00536 | 0.00234 | 17.1581 | 4.4822 | 0.14279 | 0.00518 | 0.00226 | 17.5837 | 4.4111 | 0.1564 | 0.0056 | 0.00239 | 18.0716 | 4.8943 | 0.14229 | 0.00506 | 0.00222 | 17.5166 | 4.9954 | 0.15122 | 0.00526 | 0.00228 | 17.5162 | 5.9179 | 0.12797 | 0.00446 | 0.00196 | 18.2004 | 5.7779 | 0.14866 | 0.0056 | 0.00215 | 18.7684 | 5.6668 | 0.16952 | 0.00653 | 0.00233 | 18.7703 | 6.7004 | 0.14509 | 0.00554 | 0.00206 | 18.0198 | 6.8755 | 0.14265 | 0.00542 | 0.00202 | 19.6294 | 7.0815 | 0.15268 | 0.00581 | 0.00209 | 19.2526 | 7.7769 | 0.14151 | 0.00533 | 0.00198 | 19.6657 | 8.7714 | 0.13877 | 0.00513 | 0.00193 | 18.9868 | 10.2453 | 0.12252 | 0.00446 | 0.00188 | 18.7711 | 10.3254 | 0.13317 | 0.00474 | 0.00197 | 19.0688 | 10.8857 | 0.12611 | 0.0045 | 0.00179 | 18.482 | 11.0858 | 0.1248 | 0.00444 | 0.00177 | 18.7708 | 11.7261 | 0.11835 | 0.00419 | 0.00167 | 18.5913 | 11.7862 | 0.12782 | 0.00442 | 0.00175 | 18.5916 | 13.157 | 0.11614 | 0.00401 | 0.00167 | 19.4655 | 12.8067 | 0.12691 | 0.00431 | 0.00176 | 18.3112 | 14.758 | 0.12144 | 0.00396 | 0.00167 | 17.7399 | 15.8487 | 0.10721 | 0.00355 | 0.00158 | 18.5377 | 15.4684 | 0.11627 | 0.00379 | 0.00165 | 17.9671 | 16.819 | 0.10298 | 0.00337 | 0.00154 | 17.8761 | 16.8691 | 0.11021 | 0.00353 | 0.0016 | 17.4599 | 17.1093 | 0.10961 | 0.0035 | 0.0016 | 16.8718 | 19.8612 | 0.09623 | 0.00305 | 0.00146 | 16.6843 | 20.8619 | 0.09336 | 0.00294 | 0.00149 | 16.6827 | 20.8719 | 0.09959 | 0.00306 | 0.00154 | 17.2217 | 21.2521 | 0.09866 | 0.00304 | 0.00155 | 17.4089 | 22.2725 | 0.09241 | 0.00286 | 0.00142 | 15.902 | 28.2469 | 0.08281 | 0.00248 | 0.00139 | 15.6099 | 28.4872 | 0.08264 | 0.00247 | 0.0014 | 15.7599 | 34.7115 | 0.08302 | 0.00248 | 0.00145 | 16.1413 | 35.4417 | 0.08063 | 0.00241 | 0.00131 | 15.5153 | 36.0125 | 0.08041 | 0.00239 | 0.00132 | 16.5554 | 35.0614 | 0.09091 | 0.00282 | 0.00139 | 17.7421 | 37.9138 | 0.09764 | 0.003 | 0.00163 | 17.3717 | 40.5866 | 0.09389 | 0.00286 | 0.00163 | 17.3038 | 42.0792 | 0.09689 | 0.00299 | 0.00154 | 18.1895 | 45.7896 | 0.0978 | 0.00297 | 0.00147 | 17.7584 | 45.462 | 0.09928 | 0.00303 | 0.00155 | 19.3426 | 47.4531 | 0.10946 | 0.00326 | 0.00163 | 17.6796 | 53.6006 | 0.10063 | 0.00295 | 0.00153 | 17.7695 | 54.0414 | 0.10007 | 0.00294 | 0.00162 | 18.0308 | 56.1439 | 0.10236 | 0.00296 | 0.00155 | 17.9443 | 56.9351 | 0.10121 | 0.00292 | 0.00153 | 17.2386 | 63.7445 | 0.09956 | 0.00281 | 0.00157 | 17.0181 | 71.3774 | 0.0904 | 0.00252 | 0.00148 | 16.8031 | 71.6481 | 0.09046 | 0.00252 | 0.00149
17.8571 | 0.015897 | 1.01 | 0.04681 | 0.07735 | 19.861 | 0.014697 | 2.43 | 0.10238 | 0.13631 | 19.8939 | 0.014687 | 3.66 | 0.15814 | 0.17129 | 19.8939 | 0.059047 | 0.90891 | 0.03926 | 0.04048 | 19.985 | 0.058848 | 1.22 | 0.05405 | 0.04773 | 21.3797 | 0.12656 | 1.06 | 0.04221 | 0.03118 | 17.9766 | 0.39579 | 0.41196 | 0.01502 | 0.01023 | 18.167 | 0.39259 | 0.46114 | 0.01775 | 0.01095 | 16.6667 | 0.60569 | 0.30517 | 0.01159 | 0.00704 | 17.8533 | 0.79797 | 0.29229 | 0.01182 | 0.00619 | 18.3333 | 0.78166 | 0.32714 | 0.01318 | 0.00668 | 18.7559 | 1.0125 | 0.28232 | 0.01108 | 0.00564 | 19.1188 | 0.99835 | 0.30949 | 0.01194 | 0.00599 | 19.4455 | 0.98575 | 0.33683 | 0.01274 | 0.00633 | 19.7389 | 1.1926 | 0.29325 | 0.01089 | 0.00535 | 18.7575 | 1.5327 | 0.2322 | 0.00851 | 0.00422 | 19.0531 | 1.5137 | 0.25012 | 0.00897 | 0.00442 | 18.1893 | 1.5707 | 0.24308 | 0.00868 | 0.00425 | 18.7617 | 2.18 | 0.20519 | 0.00772 | 0.00355 | 18.5309 | 2.5862 | 0.1954 | 0.0074 | 0.00325 | 19.659 | 2.8243 | 0.19595 | 0.00742 | 0.00317 | 18.9812 | 2.8954 | 0.1924 | 0.00727 | 0.0031 | 18.7664 | 3.7718 | 0.16432 | 0.00607 | 0.00259 | 18.5879 | 4.252 | 0.1604 | 0.00577 | 0.00247 | 18.9363 | 4.2 | 0.17425 | 0.00616 | 0.0026 | 19.4617 | 4.6552 | 0.15839 | 0.00556 | 0.00241 | 20.019 | 4.5661 | 0.18342 | 0.00698 | 0.00263 | 20.0185 | 5.4356 | 0.15507 | 0.0059 | 0.00226 | 20.4755 | 5.3556 | 0.1763 | 0.00685 | 0.00244 | 20.8538 | 5.2916 | 0.1976 | 0.00766 | 0.00261 | 20.8559 | 6.2601 | 0.16883 | 0.0065 | 0.0023 | 20.022 | 6.4292 | 0.16578 | 0.00635 | 0.00225 | 21.5923 | 6.6632 | 0.17506 | 0.00663 | 0.0023 | 21.1779 | 7.3226 | 0.16189 | 0.00607 | 0.00217 | 21.4535 | 8.3001 | 0.15679 | 0.00574 | 0.00209 | 20.7129 | 9.7089 | 0.13794 | 0.00498 | 0.00201 | 20.3354 | 9.822 | 0.14844 | 0.00522 | 0.0021 | 20.6579 | 10.3853 | 0.14057 | 0.00496 | 0.00191 | 20.0222 | 10.5854 | 0.13899 | 0.00488 | 0.00189 | 20.3351 | 11.1757 | 0.13178 | 0.00461 | 0.00179 | 20.0215 | 11.2858 | 0.14115 | 0.00482 | 0.00185 | 20.0217 | 12.5966 | 0.12809 | 0.00436 | 0.00177 | 20.8559 | 12.2963 | 0.13916 | 0.00465 | 0.00185 | 19.532 | 14.2276 | 0.13205 | 0.00424 | 0.00175 | 19.0071 | 15.2482 | 0.1171 | 0.00382 | 0.00165 | 19.7736 | 14.8979 | 0.12639 | 0.00405 | 0.00172 | 19.2505 | 16.1285 | 0.11231 | 0.00363 | 0.00161 | 19.0678 | 16.2186 | 0.11951 | 0.00377 | 0.00166 | 18.6239 | 16.4588 | 0.11877 | 0.00374 | 0.00166 | 17.9965 | 19.1906 | 0.1041 | 0.00326 | 0.00151 | 17.7966 | 20.1812 | 0.10085 | 0.00313 | 0.00154 | 17.7253 | 20.2213 | 0.10708 | 0.00325 | 0.00159 | 18.2981 | 20.5915 | 0.10601 | 0.00321 | 0.0016 | 18.497 | 21.5719 | 0.09942 | 0.00303 | 0.00147 | 16.8374 | 27.506 | 0.08832 | 0.0026 | 0.00143 | 16.5282 | 27.7563 | 0.0881 | 0.00259 | 0.00143 | 17.7299 | 32.9294 | 0.09439 | 0.00296 | 0.00151 | 18.1589 | 33.6396 | 0.09176 | 0.00288 | 0.00137 | 17.4547 | 34.2603 | 0.09136 | 0.00285 | 0.00138 | 18.3949 | 33.4395 | 0.10213 | 0.00324 | 0.00145 | 19.5163 | 36.3618 | 0.10799 | 0.00335 | 0.00169 | 19.1089 | 39.0744 | 0.10355 | 0.00318 | 0.00168 | 18.8768 | 40.8071 | 0.10616 | 0.00327 | 0.00159 | 19.7053 | 44.4776 | 0.10631 | 0.00321 | 0.00151 | 19.2383 | 44.3299 | 0.10784 | 0.00327 | 0.0016 | 20.7242 | 46.4111 | 0.11765 | 0.00346 | 0.00167 | 18.9425 | 52.5782 | 0.10787 | 0.00313 | 0.00157 | 19.0387 | 52.899 | 0.10726 | 0.00312 | 0.00166 | 19.2329 | 55.0915 | 0.10927 | 0.00312 | 0.00158 | 19.1406 | 55.8926 | 0.10803 | 0.00308 | 0.00156 | 19.3934 | 61.7192 | 0.11181 | 0.00331 | 0.00163 | 19.1454 | 68.7418 | 0.10137 | 0.00296 | 0.00153 | 18.9035 | 69.0424 | 0.10139 | 0.00296 | 0.00154
19.8413 | 0.014717 | 1.21 | 0.05771 | 0.09168 | 22.3436 | 0.013476 | 2.98 | 0.13218 | 0.16487 | 21.5517 | 0.013837 | 4.2 | 0.17852 | 0.19485 | 21.5517 | 0.055645 | 1.04 | 0.04432 | 0.04609 | 22.4831 | 0.053915 | 1.49 | 0.06742 | 0.05777 | 22.805 | 0.12056 | 1.19 | 0.04609 | 0.03462 | 19.974 | 0.36387 | 0.49291 | 0.01907 | 0.01209 | 20.4378 | 0.35727 | 0.56371 | 0.02313 | 0.0132 | 18.75 | 0.55266 | 0.37157 | 0.01505 | 0.00843 | 19.6386 | 0.74054 | 0.34227 | 0.01386 | 0.00714 | 20 | 0.72993 | 0.378 | 0.0151 | 0.00762 | 20.3188 | 0.95353 | 0.32142 | 0.01245 | 0.00633 | 20.5894 | 0.94392 | 0.34907 | 0.01325 | 0.00666 | 20.8345 | 0.93542 | 0.37685 | 0.014 | 0.00699 | 21.0548 | 1.1365 | 0.32625 | 0.0119 | 0.00589 | 20.008 | 1.4547 | 0.25794 | 0.00929 | 0.00462 | 21.4347 | 1.3756 | 0.30339 | 0.01179 | 0.00524 | 20.4629 | 1.4287 | 0.29439 | 0.01138 | 0.00502 | 20.8464 | 2.0189 | 0.24182 | 0.00934 | 0.00407 | 20.384 | 2.4151 | 0.22615 | 0.00862 | 0.00366 | 21.4462 | 2.6532 | 0.22403 | 0.00845 | 0.00355 | 20.7068 | 2.7213 | 0.21979 | 0.00827 | 0.00345 | 20.3303 | 3.5697 | 0.18527 | 0.00678 | 0.00284 | 20.0177 | 4.0439 | 0.17893 | 0.00636 | 0.00269 | 21.6415 | 3.8318 | 0.21258 | 0.00824 | 0.00304 | 22.242 | 4.2449 | 0.19298 | 0.00744 | 0.0028 | 22.5214 | 4.2079 | 0.21849 | 0.0086 | 0.00301 | 22.5208 | 5.0264 | 0.18449 | 0.00725 | 0.00258 | 22.7505 | 4.9924 | 0.20604 | 0.00807 | 0.00275 | 22.9391 | 4.9643 | 0.2276 | 0.00878 | 0.00291 | 22.9415 | 5.8778 | 0.19418 | 0.00744 | 0.00255 | 22.0242 | 6.0389 | 0.19046 | 0.00726 | 0.00249 | 23.5553 | 6.295 | 0.1988 | 0.00745 | 0.00253 | 23.1031 | 6.9213 | 0.18349 | 0.00681 | 0.00237 | 23.2413 | 7.8818 | 0.1758 | 0.00635 | 0.00227 | 22.4389 | 9.2296 | 0.15418 | 0.00549 | 0.00215 | 21.8996 | 9.3737 | 0.16446 | 0.00571 | 0.00222 | 22.2469 | 9.9219 | 0.15572 | 0.00541 | 0.00203 | 21.5623 | 10.1151 | 0.15385 | 0.00533 | 0.00201 | 21.8993 | 10.6753 | 0.14585 | 0.00503 | 0.0019 | 21.4516 | 10.8155 | 0.15507 | 0.00522 | 0.00196 | 21.4519 | 12.0862 | 0.14055 | 0.00471 | 0.00186 | 22.2463 | 11.816 | 0.15192 | 0.005 | 0.00195 | 20.7527 | 13.7272 | 0.14305 | 0.00453 | 0.00183 | 20.2742 | 14.6877 | 0.12737 | 0.0041 | 0.00172 | 21.0094 | 14.3775 | 0.1369 | 0.00433 | 0.00179 | 20.5339 | 15.478 | 0.12204 | 0.00389 | 0.00168 | 20.2596 | 15.6182 | 0.12917 | 0.00402 | 0.00173 | 19.7879 | 15.8484 | 0.12829 | 0.00398 | 0.00173 | 19.1213 | 18.56 | 0.11225 | 0.00346 | 0.00157 | 18.9088 | 19.5306 | 0.1086 | 0.00332 | 0.00159 | 18.768 | 19.6107 | 0.1148 | 0.00343 | 0.00164 | 19.3744 | 19.9509 | 0.11359 | 0.00339 | 0.00165 | 19.585 | 20.9013 | 0.10666 | 0.00321 | 0.00151 | 18.7082 | 26.1046 | 0.0998 | 0.00307 | 0.00149 | 18.3646 | 26.3549 | 0.09947 | 0.00306 | 0.0015 | 19.6999 | 31.2477 | 0.10637 | 0.00342 | 0.00157 | 20.1766 | 31.9479 | 0.10349 | 0.00333 | 0.00144 | 19.3941 | 32.5885 | 0.10286 | 0.00329 | 0.00144 | 20.2344 | 31.8979 | 0.1139 | 0.00365 | 0.00152 | 21.2905 | 34.8802 | 0.11878 | 0.00368 | 0.00174 | 20.8461 | 37.6226 | 0.11357 | 0.00349 | 0.00173 | 20.4499 | 39.5553 | 0.11573 | 0.00355 | 0.00164 | 21.2211 | 43.2059 | 0.11508 | 0.00345 | 0.00156 | 20.7182 | 43.208 | 0.11662 | 0.0035 | 0.00164 | 22.1058 | 45.3894 | 0.12603 | 0.00367 | 0.00171 | 20.2053 | 51.5461 | 0.11525 | 0.0033 | 0.00161 | 20.308 | 51.7469 | 0.1146 | 0.00329 | 0.00169 | 21.637 | 53.0374 | 0.12349 | 0.00372 | 0.00165 | 21.5332 | 53.8685 | 0.12204 | 0.00367 | 0.00163 | 21.5482 | 59.7148 | 0.12448 | 0.00376 | 0.00169 | 21.2726 | 66.2273 | 0.11277 | 0.00338 | 0.00158 | 21.0039 | 66.5378 | 0.11273 | 0.00337 | 0.00159
22.3214 | 0.013486 | 1.48 | 0.07306 | 0.111 | 24.8262 | 0.012456 | 3.57 | 0.1607 | 0.19564 | 23.2095 | 0.013096 | 4.77 | 0.19907 | 0.21965 | 23.2095 | 0.052654 | 1.18 | 0.04944 | 0.05199 | 24.9813 | 0.049843 | 1.79 | 0.08047 | 0.06859 | 24.2303 | 0.11525 | 1.32 | 0.05003 | 0.0382 | 22.4708 | 0.33095 | 0.60359 | 0.0249 | 0.01462 | 22.7087 | 0.32815 | 0.6759 | 0.02826 | 0.01565 | 20.8333 | 0.50844 | 0.44403 | 0.01834 | 0.00994 | 21.424 | 0.69101 | 0.39597 | 0.0159 | 0.00816 | 21.6667 | 0.68481 | 0.43234 | 0.01703 | 0.00861 | 21.8818 | 0.9005 | 0.36288 | 0.01383 | 0.00705 | 22.0601 | 0.8948 | 0.39088 | 0.01457 | 0.00737 | 22.2235 | 0.8896 | 0.41897 | 0.01528 | 0.00769 | 23.6867 | 1.0415 | 0.39689 | 0.01563 | 0.00703 | 22.509 | 1.3236 | 0.31334 | 0.01223 | 0.00548 | 23.8163 | 1.2656 | 0.36162 | 0.01445 | 0.00612 | 22.7366 | 1.3126 | 0.35052 | 0.01395 | 0.00585 | 22.931 | 1.8799 | 0.28127 | 0.01093 | 0.00463 | 22.237 | 2.267 | 0.259 | 0.00983 | 0.0041 | 23.2334 | 2.5041 | 0.25385 | 0.00948 | 0.00394 | 22.4324 | 2.5682 | 0.24886 | 0.00926 | 0.00383 | 21.8942 | 3.3896 | 0.20736 | 0.00749 | 0.00312 | 22.8774 | 3.6857 | 0.21875 | 0.00853 | 0.00316 | 24.3467 | 3.5296 | 0.25439 | 0.01018 | 0.00351 | 25.0222 | 3.9177 | 0.23069 | 0.00919 | 0.00323 | 25.0238 | 3.9168 | 0.25636 | 0.01016 | 0.00341 | 25.0231 | 4.6821 | 0.21619 | 0.00855 | 0.00293 | 25.0256 | 4.6822 | 0.23784 | 0.00926 | 0.00308 | 25.0245 | 4.6822 | 0.25949 | 0.0099 | 0.00323 | 25.0271 | 5.5476 | 0.2211 | 0.00838 | 0.00281 | 24.0264 | 5.6997 | 0.21666 | 0.00818 | 0.00274 | 25.5182 | 5.9738 | 0.22387 | 0.00827 | 0.00277 | 25.0284 | 6.5691 | 0.20629 | 0.00756 | 0.00259 | 25.0291 | 7.5146 | 0.19578 | 0.00697 | 0.00244 | 24.165 | 8.8073 | 0.17123 | 0.00601 | 0.00229 | 23.4639 | 8.9724 | 0.18123 | 0.00619 | 0.00236 | 23.836 | 9.5036 | 0.17155 | 0.00587 | 0.00217 | 23.1025 | 9.6918 | 0.16938 | 0.00577 | 0.00214 | 23.4635 | 10.225 | 0.16056 | 0.00546 | 0.00203 | 22.8817 | 10.3952 | 0.16957 | 0.00562 | 0.00208 | 22.882 | 11.6158 | 0.15352 | 0.00507 | 0.00197 | 23.6367 | 11.3857 | 0.16517 | 0.00535 | 0.00205 | 21.9735 | 13.2568 | 0.15445 | 0.00481 | 0.00191 | 21.5413 | 14.1673 | 0.13803 | 0.00437 | 0.0018 | 22.2453 | 13.8871 | 0.14777 | 0.0046 | 0.00187 | 21.8172 | 14.8876 | 0.13217 | 0.00415 | 0.00175 | 21.4513 | 15.0578 | 0.13919 | 0.00427 | 0.0018 | 20.9519 | 15.288 | 0.13817 | 0.00422 | 0.00179 | 20.2461 | 17.9695 | 0.12067 | 0.00366 | 0.00162 | 20.0211 | 18.9101 | 0.1166 | 0.00351 | 0.00164 | 20.8533 | 18.4798 | 0.13096 | 0.00413 | 0.00174 | 21.5271 | 18.7799 | 0.12948 | 0.00408 | 0.00175 | 21.7611 | 19.6903 | 0.12182 | 0.00387 | 0.00161 | 21.0467 | 24.5032 | 0.115 | 0.00376 | 0.00158 | 20.6602 | 24.7534 | 0.11453 | 0.00373 | 0.00158 | 21.6699 | 29.7162 | 0.11899 | 0.00386 | 0.00164 | 22.1942 | 30.3864 | 0.11582 | 0.00377 | 0.00151 | 21.3335 | 31.0371 | 0.11495 | 0.00371 | 0.00151 | 22.0739 | 30.4766 | 0.12623 | 0.00405 | 0.00158 | 23.0647 | 33.5089 | 0.13003 | 0.00402 | 0.0018 | 22.5832 | 36.2611 | 0.12398 | 0.00379 | 0.00178 | 22.023 | 38.3637 | 0.1256 | 0.00382 | 0.00169 | 22.7369 | 41.9944 | 0.1241 | 0.00368 | 0.0016 | 22.198 | 42.1063 | 0.12563 | 0.00373 | 0.00169 | 24.869 | 43.4665 | 0.14334 | 0.00441 | 0.00179 | 22.7309 | 49.5726 | 0.13046 | 0.00395 | 0.00168 | 22.8465 | 49.5232 | 0.12979 | 0.00394 | 0.00176 | 24.0411 | 51.1142 | 0.13825 | 0.00427 | 0.00172 | 23.9257 | 51.9851 | 0.13656 | 0.00421 | 0.0017 | 23.703 | 57.8313 | 0.13756 | 0.0042 | 0.00175 | 23.3999 | 63.9435 | 0.12458 | 0.00377 | 0.00163 | 23.1043 | 64.244 | 0.12449 | 0.00376 | 0.00164
24.8016 | 0.012465 | 1.77 | 0.08809 | 0.1318 | 27.3088 | 0.011605 | 4.2 | 0.1888 | 0.22854 | 26.5252 | 0.011856 | 6 | 0.27015 | 0.27285 | 26.5252 | 0.047651 | 1.49 | 0.06714 | 0.06468 | 27.4794 | 0.046411 | 2.1 | 0.09346 | 0.08017 | 25.6556 | 0.11035 | 1.45 | 0.05402 | 0.04193 | 24.9675 | 0.30434 | 0.7246 | 0.03046 | 0.01737 | 24.9796 | 0.30424 | 0.79746 | 0.0333 | 0.01829 | 22.9167 | 0.47152 | 0.52248 | 0.02158 | 0.01156 | 23.2093 | 0.64829 | 0.45337 | 0.01795 | 0.00923 | 23.3333 | 0.64559 | 0.49012 | 0.01899 | 0.00966 | 23.4448 | 0.85268 | 0.40672 | 0.01523 | 0.00782 | 23.5308 | 0.85028 | 0.43492 | 0.01592 | 0.00812 | 25.0014 | 0.80976 | 0.50952 | 0.02006 | 0.00917 | 26.3186 | 0.96553 | 0.47354 | 0.01912 | 0.00825 | 25.01 | 1.2196 | 0.37383 | 0.015 | 0.00642 | 26.198 | 1.1795 | 0.42452 | 0.01705 | 0.00707 | 25.0102 | 1.2196 | 0.41126 | 0.01645 | 0.00675 | 25.0156 | 1.7618 | 0.3235 | 0.01251 | 0.00523 | 24.0901 | 2.141 | 0.29389 | 0.01104 | 0.00456 | 25.0206 | 2.3761 | 0.28536 | 0.01051 | 0.00435 | 24.1579 | 2.4351 | 0.27959 | 0.01027 | 0.00423 | 25.0219 | 3.0894 | 0.25488 | 0.01011 | 0.00369 | 25.7371 | 3.3985 | 0.26219 | 0.01055 | 0.00366 | 27.0519 | 3.2885 | 0.29952 | 0.01205 | 0.00402 | 27.8025 | 3.6676 | 0.27125 | 0.01087 | 0.00368 | 27.5261 | 3.6896 | 0.29681 | 0.01169 | 0.00384 | 27.5255 | 4.395 | 0.25008 | 0.00983 | 0.00329 | 27.3006 | 4.419 | 0.27165 | 0.01045 | 0.00343 | 27.1099 | 4.439 | 0.29321 | 0.01101 | 0.00356 | 27.1127 | 5.2664 | 0.24955 | 0.00932 | 0.00309 | 26.0286 | 5.4065 | 0.24436 | 0.00909 | 0.00301 | 27.4812 | 5.6946 | 0.25023 | 0.00909 | 0.00302 | 26.9537 | 6.2619 | 0.23026 | 0.0083 | 0.00281 | 26.8168 | 7.1964 | 0.21668 | 0.00759 | 0.00263 | 25.8911 | 8.44 | 0.18906 | 0.00653 | 0.00244 | 25.0282 | 8.6172 | 0.19871 | 0.00668 | 0.0025 | 25.4251 | 9.1254 | 0.18806 | 0.00633 | 0.0023 | 24.6427 | 9.3065 | 0.18557 | 0.00622 | 0.00227 | 25.0278 | 9.8237 | 0.1759 | 0.00588 | 0.00215 | 24.3118 | 10.0039 | 0.18465 | 0.00602 | 0.0022 | 24.3121 | 11.1855 | 0.16701 | 0.00542 | 0.00207 | 25.0271 | 10.9854 | 0.17892 | 0.0057 | 0.00216 | 24.415 | 12.4362 | 0.1784 | 0.0059 | 0.00209 | 22.8085 | 13.677 | 0.14908 | 0.00465 | 0.00188 | 24.717 | 13.0265 | 0.17063 | 0.00564 | 0.00204 | 23.1006 | 14.3573 | 0.14268 | 0.00442 | 0.00183 | 23.8348 | 14.0671 | 0.16032 | 0.00522 | 0.00195 | 23.2799 | 14.2872 | 0.15898 | 0.00516 | 0.00194 | 22.4957 | 16.8787 | 0.13833 | 0.00445 | 0.00174 | 22.2457 | 17.7992 | 0.13336 | 0.00425 | 0.00175 | 23.46 | 17.2488 | 0.15249 | 0.00515 | 0.00188 | 24.218 | 17.509 | 0.15068 | 0.00508 | 0.00189 | 24.4813 | 18.3793 | 0.14203 | 0.00482 | 0.00174 | 23.3852 | 23.092 | 0.13116 | 0.00441 | 0.00168 | 22.9558 | 23.3322 | 0.13052 | 0.00437 | 0.00168 | 23.6399 | 28.345 | 0.13223 | 0.0043 | 0.0017 | 24.2119 | 28.9952 | 0.12877 | 0.00419 | 0.00158 | 23.273 | 29.6258 | 0.12763 | 0.00413 | 0.00158 | 23.9134 | 29.1855 | 0.13912 | 0.00445 | 0.00165 | 24.8389 | 32.2577 | 0.14172 | 0.00435 | 0.00186 | 24.3204 | 35.0098 | 0.13476 | 0.00409 | 0.00184 | 23.596 | 37.2323 | 0.13577 | 0.00408 | 0.00174 | 24.2527 | 40.8531 | 0.13339 | 0.00391 | 0.00165 | 23.6779 | 41.0449 | 0.13488 | 0.00395 | 0.00173 | 27.6322 | 41.7442 | 0.16138 | 0.00511 | 0.00188 | 25.2566 | 47.7697 | 0.14626 | 0.00454 | 0.00176 | 25.385 | 47.4603 | 0.14565 | 0.00454 | 0.00184 | 26.4452 | 49.4114 | 0.15355 | 0.00479 | 0.00179 | 26.3183 | 50.3223 | 0.15159 | 0.00472 | 0.00177 | 25.8578 | 56.1183 | 0.15105 | 0.00462 | 0.00181 | 25.5271 | 61.9803 | 0.13679 | 0.00415 | 0.00168 | 25.2047 | 62.2608 | 0.13664 | 0.00414 | 0.00169
27.2817 | 0.011615 | 2.09 | 0.10312 | 0.15406 | 29.7915 | 0.010875 | 4.88 | 0.21689 | 0.2635 | 29.8408 | 0.010865 | 7.35 | 0.33699 | 0.33069 | 29.8408 | 0.043629 | 1.83 | 0.08379 | 0.07848 | 29.9775 | 0.043479 | 2.45 | 0.10651 | 0.09247 | 28.5063 | 0.10205 | 1.74 | 0.06854 | 0.04982 | 27.4643 | 0.28333 | 0.85539 | 0.03589 | 0.02033 | 27.2504 | 0.28493 | 0.92791 | 0.03832 | 0.02111 | 25 | 0.4407 | 0.60674 | 0.0248 | 0.01329 | 24.9946 | 0.61157 | 0.51438 | 0.02002 | 0.01038 | 25 | 0.61147 | 0.55126 | 0.02096 | 0.01077 | 25.0078 | 0.80955 | 0.45296 | 0.01665 | 0.00862 | 26.4721 | 0.77294 | 0.52973 | 0.02095 | 0.00971 | 27.7793 | 0.74283 | 0.60861 | 0.0246 | 0.01079 | 28.9504 | 0.90439 | 0.55578 | 0.02248 | 0.00956 | 27.511 | 1.1405 | 0.43898 | 0.01769 | 0.00743 | 28.5796 | 1.1145 | 0.49157 | 0.01959 | 0.00809 | 27.2839 | 1.1475 | 0.47623 | 0.01892 | 0.00772 | 27.1003 | 1.6607 | 0.36844 | 0.01408 | 0.00586 | 25.9432 | 2.0349 | 0.3307 | 0.01225 | 0.00505 | 28.5949 | 2.1779 | 0.35294 | 0.01427 | 0.00522 | 27.6091 | 2.225 | 0.34564 | 0.01394 | 0.00507 | 28.1496 | 2.8602 | 0.3066 | 0.01252 | 0.00432 | 28.5968 | 3.1754 | 0.309 | 0.0125 | 0.0042 | 29.7571 | 3.1013 | 0.34766 | 0.01388 | 0.00456 | 30.5827 | 3.4765 | 0.3143 | 0.01249 | 0.00416 | 30.0285 | 3.5195 | 0.33947 | 0.01319 | 0.0043 | 30.0278 | 4.1598 | 0.28603 | 0.0111 | 0.00367 | 29.5757 | 4.1989 | 0.30734 | 0.01163 | 0.00379 | 29.1953 | 4.2329 | 0.32868 | 0.01213 | 0.00391 | 29.1983 | 5.0283 | 0.27942 | 0.01025 | 0.00338 | 28.0308 | 5.1564 | 0.27348 | 0.01 | 0.00329 | 29.4441 | 5.4555 | 0.27782 | 0.00992 | 0.00328 | 28.8789 | 5.9967 | 0.25535 | 0.00905 | 0.00305 | 28.6046 | 6.9232 | 0.23847 | 0.0082 | 0.00283 | 27.6172 | 8.1228 | 0.20763 | 0.00706 | 0.0026 | 26.5924 | 8.3049 | 0.21688 | 0.00717 | 0.00264 | 27.0141 | 8.7862 | 0.20523 | 0.00679 | 0.00245 | 26.1828 | 8.9593 | 0.2024 | 0.00668 | 0.00241 | 26.592 | 9.4625 | 0.19184 | 0.00631 | 0.00229 | 25.7419 | 9.6537 | 0.2003 | 0.00642 | 0.00233 | 25.7422 | 10.7952 | 0.18099 | 0.00578 | 0.00218 | 27.8079 | 10.3049 | 0.20781 | 0.00703 | 0.00238 | 27.4668 | 11.5956 | 0.21041 | 0.00746 | 0.00232 | 25.3428 | 12.8363 | 0.17228 | 0.00571 | 0.00205 | 27.8066 | 12.1559 | 0.20119 | 0.00712 | 0.00226 | 25.6674 | 13.4466 | 0.16482 | 0.00543 | 0.00199 | 26.8141 | 13.1064 | 0.18863 | 0.0066 | 0.00215 | 26.1899 | 13.2865 | 0.18689 | 0.00651 | 0.00213 | 25.3076 | 15.7278 | 0.16192 | 0.00557 | 0.0019 | 25.0264 | 16.6083 | 0.15572 | 0.00531 | 0.0019 | 26.0666 | 16.218 | 0.17548 | 0.0061 | 0.00203 | 26.9089 | 16.4782 | 0.17331 | 0.00601 | 0.00204 | 27.2014 | 17.2985 | 0.1636 | 0.00572 | 0.00188 | 25.7238 | 21.8811 | 0.14827 | 0.00504 | 0.00178 | 25.2514 | 22.1112 | 0.14745 | 0.00499 | 0.00177 | 25.6099 | 27.134 | 0.14609 | 0.00473 | 0.00177 | 26.2296 | 27.7742 | 0.14232 | 0.00462 | 0.00165 | 25.2124 | 28.3647 | 0.14089 | 0.00454 | 0.00165 | 25.7529 | 28.0445 | 0.15255 | 0.00484 | 0.00172 | 26.6131 | 31.1366 | 0.15385 | 0.00468 | 0.00192 | 26.0576 | 33.8886 | 0.14592 | 0.00439 | 0.00189 | 25.1691 | 36.1711 | 0.14624 | 0.00435 | 0.00179 | 27.2843 | 38.8408 | 0.15269 | 0.00478 | 0.00174 | 26.6376 | 39.0924 | 0.15407 | 0.0048 | 0.00183 | 30.3955 | 40.2423 | 0.18014 | 0.00576 | 0.00197 | 27.7823 | 46.2074 | 0.16262 | 0.0051 | 0.00183 | 27.9235 | 45.6279 | 0.16217 | 0.00511 | 0.00191 | 28.8493 | 47.9691 | 0.16934 | 0.00529 | 0.00187 | 28.7109 | 48.9299 | 0.16708 | 0.00521 | 0.00185 | 28.0127 | 54.6357 | 0.16493 | 0.00502 | 0.00187 | 27.6544 | 60.3976 | 0.14936 | 0.00452 | 0.00173 | 27.3051 | 60.628 | 0.14916 | 0.00451 | 0.00174
29.7619 | 0.010885 | 2.43 | 0.1183 | 0.17774 | 32.2741 | 0.010245 | 5.61 | 0.24516 | 0.30049 | 33.1565 | 0.010035 | 8.81 | 0.4024 | 0.39301 | 33.1565 | 0.040317 | 2.19 | 0.10009 | 0.09337 | 32.4756 | 0.040948 | 2.81 | 0.11967 | 0.10549 | 32.0696 | 0.093361 | 2.14 | 0.08921 | 0.06045 | 29.9611 | 0.26712 | 0.995 | 0.04123 | 0.02347 | 29.5213 | 0.26962 | 1.07 | 0.0433 | 0.0241 | 27.0833 | 0.41509 | 0.69656 | 0.02803 | 0.01513 | 26.78 | 0.58036 | 0.57886 | 0.0221 | 0.01158 | 26.6667 | 0.58216 | 0.61565 | 0.02296 | 0.01193 | 28.1338 | 0.73512 | 0.55258 | 0.02195 | 0.01034 | 29.4135 | 0.70851 | 0.63359 | 0.02572 | 0.01145 | 30.5573 | 0.6875 | 0.71616 | 0.02906 | 0.01253 | 31.5823 | 0.84996 | 0.64343 | 0.02578 | 0.01095 | 30.012 | 1.0835 | 0.50809 | 0.02029 | 0.0085 | 30.9612 | 1.0585 | 0.56233 | 0.02208 | 0.00915 | 29.5575 | 1.0925 | 0.54488 | 0.02135 | 0.00873 | 29.1849 | 1.5757 | 0.41595 | 0.01566 | 0.00653 | 29.6494 | 1.8778 | 0.40934 | 0.01662 | 0.00608 | 32.1693 | 2.0179 | 0.42627 | 0.01771 | 0.00617 | 31.0602 | 2.0689 | 0.41729 | 0.0173 | 0.00598 | 31.2774 | 2.6801 | 0.36212 | 0.01483 | 0.00498 | 31.4564 | 2.9873 | 0.35892 | 0.01439 | 0.00477 | 32.4623 | 2.9232 | 0.39873 | 0.01569 | 0.00512 | 33.363 | 3.2774 | 0.35985 | 0.01409 | 0.00467 | 32.5309 | 3.3344 | 0.38435 | 0.01467 | 0.00477 | 32.5301 | 3.9397 | 0.32401 | 0.01236 | 0.00408 | 31.8508 | 3.9967 | 0.34486 | 0.01281 | 0.00417 | 31.2806 | 4.0468 | 0.36583 | 0.01324 | 0.00427 | 31.2839 | 4.8101 | 0.31068 | 0.01119 | 0.00369 | 30.033 | 4.9442 | 0.30393 | 0.01091 | 0.00358 | 31.407 | 5.2323 | 0.30659 | 0.01074 | 0.00355 | 30.8042 | 5.7596 | 0.28151 | 0.00979 | 0.00329 | 30.3924 | 6.683 | 0.26107 | 0.00882 | 0.00303 | 29.3432 | 7.8546 | 0.22687 | 0.00758 | 0.00276 | 28.1567 | 8.0338 | 0.2357 | 0.00766 | 0.0028 | 28.6032 | 8.4829 | 0.22304 | 0.00726 | 0.0026 | 27.723 | 8.6461 | 0.21987 | 0.00713 | 0.00256 | 28.1562 | 9.1433 | 0.20837 | 0.00674 | 0.00242 | 28.6021 | 9.0592 | 0.23318 | 0.00795 | 0.00259 | 28.6025 | 10.1348 | 0.21039 | 0.00714 | 0.00241 | 31.2839 | 9.6104 | 0.24644 | 0.00893 | 0.00268 | 30.5187 | 10.9151 | 0.24458 | 0.0089 | 0.00257 | 28.5106 | 11.9757 | 0.20329 | 0.00722 | 0.00228 | 30.8962 | 11.4453 | 0.23379 | 0.0085 | 0.00249 | 28.8758 | 12.626 | 0.19433 | 0.00686 | 0.0022 | 29.7935 | 12.4458 | 0.21872 | 0.00786 | 0.00236 | 29.0999 | 12.5759 | 0.21663 | 0.00777 | 0.00234 | 28.1196 | 14.7871 | 0.18713 | 0.00663 | 0.00207 | 27.8071 | 15.6276 | 0.17959 | 0.0063 | 0.00206 | 28.6733 | 15.3674 | 0.19983 | 0.00701 | 0.00218 | 29.5998 | 15.6775 | 0.19723 | 0.00691 | 0.00219 | 29.9216 | 16.4378 | 0.1864 | 0.00657 | 0.00203 | 28.0623 | 20.8802 | 0.16625 | 0.00565 | 0.00188 | 27.5469 | 21.0804 | 0.16525 | 0.0056 | 0.00188 | 27.5799 | 26.1031 | 0.16053 | 0.00516 | 0.00185 | 28.2472 | 26.7433 | 0.15642 | 0.00504 | 0.00173 | 27.1518 | 27.2838 | 0.1547 | 0.00495 | 0.00172 | 27.5924 | 27.0536 | 0.1665 | 0.00523 | 0.00179 | 28.3873 | 30.1457 | 0.16639 | 0.00501 | 0.00198 | 27.7948 | 32.9076 | 0.15743 | 0.00469 | 0.00195 | 28.3152 | 34.339 | 0.16805 | 0.00534 | 0.0019 | 30.3159 | 37.2189 | 0.17291 | 0.00557 | 0.00184 | 29.5974 | 37.4105 | 0.17417 | 0.00559 | 0.00193 | 33.1587 | 38.6106 | 0.19965 | 0.00639 | 0.00206 | 30.3079 | 44.8753 | 0.1795 | 0.00564 | 0.00191 | 30.462 | 44.0958 | 0.17931 | 0.00566 | 0.00199 | 31.2535 | 46.5771 | 0.1856 | 0.00578 | 0.00194 | 31.1035 | 47.6179 | 0.18301 | 0.00568 | 0.00192 | 30.1675 | 53.3934 | 0.17917 | 0.00541 | 0.00194 | 29.7817 | 59.2252 | 0.16221 | 0.00488 | 0.00179 | 29.4055 | 59.3956 | 0.16197 | 0.00486 | 0.00179
32.2421 | 0.010254 | 2.79 | 0.13373 | 0.20279 | 34.7567 | 0.0096913 | 6.37 | 0.27375 | 0.33944 | 36.4721 | 0.0093483 | 10.39 | 0.46756 | 0.45967 | 36.4721 | 0.037536 | 2.59 | 0.11632 | 0.1093 | 34.9738 | 0.038737 | 3.19 | 0.13298 | 0.11921 | 35.6328 | 0.086248 | 2.56 | 0.10877 | 0.07193 | 32.4578 | 0.25141 | 1.14 | 0.04654 | 0.02679 | 31.7922 | 0.25531 | 1.21 | 0.04827 | 0.02724 | 29.1667 | 0.39408 | 0.79153 | 0.03125 | 0.01707 | 28.5653 | 0.55404 | 0.6466 | 0.02421 | 0.01284 | 30 | 0.53613 | 0.75319 | 0.03029 | 0.0144 | 31.2598 | 0.67589 | 0.66161 | 0.02697 | 0.0122 | 32.3548 | 0.65858 | 0.74608 | 0.03039 | 0.01332 | 33.3352 | 0.64408 | 0.83165 | 0.03348 | 0.0144 | 34.2141 | 0.80024 | 0.73662 | 0.02907 | 0.01242 | 32.513 | 1.0204 | 0.58117 | 0.02286 | 0.00962 | 33.3429 | 1.0014 | 0.63697 | 0.02456 | 0.01027 | 31.8312 | 1.0374 | 0.61708 | 0.02375 | 0.00979 | 33.3542 | 1.4296 | 0.51838 | 0.02143 | 0.00795 | 33.3556 | 1.7337 | 0.49455 | 0.0206 | 0.00718 | 35.7436 | 1.8728 | 0.50536 | 0.02101 | 0.00717 | 34.5113 | 1.9208 | 0.49442 | 0.02052 | 0.00694 | 34.4051 | 2.514 | 0.42136 | 0.01708 | 0.00568 | 34.3161 | 2.8122 | 0.41195 | 0.01627 | 0.00537 | 35.1675 | 2.7652 | 0.4528 | 0.0175 | 0.00572 | 36.1432 | 3.1043 | 0.40805 | 0.01569 | 0.00519 | 35.0333 | 3.1703 | 0.43163 | 0.01616 | 0.00526 | 35.0324 | 3.7446 | 0.36403 | 0.01362 | 0.0045 | 34.1258 | 3.8126 | 0.38425 | 0.014 | 0.00457 | 33.366 | 3.8717 | 0.40467 | 0.01436 | 0.00465 | 33.3695 | 4.605 | 0.34335 | 0.01213 | 0.00401 | 32.0352 | 4.7341 | 0.33571 | 0.01182 | 0.00388 | 33.37 | 5.0232 | 0.33658 | 0.01157 | 0.00384 | 32.7294 | 5.5304 | 0.30875 | 0.01054 | 0.00354 | 32.1802 | 6.4369 | 0.28451 | 0.00944 | 0.00324 | 31.0693 | 7.5904 | 0.24678 | 0.0081 | 0.00293 | 31.2852 | 7.5564 | 0.27517 | 0.0095 | 0.00312 | 31.7813 | 7.9466 | 0.2605 | 0.00901 | 0.00291 | 30.8034 | 8.1077 | 0.2566 | 0.00885 | 0.00286 | 31.2847 | 8.5849 | 0.24308 | 0.00836 | 0.00271 | 32.1773 | 8.4308 | 0.27717 | 0.01012 | 0.00294 | 32.1778 | 9.4403 | 0.24968 | 0.00907 | 0.00272 | 34.7599 | 8.986 | 0.28781 | 0.01069 | 0.003 | 33.5706 | 10.2847 | 0.28085 | 0.01029 | 0.00283 | 31.6785 | 11.2652 | 0.23637 | 0.00862 | 0.00252 | 33.9859 | 10.7849 | 0.2684 | 0.00982 | 0.00274 | 32.0842 | 11.9154 | 0.22568 | 0.00819 | 0.00243 | 32.7728 | 11.7653 | 0.25048 | 0.00907 | 0.00258 | 32.0099 | 11.9355 | 0.248 | 0.00896 | 0.00256 | 30.9315 | 14.0066 | 0.21385 | 0.00764 | 0.00225 | 30.5878 | 14.8369 | 0.20483 | 0.00726 | 0.00222 | 31.28 | 14.6368 | 0.22545 | 0.00791 | 0.00235 | 32.2907 | 14.907 | 0.22238 | 0.00778 | 0.00236 | 32.6417 | 15.6272 | 0.21038 | 0.00741 | 0.00219 | 30.4008 | 20.0495 | 0.18504 | 0.00625 | 0.00199 | 29.8425 | 20.2597 | 0.18386 | 0.0062 | 0.00199 | 29.5499 | 25.2424 | 0.17551 | 0.00558 | 0.00193 | 30.2649 | 25.8725 | 0.17104 | 0.00545 | 0.00181 | 29.0912 | 26.363 | 0.16904 | 0.00535 | 0.0018 | 29.4319 | 26.2229 | 0.18094 | 0.00562 | 0.00187 | 31.9357 | 28.4242 | 0.19266 | 0.00625 | 0.00211 | 31.2691 | 31.1959 | 0.18142 | 0.0058 | 0.00207 | 31.4614 | 32.7173 | 0.19099 | 0.00626 | 0.00202 | 33.3475 | 35.4574 | 0.19407 | 0.00633 | 0.00194 | 32.5571 | 35.7288 | 0.1952 | 0.00634 | 0.00203 | 35.9219 | 37.1292 | 0.21995 | 0.00701 | 0.00216 | 32.8336 | 43.3336 | 0.19694 | 0.00616 | 0.00199 | 33.0005 | 42.7341 | 0.19702 | 0.0062 | 0.00207 | 33.6576 | 45.1054 | 0.20237 | 0.00625 | 0.00202 | 33.496 | 46.2061 | 0.1994 | 0.00614 | 0.002 | 34.4771 | 50.5497 | 0.20877 | 0.00685 | 0.00207 | 34.0362 | 55.9913 | 0.18891 | 0.00617 | 0.0019 | 33.6062 | 56.3017 | 0.18856 | 0.00615 | 0.0019
34.7222 | 0.009698 | 3.17 | 0.14945 | 0.22918 | 39.7219 | 0.0087698 | 8.03 | 0.37074 | 0.42308 | 39.7878 | 0.0087589 | 12.09 | 0.53305 | 0.53053 | 39.7878 | 0.035165 | 3.01 | 0.13264 | 0.12625 | 37.4719 | 0.036786 | 3.6 | 0.14647 | 0.13361 | 39.1961 | 0.080285 | 3.02 | 0.12788 | 0.08421 | 34.9546 | 0.2376 | 1.3 | 0.05189 | 0.03029 | 34.063 | 0.24231 | 1.37 | 0.05327 | 0.03053 | 31.25 | 0.37506 | 0.89145 | 0.03448 | 0.0191 | 32.136 | 0.50892 | 0.79131 | 0.03191 | 0.01552 | 33.3333 | 0.49501 | 0.90235 | 0.03712 | 0.01707 | 34.3857 | 0.62917 | 0.77946 | 0.03186 | 0.01422 | 35.2962 | 0.61696 | 0.86664 | 0.035 | 0.01531 | 36.1131 | 0.60646 | 0.95462 | 0.03788 | 0.01637 | 36.846 | 0.75682 | 0.83537 | 0.03237 | 0.01396 | 35.014 | 0.96531 | 0.65859 | 0.02544 | 0.0108 | 38.1061 | 0.90578 | 0.79838 | 0.0337 | 0.01266 | 36.3785 | 0.938 | 0.77296 | 0.03256 | 0.01206 | 37.5235 | 1.3095 | 0.63074 | 0.02679 | 0.0095 | 37.0617 | 1.6067 | 0.58668 | 0.02446 | 0.00837 | 39.318 | 1.7447 | 0.59042 | 0.02429 | 0.00824 | 37.9625 | 1.7907 | 0.57731 | 0.0237 | 0.00797 | 37.5328 | 2.37 | 0.48435 | 0.01931 | 0.00642 | 37.1758 | 2.6601 | 0.46816 | 0.01816 | 0.006 | 37.8726 | 2.6261 | 0.50986 | 0.01931 | 0.00634 | 38.9235 | 2.9502 | 0.45885 | 0.0173 | 0.00575 | 37.5357 | 3.0242 | 0.48128 | 0.01766 | 0.00578 | 37.5347 | 3.5705 | 0.40608 | 0.0149 | 0.00494 | 36.4009 | 3.6475 | 0.42548 | 0.0152 | 0.00499 | 35.4514 | 3.7146 | 0.44521 | 0.0155 | 0.00504 | 35.4551 | 4.4179 | 0.37744 | 0.01308 | 0.00433 | 34.0374 | 4.543 | 0.36886 | 0.01274 | 0.0042 | 35.3329 | 4.8331 | 0.36778 | 0.0124 | 0.00413 | 34.6547 | 5.3223 | 0.33708 | 0.0113 | 0.0038 | 35.7558 | 6.0016 | 0.33399 | 0.01178 | 0.00368 | 34.5214 | 7.0861 | 0.28872 | 0.01006 | 0.00329 | 35.1958 | 6.9971 | 0.32804 | 0.01212 | 0.00355 | 35.754 | 7.3612 | 0.31076 | 0.0115 | 0.00333 | 34.6538 | 7.5133 | 0.30586 | 0.01129 | 0.00326 | 35.1953 | 7.9555 | 0.2896 | 0.01067 | 0.0031 | 35.7526 | 7.8745 | 0.32435 | 0.01215 | 0.00331 | 35.7531 | 8.8249 | 0.2918 | 0.01087 | 0.00305 | 38.2359 | 8.4487 | 0.33193 | 0.0124 | 0.00334 | 36.6224 | 9.7343 | 0.31926 | 0.01165 | 0.00311 | 34.8463 | 10.6148 | 0.27153 | 0.00997 | 0.00277 | 37.0755 | 10.2045 | 0.30506 | 0.01112 | 0.003 | 35.2926 | 11.235 | 0.25891 | 0.00946 | 0.00267 | 35.7522 | 11.1349 | 0.28407 | 0.01026 | 0.00282 | 34.9199 | 11.3051 | 0.2811 | 0.01012 | 0.00279 | 33.7435 | 13.2861 | 0.24203 | 0.00863 | 0.00245 | 33.3686 | 14.0864 | 0.23142 | 0.00819 | 0.0024 | 33.8866 | 13.9564 | 0.25235 | 0.00879 | 0.00252 | 34.9816 | 14.2065 | 0.24878 | 0.00865 | 0.00253 | 35.3618 | 14.8867 | 0.23559 | 0.00823 | 0.00236 | 32.7393 | 19.2089 | 0.20462 | 0.00685 | 0.00211 | 32.1381 | 19.4191 | 0.20324 | 0.00678 | 0.0021 | 31.5199 | 24.3917 | 0.19099 | 0.006 | 0.00201 | 32.2825 | 24.9618 | 0.18616 | 0.00586 | 0.00189 | 31.0306 | 25.5223 | 0.18386 | 0.00576 | 0.00188 | 33.1109 | 24.6116 | 0.2112 | 0.00708 | 0.00203 | 35.4841 | 26.8329 | 0.2205 | 0.00739 | 0.00225 | 34.7435 | 29.4844 | 0.20677 | 0.00682 | 0.0022 | 34.6075 | 31.1259 | 0.21508 | 0.00713 | 0.00214 | 36.3791 | 33.8661 | 0.21626 | 0.00707 | 0.00204 | 35.5168 | 34.1774 | 0.2172 | 0.00707 | 0.00214 | 38.6851 | 35.768 | 0.24105 | 0.00763 | 0.00226 | 35.3592 | 41.9121 | 0.21497 | 0.00667 | 0.00208 | 35.5389 | 41.4526 | 0.21528 | 0.00672 | 0.00215 | 38.4658 | 42.4626 | 0.23751 | 0.00799 | 0.00218 | 38.2812 | 43.6432 | 0.23364 | 0.00783 | 0.00215 | 38.7868 | 48.0268 | 0.23998 | 0.00816 | 0.00221 | 38.2907 | 53.0682 | 0.21713 | 0.00736 | 0.00201 | 37.807 | 53.3786 | 0.21661 | 0.00733 | 0.00201
37.2024 | 0.0092097 | 3.57 | 0.16548 | 0.25688 | 44.6872 | 0.0080314 | 9.86 | 0.46234 | 0.51409 | 43.1034 | 0.0082507 | 13.89 | 0.59917 | 0.60547 | 43.1034 | 0.033114 | 3.46 | 0.14911 | 0.14419 | 39.97 | 0.035045 | 4.03 | 0.16015 | 0.14867 | 42.7594 | 0.075212 | 3.52 | 0.14684 | 0.09728 | 37.4513 | 0.2255 | 1.47 | 0.05727 | 0.03396 | 36.3339 | 0.2307 | 1.53 | 0.05832 | 0.03398 | 33.3333 | 0.35716 | 0.9964 | 0.03773 | 0.02122 | 35.7066 | 0.4699 | 0.94844 | 0.03911 | 0.0184 | 36.6667 | 0.46059 | 1.06 | 0.04376 | 0.01992 | 37.5117 | 0.58935 | 0.90566 | 0.03668 | 0.01636 | 38.2375 | 0.58094 | 0.99501 | 0.03959 | 0.01743 | 38.891 | 0.57354 | 1.08 | 0.04229 | 0.01846 | 42.1097 | 0.68428 | 1.05 | 0.04451 | 0.01728 | 40.016 | 0.87306 | 0.82605 | 0.03493 | 0.01333 | 42.8694 | 0.82894 | 0.97579 | 0.04218 | 0.01527 | 40.9258 | 0.85846 | 0.94429 | 0.04075 | 0.01453 | 41.6927 | 1.2105 | 0.75286 | 0.03198 | 0.01117 | 40.7679 | 1.4996 | 0.68573 | 0.02827 | 0.00963 | 42.8924 | 1.6357 | 0.68144 | 0.02757 | 0.00938 | 41.4136 | 1.6787 | 0.66599 | 0.02689 | 0.00907 | 40.6606 | 2.2409 | 0.55106 | 0.02155 | 0.0072 | 40.0355 | 2.526 | 0.52747 | 0.02005 | 0.00666 | 40.5778 | 2.502 | 0.56984 | 0.02114 | 0.00699 | 41.7037 | 2.8141 | 0.51221 | 0.01891 | 0.00633 | 40.038 | 2.8942 | 0.53324 | 0.01916 | 0.00632 | 40.037 | 3.4154 | 0.4501 | 0.01618 | 0.0054 | 38.6759 | 3.4975 | 0.46852 | 0.01641 | 0.00542 | 37.5368 | 3.5705 | 0.48743 | 0.01664 | 0.00544 | 37.5407 | 4.2488 | 0.41292 | 0.01404 | 0.00468 | 36.0396 | 4.3689 | 0.40337 | 0.01367 | 0.00453 | 39.2588 | 4.4989 | 0.43374 | 0.01556 | 0.00474 | 38.5052 | 4.9561 | 0.39696 | 0.01416 | 0.00435 | 40.2253 | 5.5444 | 0.40064 | 0.01513 | 0.00427 | 38.8366 | 6.5548 | 0.34512 | 0.01288 | 0.00377 | 39.1065 | 6.5248 | 0.38494 | 0.01458 | 0.00401 | 39.7267 | 6.8679 | 0.36482 | 0.01384 | 0.00377 | 38.5042 | 7.012 | 0.35882 | 0.01357 | 0.00369 | 39.1059 | 7.4242 | 0.33963 | 0.01283 | 0.00351 | 39.3279 | 7.3962 | 0.37473 | 0.01411 | 0.0037 | 39.3284 | 8.2946 | 0.33674 | 0.01262 | 0.0034 | 41.7119 | 7.9804 | 0.37874 | 0.01408 | 0.0037 | 39.6743 | 9.245 | 0.35979 | 0.01301 | 0.0034 | 38.0141 | 10.0344 | 0.30878 | 0.01129 | 0.00305 | 40.1651 | 9.6872 | 0.34373 | 0.01241 | 0.00328 | 38.501 | 10.6246 | 0.29409 | 0.0107 | 0.00293 | 38.7315 | 10.5846 | 0.31946 | 0.01143 | 0.00307 | 37.8298 | 10.7447 | 0.31597 | 0.01128 | 0.00303 | 36.5555 | 12.6457 | 0.27169 | 0.00961 | 0.00265 | 36.1493 | 13.406 | 0.2594 | 0.0091 | 0.00259 | 36.4933 | 13.336 | 0.28054 | 0.00966 | 0.0027 | 37.6725 | 13.5761 | 0.27646 | 0.0095 | 0.00271 | 38.082 | 14.2363 | 0.26199 | 0.00905 | 0.00253 | 35.0779 | 18.4484 | 0.22503 | 0.00744 | 0.00223 | 34.4337 | 18.6586 | 0.22343 | 0.00737 | 0.00222 | 35.4599 | 22.8205 | 0.22358 | 0.00758 | 0.00218 | 36.3179 | 23.3606 | 0.218 | 0.0074 | 0.00207 | 34.9094 | 23.891 | 0.215 | 0.00726 | 0.00205 | 36.7899 | 23.1806 | 0.24339 | 0.00843 | 0.0022 | 39.0326 | 25.4319 | 0.24994 | 0.0085 | 0.0024 | 38.2178 | 27.9833 | 0.23354 | 0.00781 | 0.00233 | 37.7537 | 29.6947 | 0.24037 | 0.00799 | 0.00227 | 39.4107 | 32.445 | 0.23945 | 0.0078 | 0.00216 | 38.4766 | 32.7662 | 0.24018 | 0.00779 | 0.00225 | 44.2116 | 33.356 | 0.28557 | 0.0099 | 0.00247 | 40.4106 | 39.3497 | 0.25284 | 0.00857 | 0.00225 | 40.6159 | 39.1101 | 0.25347 | 0.00863 | 0.00233 | 43.274 | 40.1404 | 0.27476 | 0.00958 | 0.00235 | 43.0663 | 41.3809 | 0.26983 | 0.00936 | 0.00232 | 43.0964 | 45.7744 | 0.27277 | 0.00939 | 0.00235 | 42.5452 | 50.4757 | 0.24684 | 0.00848 | 0.00213 | 42.0078 | 50.786 | 0.24614 | 0.00844 | 0.00213
39.6825 | 0.0087755 | 3.99 | 0.18184 | 0.28587 | 49.6524 | 0.0074241 | 11.84 | 0.55222 | 0.61217 | 46.4191 | 0.0078064 | 15.8 | 0.66611 | 0.68438 | 46.4191 | 0.031333 | 3.93 | 0.16579 | 0.16308 | 42.4681 | 0.033484 | 4.47 | 0.17403 | 0.16439 | 46.3227 | 0.07083 | 4.04 | 0.1658 | 0.11111 | 39.9481 | 0.21469 | 1.64 | 0.06272 | 0.03781 | 40.8756 | 0.21099 | 1.88 | 0.0769 | 0.04133 | 37.5 | 0.32664 | 1.22 | 0.04971 | 0.02574 | 39.2773 | 0.43718 | 1.12 | 0.04611 | 0.0215 | 40 | 0.43118 | 1.24 | 0.05032 | 0.02296 | 40.6377 | 0.55493 | 1.04 | 0.04149 | 0.01863 | 41.1789 | 0.54943 | 1.13 | 0.04419 | 0.01966 | 44.4469 | 0.51871 | 1.37 | 0.05841 | 0.02296 | 47.3734 | 0.62615 | 1.28 | 0.05577 | 0.02089 | 45.018 | 0.79903 | 1.01 | 0.04375 | 0.0161 | 47.6327 | 0.76591 | 1.17 | 0.05042 | 0.01809 | 45.4731 | 0.79303 | 1.13 | 0.0487 | 0.0172 | 45.862 | 1.1275 | 0.88449 | 0.03713 | 0.01296 | 44.4741 | 1.4076 | 0.79154 | 0.03208 | 0.01096 | 46.4667 | 1.5406 | 0.77828 | 0.03086 | 0.01059 | 44.8647 | 1.5816 | 0.76034 | 0.0301 | 0.01022 | 43.7883 | 2.1248 | 0.62152 | 0.0238 | 0.00802 | 42.8951 | 2.407 | 0.58982 | 0.02195 | 0.00735 | 43.283 | 2.392 | 0.63268 | 0.02298 | 0.00767 | 44.484 | 2.691 | 0.56808 | 0.02054 | 0.00693 | 42.5404 | 2.7761 | 0.58749 | 0.02068 | 0.00687 | 42.5393 | 3.2743 | 0.49608 | 0.01748 | 0.00588 | 40.951 | 3.3624 | 0.51335 | 0.01762 | 0.00586 | 41.7075 | 3.3194 | 0.57675 | 0.02095 | 0.0063 | 41.7119 | 3.9516 | 0.48797 | 0.01765 | 0.00539 | 40.044 | 4.0647 | 0.47634 | 0.01718 | 0.00521 | 44.1661 | 4.1497 | 0.52272 | 0.02007 | 0.00556 | 43.3184 | 4.5739 | 0.4777 | 0.01824 | 0.00509 | 44.6947 | 5.1621 | 0.4725 | 0.01827 | 0.0049 | 43.1518 | 6.1086 | 0.40588 | 0.01551 | 0.00428 | 43.0171 | 6.1216 | 0.44577 | 0.01696 | 0.0045 | 43.6993 | 6.4467 | 0.42259 | 0.0161 | 0.00425 | 42.3546 | 6.5818 | 0.41541 | 0.01579 | 0.00415 | 43.0165 | 6.9689 | 0.39307 | 0.01492 | 0.00394 | 42.9031 | 6.981 | 0.42822 | 0.01603 | 0.00412 | 42.9037 | 7.8343 | 0.38442 | 0.01433 | 0.00377 | 45.1878 | 7.5702 | 0.4282 | 0.01575 | 0.00408 | 42.7262 | 8.8108 | 0.40238 | 0.01435 | 0.00371 | 41.182 | 9.5321 | 0.34808 | 0.0126 | 0.00333 | 43.2547 | 9.232 | 0.38438 | 0.0137 | 0.00358 | 41.7094 | 10.0943 | 0.3312 | 0.01194 | 0.0032 | 41.7109 | 10.0943 | 0.35664 | 0.0126 | 0.00333 | 40.7398 | 10.2544 | 0.35259 | 0.01243 | 0.00328 | 39.3674 | 12.0653 | 0.30281 | 0.01058 | 0.00286 | 38.93 | 12.8056 | 0.28872 | 0.01002 | 0.00278 | 39.1 | 12.7756 | 0.30999 | 0.01053 | 0.00289 | 40.3634 | 13.0057 | 0.30538 | 0.01036 | 0.0029 | 40.8021 | 13.6359 | 0.28958 | 0.00987 | 0.00272 | 37.4164 | 17.7579 | 0.24627 | 0.00803 | 0.00236 | 36.7293 | 17.9481 | 0.24444 | 0.00795 | 0.00234 | 39.3999 | 21.4496 | 0.25834 | 0.00904 | 0.00237 | 40.3532 | 21.9697 | 0.25195 | 0.00883 | 0.00226 | 38.7883 | 22.4801 | 0.24817 | 0.00865 | 0.00223 | 40.4689 | 21.9297 | 0.27749 | 0.00972 | 0.00238 | 42.581 | 24.191 | 0.28094 | 0.00957 | 0.00256 | 41.6921 | 26.6423 | 0.2617 | 0.00878 | 0.00247 | 40.8998 | 28.4137 | 0.26684 | 0.00883 | 0.0024 | 42.4422 | 31.1441 | 0.26364 | 0.00853 | 0.00227 | 41.4363 | 31.4852 | 0.26411 | 0.0085 | 0.00237 | 49.738 | 31.3044 | 0.33316 | 0.01198 | 0.00269 | 45.4619 | 37.1277 | 0.29307 | 0.01029 | 0.00243 | 45.6929 | 37.0381 | 0.29387 | 0.01036 | 0.00251 | 48.0822 | 38.0986 | 0.31409 | 0.01109 | 0.00253 | 47.8515 | 39.3791 | 0.30792 | 0.01081 | 0.00249 | 47.406 | 43.7624 | 0.30712 | 0.01058 | 0.0025 | 46.7997 | 48.1637 | 0.27802 | 0.00956 | 0.00226 | 46.2086 | 48.4739 | 0.27713 | 0.00952 | 0.00226
44.6429 | 0.0080372 | 4.9 | 0.23345 | 0.3476 | 54.6177 | 0.0069168 | 13.97 | 0.64189 | 0.71705 | 49.7347 | 0.0074152 | 17.81 | 0.73395 | 0.76716 | 49.7347 | 0.029762 | 4.43 | 0.1827 | 0.18291 | 44.9663 | 0.032083 | 4.94 | 0.1881 | 0.18074 | 49.886 | 0.067008 | 4.6 | 0.18485 | 0.12568 | 44.9416 | 0.19638 | 2.01 | 0.0827 | 0.04602 | 45.4174 | 0.19478 | 2.26 | 0.09433 | 0.04927 | 41.6667 | 0.30163 | 1.47 | 0.06095 | 0.03063 | 42.848 | 0.40937 | 1.3 | 0.05303 | 0.0248 | 43.3333 | 0.40587 | 1.42 | 0.05688 | 0.02619 | 43.7637 | 0.52481 | 1.18 | 0.04631 | 0.02103 | 47.0616 | 0.4969 | 1.43 | 0.06102 | 0.02447 | 50.0028 | 0.47489 | 1.68 | 0.07332 | 0.02786 | 52.6371 | 0.57853 | 1.54 | 0.06669 | 0.0248 | 50.02 | 0.7383 | 1.21 | 0.0523 | 0.01908 | 52.3959 | 0.71299 | 1.38 | 0.05857 | 0.02111 | 50.0205 | 0.7383 | 1.33 | 0.05657 | 0.02006 | 50.0313 | 1.0564 | 1.03 | 0.04226 | 0.01486 | 48.1803 | 1.3285 | 0.90396 | 0.0359 | 0.01237 | 50.0411 | 1.4586 | 0.88084 | 0.03419 | 0.01185 | 48.3158 | 1.4966 | 0.86026 | 0.03334 | 0.01144 | 46.9161 | 2.0218 | 0.69569 | 0.02607 | 0.00887 | 45.7548 | 2.2969 | 0.65521 | 0.02387 | 0.00808 | 45.9882 | 2.2889 | 0.6984 | 0.02484 | 0.00837 | 47.2642 | 2.581 | 0.6264 | 0.02218 | 0.00755 | 45.0428 | 2.668 | 0.64398 | 0.02222 | 0.00745 | 45.0417 | 3.1473 | 0.54397 | 0.01878 | 0.00638 | 45.5011 | 3.1243 | 0.60824 | 0.02221 | 0.0068 | 46.9209 | 3.0582 | 0.6974 | 0.02709 | 0.00744 | 46.9258 | 3.6435 | 0.58928 | 0.02279 | 0.00635 | 45.0496 | 3.7475 | 0.57484 | 0.02217 | 0.00613 | 49.0735 | 3.8586 | 0.61879 | 0.02429 | 0.00644 | 48.1315 | 4.2547 | 0.56485 | 0.02206 | 0.00588 | 49.1642 | 4.837 | 0.54943 | 0.0213 | 0.00557 | 47.467 | 5.7283 | 0.47086 | 0.01807 | 0.00483 | 46.9278 | 5.7724 | 0.51043 | 0.0193 | 0.00502 | 47.672 | 6.0815 | 0.48399 | 0.01833 | 0.00475 | 46.205 | 6.2106 | 0.47554 | 0.01796 | 0.00464 | 46.9271 | 6.5747 | 0.44986 | 0.01697 | 0.0044 | 46.4784 | 6.6178 | 0.48478 | 0.01794 | 0.00456 | 46.479 | 7.4301 | 0.43481 | 0.01603 | 0.00416 | 48.6638 | 7.206 | 0.48025 | 0.01741 | 0.00447 | 45.778 | 8.4206 | 0.44701 | 0.0157 | 0.00403 | 44.3498 | 9.0819 | 0.38939 | 0.01391 | 0.00363 | 46.3444 | 8.8237 | 0.42697 | 0.01498 | 0.00388 | 44.9179 | 9.626 | 0.37018 | 0.01317 | 0.00348 | 44.6902 | 9.6581 | 0.39556 | 0.01376 | 0.0036 | 43.6498 | 9.8071 | 0.39092 | 0.01357 | 0.00355 | 42.1794 | 11.555 | 0.33536 | 0.01156 | 0.00308 | 41.7107 | 12.2653 | 0.31939 | 0.01093 | 0.00299 | 41.7066 | 12.2653 | 0.3407 | 0.01141 | 0.00309 | 43.0543 | 12.4954 | 0.33554 | 0.01122 | 0.0031 | 43.5223 | 13.0956 | 0.31834 | 0.01069 | 0.0029 | 42.0934 | 16.5271 | 0.29116 | 0.01025 | 0.00263 | 41.3204 | 16.7173 | 0.28882 | 0.01015 | 0.00261 | 43.3398 | 20.2688 | 0.29521 | 0.01045 | 0.00257 | 44.3885 | 20.7489 | 0.28796 | 0.01021 | 0.00246 | 42.6671 | 21.2492 | 0.28335 | 0.00999 | 0.00242 | 44.1478 | 20.819 | 0.31347 | 0.01098 | 0.00257 | 46.1294 | 23.0802 | 0.31348 | 0.01063 | 0.00272 | 45.1665 | 25.4414 | 0.29124 | 0.00973 | 0.00262 | 44.0459 | 27.2528 | 0.29447 | 0.00966 | 0.00254 | 48.5054 | 28.8825 | 0.31492 | 0.01121 | 0.00251 | 47.3558 | 29.2435 | 0.3148 | 0.01113 | 0.00261 | 55.2645 | 29.5231 | 0.38375 | 0.01397 | 0.00293 | 50.5132 | 35.1861 | 0.33562 | 0.01193 | 0.00263 | 50.7699 | 35.1964 | 0.33646 | 0.01199 | 0.0027 | 52.8905 | 36.2871 | 0.35544 | 0.01254 | 0.00271 | 52.6366 | 37.5875 | 0.34789 | 0.01221 | 0.00267 | 51.7157 | 41.9508 | 0.34301 | 0.01174 | 0.00265 | 51.0543 | 46.1019 | 0.31066 | 0.01063 | 0.00239 | 50.4094 | 46.4022 | 0.30956 | 0.01057 | 0.00239
49.6032 | 0.0074299 | 5.88 | 0.28344 | 0.41416 | 59.5829 | 0.0064856 | 16.26 | 0.7321 | 0.82847 | 53.0504 | 0.007068 | 19.93 | 0.80275 | 0.85369 | 53.0504 | 0.028361 | 4.96 | 0.19985 | 0.20365 | 49.9625 | 0.029662 | 5.94 | 0.23843 | 0.21532 | 53.4493 | 0.063646 | 5.19 | 0.20405 | 0.14096 | 49.9351 | 0.18138 | 2.42 | 0.10143 | 0.05489 | 49.9591 | 0.18128 | 2.67 | 0.11128 | 0.05778 | 45.8333 | 0.28062 | 1.73 | 0.07188 | 0.03586 | 46.4186 | 0.38526 | 1.49 | 0.05994 | 0.02829 | 46.6667 | 0.38376 | 1.61 | 0.06345 | 0.02958 | 50.0156 | 0.47479 | 1.49 | 0.06391 | 0.02619 | 52.9443 | 0.45498 | 1.75 | 0.07658 | 0.02971 | 55.5586 | 0.43888 | 2.01 | 0.08776 | 0.03315 | 57.9008 | 0.53871 | 1.81 | 0.0775 | 0.02897 | 55.022 | 0.68737 | 1.43 | 0.06076 | 0.02227 | 57.1592 | 0.66806 | 1.6 | 0.06672 | 0.02432 | 54.5678 | 0.69168 | 1.55 | 0.06443 | 0.0231 | 54.2005 | 0.99499 | 1.18 | 0.04742 | 0.01688 | 51.8864 | 1.2585 | 1.02 | 0.03974 | 0.01385 | 53.6155 | 1.3855 | 0.98899 | 0.03755 | 0.01318 | 51.767 | 1.4226 | 0.96563 | 0.03661 | 0.01271 | 50.0438 | 1.9297 | 0.77351 | 0.02836 | 0.00976 | 48.6145 | 2.1969 | 0.72365 | 0.02582 | 0.00883 | 48.6934 | 2.1939 | 0.767 | 0.02672 | 0.00911 | 50.0445 | 2.4749 | 0.68723 | 0.02384 | 0.0082 | 50.0475 | 2.4749 | 0.76364 | 0.02801 | 0.00866 | 50.0463 | 2.9242 | 0.64535 | 0.0237 | 0.00742 | 51.1887 | 2.8781 | 0.73642 | 0.02875 | 0.00806 | 52.1344 | 2.8421 | 0.82779 | 0.03284 | 0.00867 | 52.1398 | 3.3864 | 0.69873 | 0.02761 | 0.00738 | 50.0551 | 3.4834 | 0.68124 | 0.02686 | 0.00711 | 53.9808 | 3.6124 | 0.72174 | 0.02837 | 0.00737 | 52.9447 | 3.9846 | 0.65822 | 0.02576 | 0.00671 | 53.6337 | 4.5568 | 0.63131 | 0.02429 | 0.00628 | 51.7822 | 5.4002 | 0.53998 | 0.02058 | 0.00541 | 50.8384 | 5.4682 | 0.57886 | 0.02162 | 0.00557 | 51.6447 | 5.7623 | 0.54893 | 0.02053 | 0.00528 | 50.0554 | 5.8844 | 0.53912 | 0.02012 | 0.00515 | 50.8376 | 6.2305 | 0.50993 | 0.01901 | 0.00489 | 50.0536 | 6.2956 | 0.54434 | 0.01985 | 0.00502 | 50.0543 | 7.0719 | 0.48784 | 0.01772 | 0.00457 | 52.1398 | 6.8818 | 0.53483 | 0.01907 | 0.00489 | 48.8299 | 8.0704 | 0.49363 | 0.01705 | 0.00436 | 47.5177 | 8.6796 | 0.43269 | 0.01522 | 0.00395 | 49.434 | 8.4555 | 0.47147 | 0.01627 | 0.0042 | 48.1263 | 9.2028 | 0.41102 | 0.0144 | 0.00377 | 47.6696 | 9.2608 | 0.4362 | 0.01493 | 0.00388 | 46.5598 | 9.4039 | 0.43095 | 0.01472 | 0.00382 | 44.9913 | 11.0847 | 0.36933 | 0.01253 | 0.00331 | 44.4914 | 11.775 | 0.35137 | 0.01184 | 0.0032 | 46.92 | 11.3848 | 0.40577 | 0.01468 | 0.00351 | 48.4361 | 11.5948 | 0.39944 | 0.01443 | 0.00352 | 48.9625 | 12.155 | 0.37927 | 0.01375 | 0.00331 | 46.7705 | 15.4865 | 0.33923 | 0.01232 | 0.00292 | 45.9116 | 15.6666 | 0.33634 | 0.01219 | 0.00289 | 47.2798 | 19.2281 | 0.33416 | 0.01183 | 0.00278 | 48.4238 | 19.6883 | 0.326 | 0.01155 | 0.00267 | 46.5459 | 20.1686 | 0.32049 | 0.0113 | 0.00262 | 47.8268 | 19.8384 | 0.35131 | 0.01223 | 0.00277 | 49.6778 | 22.0796 | 0.34754 | 0.01168 | 0.0029 | 48.6408 | 24.3607 | 0.32212 | 0.01067 | 0.00277 | 50.3382 | 25.2314 | 0.35313 | 0.01275 | 0.00283 | 54.5686 | 26.9713 | 0.37002 | 0.01366 | 0.00278 | 53.2752 | 27.3522 | 0.36918 | 0.01354 | 0.00287 | 60.7909 | 27.9721 | 0.43725 | 0.0159 | 0.00318 | 55.5645 | 33.4648 | 0.38044 | 0.01352 | 0.00283 | 55.8469 | 33.5551 | 0.3812 | 0.01357 | 0.0029 | 57.6987 | 34.6758 | 0.39879 | 0.01397 | 0.0029 | 57.4218 | 35.9862 | 0.3897 | 0.01357 | 0.00286 | 56.0253 | 40.3094 | 0.3804 | 0.01289 | 0.00281 | 55.3088 | 44.2304 | 0.34471 | 0.01167 | 0.00253 | 54.6101 | 44.5207 | 0.34339 | 0.01161 | 0.00252
54.5635 | 0.0069217 | 6.95 | 0.33308 | 0.48537 | 64.5482 | 0.0061134 | 18.69 | 0.82324 | 0.94621 | 56.366 | 0.0067569 | 22.15 | 0.87254 | 0.94391 | 56.366 | 0.027111 | 5.51 | 0.21724 | 0.22528 | 56.2078 | 0.027171 | 7.29 | 0.30989 | 0.26193 | 57.0125 | 0.060665 | 5.81 | 0.22341 | 0.15695 | 54.9286 | 0.16877 | 2.86 | 0.11965 | 0.06438 | 54.5009 | 0.16977 | 3.1 | 0.12803 | 0.06684 | 50 | 0.26281 | 2.01 | 0.08269 | 0.04143 | 49.9893 | 0.36435 | 1.7 | 0.06687 | 0.03197 | 53.3333 | 0.34704 | 2.04 | 0.08752 | 0.03689 | 56.2676 | 0.43467 | 1.83 | 0.0802 | 0.03182 | 58.827 | 0.42057 | 2.1 | 0.09165 | 0.03536 | 61.1145 | 0.40876 | 2.38 | 0.10203 | 0.03882 | 63.1645 | 0.5048 | 2.11 | 0.08829 | 0.03341 | 60.024 | 0.64415 | 1.66 | 0.06921 | 0.02567 | 61.9225 | 0.62935 | 1.84 | 0.07489 | 0.02771 | 59.1151 | 0.65146 | 1.78 | 0.07232 | 0.02632 | 58.3698 | 0.94167 | 1.33 | 0.05262 | 0.019 | 55.5926 | 1.1975 | 1.15 | 0.04361 | 0.0154 | 57.1898 | 1.3205 | 1.1 | 0.04094 | 0.01457 | 55.2181 | 1.3555 | 1.08 | 0.03991 | 0.01405 | 53.1715 | 1.8477 | 0.85492 | 0.03068 | 0.01069 | 51.4742 | 2.1058 | 0.79512 | 0.02778 | 0.00961 | 54.1038 | 2.0298 | 0.91271 | 0.03385 | 0.01066 | 55.605 | 2.2909 | 0.81636 | 0.03012 | 0.00956 | 56.3035 | 2.2709 | 0.92581 | 0.0363 | 0.01029 | 56.3021 | 2.687 | 0.78249 | 0.03071 | 0.00882 | 56.8764 | 2.667 | 0.87516 | 0.03489 | 0.00941 | 57.3478 | 2.651 | 0.96784 | 0.03843 | 0.00997 | 57.3538 | 3.1682 | 0.81608 | 0.03228 | 0.00847 | 55.0606 | 3.2603 | 0.7953 | 0.03139 | 0.00816 | 58.8882 | 3.4023 | 0.83139 | 0.03239 | 0.00836 | 57.7578 | 3.7525 | 0.75765 | 0.0294 | 0.0076 | 58.1032 | 4.3137 | 0.71801 | 0.02725 | 0.00702 | 56.0974 | 5.114 | 0.61313 | 0.02307 | 0.00603 | 54.7491 | 5.1991 | 0.65095 | 0.02394 | 0.00614 | 55.6174 | 5.4802 | 0.61734 | 0.02273 | 0.00583 | 53.9059 | 5.5972 | 0.6061 | 0.02227 | 0.00568 | 54.7482 | 5.9264 | 0.57319 | 0.02104 | 0.0054 | 53.6289 | 6.0094 | 0.60683 | 0.02176 | 0.00551 | 53.6297 | 6.7527 | 0.54347 | 0.01942 | 0.005 | 55.6158 | 6.5896 | 0.59192 | 0.02073 | 0.00532 | 54.9337 | 7.463 | 0.59272 | 0.02211 | 0.00506 | 50.6855 | 8.3174 | 0.47793 | 0.01653 | 0.00427 | 55.6132 | 7.8202 | 0.56603 | 0.0211 | 0.00487 | 51.3347 | 8.8216 | 0.45368 | 0.01563 | 0.00408 | 53.6282 | 8.5714 | 0.52251 | 0.01932 | 0.00448 | 52.3798 | 8.7055 | 0.51593 | 0.01904 | 0.00441 | 50.6153 | 10.2742 | 0.44138 | 0.01618 | 0.0038 | 50.0528 | 10.9145 | 0.41918 | 0.01527 | 0.00365 | 52.1333 | 10.6343 | 0.47565 | 0.01772 | 0.00396 | 53.8178 | 10.8344 | 0.46806 | 0.01741 | 0.00397 | 54.4028 | 11.3646 | 0.44468 | 0.0166 | 0.00374 | 51.4475 | 14.586 | 0.3904 | 0.0143 | 0.00322 | 50.5027 | 14.7561 | 0.38692 | 0.01415 | 0.00319 | 51.2198 | 18.2976 | 0.37515 | 0.01318 | 0.003 | 52.4591 | 18.7377 | 0.36603 | 0.01288 | 0.00289 | 50.4247 | 19.208 | 0.35956 | 0.01259 | 0.00284 | 51.5058 | 18.9578 | 0.39096 | 0.01346 | 0.00298 | 56.7746 | 20.3685 | 0.42006 | 0.01556 | 0.00327 | 55.5895 | 22.4895 | 0.38782 | 0.01417 | 0.00311 | 56.6305 | 23.5303 | 0.41624 | 0.01558 | 0.00315 | 60.6318 | 25.3502 | 0.42884 | 0.01601 | 0.00306 | 59.1947 | 25.7211 | 0.42716 | 0.01584 | 0.00315 | 66.3174 | 26.6112 | 0.49361 | 0.01779 | 0.00344 | 60.6159 | 31.9337 | 0.42747 | 0.01508 | 0.00304 | 60.9239 | 32.084 | 0.42806 | 0.01511 | 0.00311 | 62.5069 | 33.2247 | 0.44408 | 0.01538 | 0.00311 | 62.2069 | 34.5451 | 0.43331 | 0.01492 | 0.00305 | 60.3349 | 38.8181 | 0.41928 | 0.01402 | 0.00298 | 59.5633 | 42.5391 | 0.38016 | 0.01271 | 0.00267 | 58.8109 | 42.8293 | 0.3786 | 0.01264 | 0.00267
59.5238 | 0.0064895 | 8.08 | 0.38296 | 0.56105 | 69.5134 | 0.0057903 | 21.26 | 0.91553 | 1.07 | 59.6817 | 0.0064777 | 24.46 | 0.94333 | 1.04 | 59.6817 | 0.02599 | 6.09 | 0.23488 | 0.24778 | 62.4532 | 0.02513 | 8.76 | 0.37757 | 0.31212 | 64.1391 | 0.055592 | 7.13 | 0.29401 | 0.19096 | 59.9221 | 0.15816 | 3.33 | 0.13765 | 0.07449 | 59.0426 | 0.15987 | 3.57 | 0.14473 | 0.07643 | 54.1667 | 0.2475 | 2.31 | 0.09347 | 0.04733 | 57.1306 | 0.32953 | 2.14 | 0.09221 | 0.03989 | 60 | 0.31763 | 2.5 | 0.1098 | 0.04485 | 62.5195 | 0.40186 | 2.2 | 0.09597 | 0.03789 | 64.7097 | 0.39175 | 2.48 | 0.10654 | 0.04142 | 66.6704 | 0.38315 | 2.76 | 0.11626 | 0.04484 | 68.4283 | 0.47568 | 2.42 | 0.09912 | 0.03811 | 65.026 | 0.60693 | 1.9 | 0.07769 | 0.02926 | 66.6857 | 0.59563 | 2.09 | 0.08312 | 0.03129 | 63.6624 | 0.61654 | 2.02 | 0.08027 | 0.02971 | 62.5391 | 0.89465 | 1.5 | 0.05786 | 0.02123 | 59.2988 | 1.1424 | 1.28 | 0.04752 | 0.01702 | 60.7642 | 1.2625 | 1.22 | 0.04438 | 0.01602 | 58.6692 | 1.2965 | 1.19 | 0.04325 | 0.01544 | 56.2993 | 1.7737 | 0.93984 | 0.03302 | 0.01165 | 57.1935 | 1.9487 | 0.9469 | 0.03522 | 0.01126 | 60.8667 | 1.8617 | 1.11 | 0.04403 | 0.01274 | 62.5556 | 2.1018 | 0.99151 | 0.03911 | 0.0114 | 62.5594 | 2.1018 | 1.1 | 0.04411 | 0.01205 | 62.5579 | 2.4879 | 0.93116 | 0.03731 | 0.01032 | 62.564 | 2.488 | 1.02 | 0.04086 | 0.01085 | 62.5613 | 2.488 | 1.12 | 0.04395 | 0.01135 | 62.5678 | 2.9741 | 0.9413 | 0.03689 | 0.00963 | 60.0661 | 3.0642 | 0.91692 | 0.03586 | 0.00926 | 63.7955 | 3.2132 | 0.94765 | 0.03639 | 0.0094 | 62.571 | 3.5504 | 0.86296 | 0.03301 | 0.00853 | 62.5726 | 4.0996 | 0.80941 | 0.03021 | 0.0078 | 60.4125 | 4.8619 | 0.69022 | 0.02555 | 0.00667 | 58.6597 | 4.961 | 0.72664 | 0.02626 | 0.00675 | 59.59 | 5.2301 | 0.68914 | 0.02493 | 0.00641 | 57.7563 | 5.3421 | 0.6764 | 0.02442 | 0.00624 | 58.6588 | 5.6552 | 0.63959 | 0.02307 | 0.00593 | 57.2041 | 5.7523 | 0.67221 | 0.02367 | 0.00601 | 57.205 | 6.4666 | 0.60164 | 0.02112 | 0.00544 | 62.5678 | 6.0874 | 0.71331 | 0.02697 | 0.00623 | 61.0374 | 6.9558 | 0.69943 | 0.02681 | 0.00582 | 57.0212 | 7.6911 | 0.57407 | 0.02144 | 0.00497 | 61.7925 | 7.2889 | 0.66787 | 0.02559 | 0.00559 | 57.7515 | 8.1612 | 0.5443 | 0.02025 | 0.00473 | 59.5869 | 7.9941 | 0.6154 | 0.0234 | 0.00512 | 58.1998 | 8.1202 | 0.60739 | 0.02305 | 0.00503 | 56.2392 | 9.5909 | 0.51884 | 0.01957 | 0.00432 | 55.6143 | 10.1941 | 0.49205 | 0.01844 | 0.00414 | 57.3466 | 9.997 | 0.55022 | 0.02065 | 0.00444 | 59.1996 | 10.1841 | 0.54128 | 0.02028 | 0.00445 | 59.8431 | 10.6842 | 0.51446 | 0.01933 | 0.00419 | 56.1246 | 13.7955 | 0.44461 | 0.01625 | 0.00355 | 55.0939 | 13.9656 | 0.4405 | 0.01607 | 0.00351 | 55.1598 | 17.4771 | 0.41814 | 0.01453 | 0.00323 | 56.4944 | 17.8972 | 0.40801 | 0.01419 | 0.00312 | 54.3036 | 18.3475 | 0.40053 | 0.01387 | 0.00306 | 58.8638 | 17.447 | 0.47554 | 0.01803 | 0.00343 | 63.8715 | 18.9477 | 0.49835 | 0.01912 | 0.00367 | 62.5382 | 20.9386 | 0.45868 | 0.01737 | 0.00347 | 62.9228 | 22.0894 | 0.48368 | 0.01828 | 0.00349 | 66.695 | 23.9394 | 0.49126 | 0.01829 | 0.00335 | 65.1142 | 24.3202 | 0.48865 | 0.01808 | 0.00345 | 71.8438 | 25.4004 | 0.55276 | 0.01967 | 0.00371 | 65.6672 | 30.5728 | 0.47669 | 0.01661 | 0.00326 | 66.0009 | 30.763 | 0.47701 | 0.01663 | 0.00333 | 67.3151 | 31.9238 | 0.4913 | 0.01677 | 0.00332 | 66.9921 | 33.2341 | 0.4787 | 0.01625 | 0.00325 | 64.6446 | 37.4571 | 0.4596 | 0.01514 | 0.00315 | 63.8178 | 41.008 | 0.41697 | 0.01374 | 0.00282 | 63.0117 | 41.2882 | 0.41517 | 0.01366 | 0.00281
64.4841 | 0.0061183 | 9.29 | 0.43339 | 0.64105 | 74.4786 | 0.0055061 | 23.97 | 1.01 | 1.2 | 66.313 | 0.0059935 | 29.38 | 1.19 | 1.24 | 66.313 | 0.024039 | 7.32 | 0.29718 | 0.29532 | 68.6985 | 0.023429 | 10.34 | 0.44366 | 0.36576 | 71.2657 | 0.05144 | 8.57 | 0.36009 | 0.22758 | 64.9156 | 0.14896 | 3.83 | 0.15559 | 0.08518 | 63.5843 | 0.15126 | 4.06 | 0.16148 | 0.08653 | 58.3333 | 0.23409 | 2.63 | 0.10428 | 0.05354 | 64.2719 | 0.30172 | 2.63 | 0.11568 | 0.04851 | 66.6667 | 0.29361 | 3 | 0.13139 | 0.05344 | 68.7715 | 0.37454 | 2.59 | 0.11154 | 0.04438 | 70.5924 | 0.36734 | 2.88 | 0.12138 | 0.04785 | 72.2262 | 0.36124 | 3.18 | 0.13053 | 0.05121 | 73.692 | 0.45027 | 2.76 | 0.11001 | 0.04306 | 70.028 | 0.57452 | 2.16 | 0.08623 | 0.03305 | 71.449 | 0.56602 | 2.35 | 0.09142 | 0.03504 | 68.2097 | 0.58583 | 2.27 | 0.08829 | 0.03326 | 66.7084 | 0.85293 | 1.68 | 0.06315 | 0.02356 | 63.005 | 1.0934 | 1.42 | 0.05147 | 0.0187 | 64.3386 | 1.2105 | 1.35 | 0.04784 | 0.01752 | 62.1204 | 1.2425 | 1.31 | 0.04663 | 0.01689 | 62.5547 | 1.6436 | 1.12 | 0.04183 | 0.01368 | 64.3427 | 1.7877 | 1.15 | 0.04584 | 0.01348 | 67.6297 | 1.7236 | 1.33 | 0.05361 | 0.01498 | 69.5062 | 1.9467 | 1.18 | 0.04757 | 0.01337 | 68.8154 | 1.9607 | 1.29 | 0.05171 | 0.01392 | 68.8137 | 2.3219 | 1.09 | 0.04372 | 0.01192 | 68.2516 | 2.3359 | 1.18 | 0.04676 | 0.01238 | 67.7747 | 2.3469 | 1.28 | 0.04946 | 0.01281 | 67.7818 | 2.8071 | 1.07 | 0.04148 | 0.01085 | 65.0716 | 2.8911 | 1.05 | 0.04031 | 0.01043 | 68.7029 | 3.0462 | 1.07 | 0.04039 | 0.01049 | 67.3841 | 3.3673 | 0.97414 | 0.03662 | 0.0095 | 67.0421 | 3.9105 | 0.90542 | 0.03317 | 0.00862 | 64.7277 | 4.6388 | 0.77115 | 0.02804 | 0.00734 | 62.5704 | 4.7468 | 0.80585 | 0.02859 | 0.00737 | 63.5627 | 5.0059 | 0.76427 | 0.02714 | 0.00701 | 61.6067 | 5.113 | 0.74995 | 0.02658 | 0.00683 | 62.5694 | 5.4131 | 0.70905 | 0.02511 | 0.00648 | 64.3547 | 5.3111 | 0.81131 | 0.03084 | 0.00707 | 64.3556 | 5.9733 | 0.72536 | 0.02747 | 0.00638 | 69.5198 | 5.6702 | 0.84418 | 0.03276 | 0.00721 | 67.1411 | 6.5255 | 0.81355 | 0.03133 | 0.00662 | 63.3569 | 7.1678 | 0.67763 | 0.02601 | 0.00571 | 67.9717 | 6.8386 | 0.77678 | 0.0299 | 0.00636 | 64.1684 | 7.6099 | 0.64186 | 0.02454 | 0.00543 | 65.5456 | 7.5029 | 0.71468 | 0.02732 | 0.0058 | 64.0197 | 7.6219 | 0.70512 | 0.02691 | 0.0057 | 61.8631 | 9.0085 | 0.60156 | 0.02283 | 0.00488 | 61.1757 | 9.5828 | 0.56982 | 0.0215 | 0.00465 | 62.56 | 9.4437 | 0.62935 | 0.02351 | 0.00495 | 64.5814 | 9.6178 | 0.61899 | 0.0231 | 0.00495 | 65.2834 | 10.0939 | 0.58849 | 0.02201 | 0.00468 | 60.8016 | 13.1052 | 0.50178 | 0.01816 | 0.00389 | 59.685 | 13.2652 | 0.49699 | 0.01796 | 0.00385 | 63.0398 | 16.0663 | 0.50992 | 0.01951 | 0.00373 | 64.5651 | 16.4564 | 0.49762 | 0.01905 | 0.00362 | 62.0612 | 16.8766 | 0.48794 | 0.0186 | 0.00354 | 66.2218 | 16.1963 | 0.56704 | 0.02221 | 0.00392 | 70.9683 | 17.747 | 0.58223 | 0.02252 | 0.0041 | 69.4869 | 19.6278 | 0.53453 | 0.02043 | 0.00385 | 69.215 | 20.8486 | 0.55534 | 0.02092 | 0.00385 | 72.7581 | 22.7087 | 0.55721 | 0.02055 | 0.00367 | 71.0337 | 23.0894 | 0.55355 | 0.02029 | 0.00376 | 77.3703 | 24.3197 | 0.61462 | 0.02154 | 0.004 | 70.7185 | 29.342 | 0.52803 | 0.01814 | 0.00349 | 71.0779 | 29.5622 | 0.52801 | 0.01813 | 0.00356 | 72.1234 | 30.7429 | 0.54038 | 0.01816 | 0.00353 | 71.7772 | 32.0433 | 0.52582 | 0.01757 | 0.00345 | 68.9542 | 36.2061 | 0.50135 | 0.01626 | 0.00332 | 68.0724 | 39.597 | 0.45513 | 0.01477 | 0.00298 | 67.2125 | 39.8772 | 0.45306 | 0.01468 | 0.00297
69.4444 | 0.0057941 | 10.57 | 0.48454 | 0.72523 | 79.4439 | 0.005254 | 26.81 | 1.1 | 1.34 | 74.6021 | 0.0054992 | 36.05 | 1.55 | 1.5 | 74.6021 | 0.022058 | 8.98 | 0.38545 | 0.35928 | 74.9438 | 0.021978 | 12.03 | 0.50916 | 0.42269 | 78.3922 | 0.047988 | 10.11 | 0.42418 | 0.26668 | 69.9091 | 0.14106 | 4.36 | 0.17358 | 0.09644 | 72.6678 | 0.13705 | 5.13 | 0.22246 | 0.10821 | 66.6667 | 0.21188 | 3.32 | 0.1437 | 0.0669 | 71.4133 | 0.27911 | 3.16 | 0.13839 | 0.0578 | 73.3333 | 0.2736 | 3.54 | 0.1527 | 0.06263 | 75.0234 | 0.35123 | 3.02 | 0.12707 | 0.05128 | 76.4751 | 0.34633 | 3.31 | 0.13626 | 0.05465 | 77.7821 | 0.34213 | 3.61 | 0.14488 | 0.05792 | 78.9557 | 0.42806 | 3.11 | 0.12099 | 0.04825 | 75.03 | 0.54601 | 2.44 | 0.09483 | 0.03701 | 76.2123 | 0.5398 | 2.63 | 0.09979 | 0.03896 | 72.757 | 0.55851 | 2.54 | 0.09638 | 0.03698 | 70.8776 | 0.81571 | 1.86 | 0.06849 | 0.02599 | 66.7111 | 1.0494 | 1.56 | 0.05545 | 0.02045 | 71.4873 | 1.1204 | 1.61 | 0.0609 | 0.0207 | 69.0226 | 1.1494 | 1.57 | 0.05935 | 0.01994 | 70.3741 | 1.5105 | 1.36 | 0.05438 | 0.0164 | 71.4919 | 1.6546 | 1.38 | 0.05582 | 0.01586 | 74.3927 | 1.6076 | 1.56 | 0.06291 | 0.01737 | 76.4569 | 1.8166 | 1.39 | 0.05578 | 0.01548 | 75.0713 | 1.8407 | 1.49 | 0.05921 | 0.0159 | 75.0694 | 2.1798 | 1.26 | 0.05006 | 0.01362 | 73.9393 | 2.2038 | 1.35 | 0.05264 | 0.01399 | 72.9881 | 2.2248 | 1.44 | 0.05497 | 0.01435 | 72.9957 | 2.661 | 1.21 | 0.04608 | 0.01214 | 70.0771 | 2.74 | 1.18 | 0.04477 | 0.01166 | 73.6102 | 2.8981 | 1.2 | 0.04441 | 0.01163 | 72.1973 | 3.2042 | 1.09 | 0.04025 | 0.01053 | 71.5116 | 3.7374 | 1.01 | 0.03614 | 0.00947 | 69.0429 | 4.4397 | 0.85586 | 0.03054 | 0.00804 | 70.3917 | 4.3817 | 0.97445 | 0.0373 | 0.0087 | 71.508 | 4.6217 | 0.92413 | 0.03539 | 0.00829 | 69.3075 | 4.7208 | 0.90646 | 0.03466 | 0.00806 | 70.3906 | 4.9979 | 0.85687 | 0.03274 | 0.00765 | 71.5052 | 4.9449 | 0.96134 | 0.03749 | 0.0082 | 71.5062 | 5.5641 | 0.85873 | 0.03338 | 0.00739 | 76.4717 | 5.318 | 0.98419 | 0.03833 | 0.00825 | 73.2449 | 6.1563 | 0.93486 | 0.03576 | 0.00746 | 69.6926 | 6.7246 | 0.78838 | 0.0304 | 0.00649 | 74.151 | 6.4514 | 0.89253 | 0.03413 | 0.00717 | 70.5852 | 7.1417 | 0.74616 | 0.02867 | 0.00616 | 71.5043 | 7.0807 | 0.82016 | 0.03117 | 0.00652 | 69.8397 | 7.1927 | 0.80897 | 0.03069 | 0.0064 | 67.487 | 8.5063 | 0.68939 | 0.02602 | 0.00546 | 66.7371 | 9.0515 | 0.65238 | 0.02449 | 0.00519 | 67.7733 | 8.9604 | 0.71293 | 0.02634 | 0.00548 | 69.9632 | 9.1265 | 0.70105 | 0.02587 | 0.00548 | 70.7237 | 9.5826 | 0.66666 | 0.02466 | 0.00518 | 65.4787 | 12.4948 | 0.56184 | 0.02007 | 0.00425 | 64.2762 | 12.6449 | 0.55634 | 0.01984 | 0.0042 | 70.9198 | 14.9057 | 0.60928 | 0.02406 | 0.00427 | 72.6357 | 15.2757 | 0.59463 | 0.0235 | 0.00415 | 69.8189 | 15.656 | 0.58255 | 0.02294 | 0.00405 | 73.5797 | 15.1457 | 0.66523 | 0.02622 | 0.00443 | 78.0651 | 16.7164 | 0.67152 | 0.02583 | 0.00456 | 76.4356 | 18.5072 | 0.61521 | 0.02342 | 0.00426 | 75.5073 | 19.768 | 0.63108 | 0.02351 | 0.00422 | 78.8213 | 21.6281 | 0.62659 | 0.02278 | 0.00399 | 76.9531 | 21.9988 | 0.62178 | 0.02248 | 0.00409 | 82.8967 | 23.3491 | 0.67914 | 0.02341 | 0.0043 | 75.7698 | 28.2313 | 0.58146 | 0.01966 | 0.00372 | 76.1549 | 28.4715 | 0.58102 | 0.01963 | 0.0038 | 76.9316 | 29.6622 | 0.59131 | 0.01955 | 0.00376 | 76.5624 | 30.9525 | 0.57465 | 0.01889 | 0.00367 | 73.2639 | 35.0652 | 0.54451 | 0.01737 | 0.00351 | 72.3269 | 38.3061 | 0.49461 | 0.0158 | 0.00314 | 71.4133 | 38.5763 | 0.49227 | 0.0157 | 0.00312
79.3651 | 0.0052579 | 13.33 | 0.64947 | 0.90561 | 84.4091 | 0.0050289 | 29.79 | 1.2 | 1.48 | 82.8912 | 0.005095 | 43.29 | 1.88 | 1.79 | 82.8912 | 0.020428 | 10.79 | 0.46903 | 0.42806 | 81.1891 | 0.020738 | 13.82 | 0.57458 | 0.48278 | 85.5188 | 0.045057 | 11.76 | 0.48736 | 0.30814 | 79.8961 | 0.12785 | 5.51 | 0.23894 | 0.12059 | 81.7513 | 0.12565 | 6.3 | 0.27882 | 0.13178 | 75 | 0.19427 | 4.08 | 0.18016 | 0.08142 | 78.5546 | 0.2601 | 3.73 | 0.16082 | 0.06774 | 80 | 0.2567 | 4.12 | 0.17396 | 0.07239 | 81.2754 | 0.33132 | 3.47 | 0.14263 | 0.05857 | 82.3578 | 0.32812 | 3.77 | 0.15122 | 0.06181 | 83.338 | 0.32532 | 4.08 | 0.15933 | 0.06494 | 84.2194 | 0.40835 | 3.47 | 0.13206 | 0.05367 | 80.032 | 0.52079 | 2.73 | 0.10351 | 0.04116 | 80.9755 | 0.51639 | 2.92 | 0.10824 | 0.04305 | 77.3044 | 0.5342 | 2.82 | 0.10455 | 0.04086 | 75.0469 | 0.78219 | 2.05 | 0.07389 | 0.02851 | 74.1235 | 0.97295 | 1.86 | 0.07043 | 0.02414 | 80.4232 | 1.0284 | 1.97 | 0.07946 | 0.02499 | 77.6505 | 1.0544 | 1.92 | 0.07744 | 0.02406 | 78.1934 | 1.4015 | 1.63 | 0.06615 | 0.01931 | 78.6411 | 1.5446 | 1.62 | 0.06551 | 0.01841 | 81.1557 | 1.5095 | 1.8 | 0.07209 | 0.01991 | 83.4075 | 1.7066 | 1.6 | 0.06389 | 0.01771 | 81.3273 | 1.7376 | 1.71 | 0.06667 | 0.01799 | 81.3252 | 2.0577 | 1.44 | 0.05636 | 0.01542 | 79.6269 | 2.0888 | 1.53 | 0.05852 | 0.01568 | 78.2016 | 2.1168 | 1.62 | 0.06051 | 0.01596 | 78.2097 | 2.5319 | 1.36 | 0.0507 | 0.01348 | 75.0826 | 2.607 | 1.33 | 0.04925 | 0.01294 | 78.5176 | 2.767 | 1.34 | 0.04845 | 0.01282 | 77.0105 | 3.0591 | 1.21 | 0.0439 | 0.01159 | 80.4505 | 3.4363 | 1.22 | 0.04729 | 0.01126 | 77.6733 | 4.0965 | 1.04 | 0.03986 | 0.00952 | 78.213 | 4.0765 | 1.16 | 0.04539 | 0.01013 | 79.4534 | 4.3036 | 1.1 | 0.04305 | 0.00965 | 77.0084 | 4.3956 | 1.08 | 0.04215 | 0.00937 | 78.2118 | 4.6547 | 1.02 | 0.03981 | 0.0089 | 78.6557 | 4.6367 | 1.12 | 0.04389 | 0.0094 | 78.6568 | 5.2179 | 1 | 0.03906 | 0.00846 | 83.4237 | 5.0168 | 1.13 | 0.04379 | 0.00934 | 79.3486 | 5.8352 | 1.06 | 0.04014 | 0.00835 | 76.0283 | 6.3444 | 0.90608 | 0.0347 | 0.00732 | 80.3302 | 6.1153 | 1.01 | 0.03831 | 0.00802 | 77.0021 | 6.7395 | 0.85698 | 0.03271 | 0.00694 | 77.463 | 6.7125 | 0.93168 | 0.03497 | 0.00728 | 75.6597 | 6.8185 | 0.91875 | 0.03443 | 0.00714 | 73.1109 | 8.068 | 0.7822 | 0.02917 | 0.00608 | 72.2985 | 8.5872 | 0.73958 | 0.02745 | 0.00576 | 72.9866 | 8.5342 | 0.80085 | 0.02916 | 0.00604 | 75.345 | 8.6933 | 0.78736 | 0.02864 | 0.00604 | 76.1639 | 9.1294 | 0.74886 | 0.02729 | 0.00571 | 74.8328 | 11.4643 | 0.69032 | 0.02711 | 0.00502 | 73.4585 | 11.6044 | 0.6833 | 0.02679 | 0.00495 | 78.7997 | 13.9452 | 0.71595 | 0.02842 | 0.00485 | 80.7063 | 14.2752 | 0.69877 | 0.02776 | 0.00472 | 77.5765 | 14.6454 | 0.6841 | 0.02708 | 0.0046 | 80.9377 | 14.2552 | 0.76989 | 0.03013 | 0.00498 | 85.1619 | 15.8259 | 0.76605 | 0.02911 | 0.00505 | 83.3843 | 17.5266 | 0.70059 | 0.02637 | 0.00469 | 81.7996 | 18.8174 | 0.7108 | 0.02609 | 0.00462 | 84.8845 | 20.6776 | 0.6993 | 0.02501 | 0.00434 | 82.8726 | 21.0382 | 0.69325 | 0.02467 | 0.00443 | 88.4232 | 22.4786 | 0.74626 | 0.02527 | 0.00461 | 80.8211 | 27.2206 | 0.63693 | 0.02118 | 0.00397 | 81.2319 | 27.4708 | 0.636 | 0.02113 | 0.00404 | 81.7398 | 28.6716 | 0.64404 | 0.02093 | 0.00399 | 81.3475 | 29.9519 | 0.62514 | 0.0202 | 0.00389 | 77.5735 | 34.0045 | 0.58904 | 0.01849 | 0.00369 | 76.5814 | 37.1253 | 0.53538 | 0.01682 | 0.0033 | 75.614 | 37.3855 | 0.53275 | 0.01672 | 0.00329
89.2857 | 0.0048297 | 16.36 | 0.80652 | 1.1 | 89.3744 | 0.0048268 | 32.9 | 1.3 | 1.62 | 91.1804 | 0.0047579 | 51.08 | 2.21 | 2.09 | 91.1804 | 0.019077 | 12.73 | 0.55058 | 0.50138 | 87.4344 | 0.019657 | 15.72 | 0.64021 | 0.54592 | 92.6454 | 0.042536 | 13.52 | 0.5502 | 0.35188 | 89.8832 | 0.11734 | 6.76 | 0.2993 | 0.14681 | 90.8348 | 0.11644 | 7.57 | 0.33328 | 0.15713 | 83.3333 | 0.17977 | 4.9 | 0.21543 | 0.09706 | 85.6959 | 0.24409 | 4.34 | 0.18317 | 0.07829 | 86.6667 | 0.24209 | 4.74 | 0.19525 | 0.0827 | 87.5274 | 0.31392 | 3.94 | 0.15826 | 0.06623 | 88.2405 | 0.31211 | 4.25 | 0.16628 | 0.0693 | 88.8938 | 0.31041 | 4.56 | 0.1739 | 0.07228 | 89.4831 | 0.39074 | 3.86 | 0.14323 | 0.05932 | 85.034 | 0.49828 | 3.03 | 0.11227 | 0.04548 | 85.7388 | 0.49528 | 3.23 | 0.11677 | 0.0473 | 81.8517 | 0.51229 | 3.12 | 0.11279 | 0.04489 | 83.3854 | 0.72427 | 2.46 | 0.09414 | 0.03385 | 83.3889 | 0.89441 | 2.28 | 0.09171 | 0.02909 | 89.3591 | 0.95274 | 2.36 | 0.09686 | 0.02959 | 86.2783 | 0.97715 | 2.3 | 0.0944 | 0.02848 | 86.0128 | 1.3105 | 1.91 | 0.07753 | 0.02242 | 85.7903 | 1.4505 | 1.87 | 0.07506 | 0.02112 | 87.9186 | 1.4245 | 2.06 | 0.08121 | 0.0226 | 90.3581 | 1.6116 | 1.84 | 0.07194 | 0.02007 | 87.5832 | 1.6476 | 1.94 | 0.07414 | 0.02019 | 87.581 | 1.9507 | 1.64 | 0.06266 | 0.0173 | 85.3145 | 1.9877 | 1.72 | 0.06441 | 0.01745 | 83.415 | 2.0207 | 1.81 | 0.06607 | 0.01763 | 83.4237 | 2.4169 | 1.52 | 0.05534 | 0.01488 | 80.0881 | 2.4889 | 1.48 | 0.05376 | 0.01428 | 88.3323 | 2.5439 | 1.63 | 0.06359 | 0.01535 | 86.6368 | 2.813 | 1.48 | 0.05758 | 0.01385 | 89.3895 | 3.1892 | 1.45 | 0.05768 | 0.01319 | 86.3036 | 3.8024 | 1.23 | 0.04854 | 0.0111 | 86.0343 | 3.8114 | 1.35 | 0.05319 | 0.01164 | 87.3987 | 4.0285 | 1.28 | 0.05042 | 0.01109 | 84.7092 | 4.1175 | 1.26 | 0.04937 | 0.01077 | 86.0329 | 4.3576 | 1.19 | 0.04663 | 0.01022 | 85.8062 | 4.3656 | 1.29 | 0.05017 | 0.01067 | 85.8074 | 4.9228 | 1.15 | 0.04462 | 0.00959 | 90.3757 | 4.7527 | 1.29 | 0.04918 | 0.01049 | 85.4523 | 5.554 | 1.2 | 0.0445 | 0.00928 | 82.364 | 6.0142 | 1.03 | 0.03895 | 0.0082 | 86.5095 | 5.8211 | 1.14 | 0.04247 | 0.0089 | 83.4189 | 6.3903 | 0.97414 | 0.03671 | 0.00776 | 83.4217 | 6.3893 | 1.05 | 0.03875 | 0.00807 | 81.4797 | 6.4904 | 1.03 | 0.03815 | 0.00791 | 78.7348 | 7.6829 | 0.87986 | 0.03231 | 0.00672 | 77.86 | 8.179 | 0.83132 | 0.03039 | 0.00636 | 83.4133 | 7.8168 | 0.98915 | 0.03954 | 0.00723 | 86.1085 | 7.9639 | 0.97219 | 0.03883 | 0.00722 | 87.0445 | 8.366 | 0.92485 | 0.03698 | 0.00684 | 84.1869 | 10.6239 | 0.82969 | 0.03355 | 0.00584 | 82.6408 | 10.7539 | 0.821 | 0.03316 | 0.00576 | 86.6797 | 13.1147 | 0.82967 | 0.03268 | 0.00546 | 88.777 | 13.4348 | 0.80981 | 0.03191 | 0.00533 | 85.3342 | 13.775 | 0.79236 | 0.03113 | 0.00518 | 88.2957 | 13.4848 | 0.88083 | 0.03399 | 0.00556 | 92.2588 | 15.0555 | 0.86566 | 0.03236 | 0.00556 | 90.333 | 16.6762 | 0.79053 | 0.02929 | 0.00515 | 88.0919 | 17.9769 | 0.7944 | 0.02866 | 0.00503 | 90.9477 | 19.8171 | 0.77526 | 0.02723 | 0.00469 | 88.7921 | 20.1777 | 0.76789 | 0.02684 | 0.00479 | 93.9496 | 21.6782 | 0.81591 | 0.02714 | 0.00492 | 85.8725 | 26.3001 | 0.6944 | 0.02269 | 0.00422 | 86.3089 | 26.5603 | 0.69292 | 0.02262 | 0.00429 | 86.548 | 27.771 | 0.69853 | 0.02231 | 0.00422 | 86.1326 | 29.0413 | 0.67727 | 0.02151 | 0.00411 | 86.1928 | 32.1132 | 0.6821 | 0.02271 | 0.00409 | 85.0905 | 35.0139 | 0.62069 | 0.02071 | 0.00365 | 84.0156 | 35.2641 | 0.61747 | 0.02058 | 0.00363
99.2063 | 0.0044816 | 19.63 | 0.96112 | 1.31 | 99.3049 | 0.0044777 | 39.48 | 1.63 | 1.93 | 99.4695 | 0.0044727 | 59.38 | 2.53 | 2.42 | 99.4695 | 0.017936 | 14.8 | 0.63131 | 0.57904 | 93.6797 | 0.018717 | 17.72 | 0.7062 | 0.61198 | 99.7719 | 0.040345 | 15.37 | 0.61301 | 0.39778 | 99.8702 | 0.10874 | 8.12 | 0.35759 | 0.17499 | 99.9182 | 0.10874 | 8.94 | 0.38693 | 0.18415 | 91.6667 | 0.16776 | 5.79 | 0.25019 | 0.11375 | 92.8372 | 0.23038 | 4.99 | 0.20554 | 0.08944 | 93.3333 | 0.22948 | 5.39 | 0.21665 | 0.09354 | 93.7793 | 0.29871 | 4.45 | 0.17399 | 0.07426 | 94.1232 | 0.29791 | 4.76 | 0.18146 | 0.07713 | 94.4497 | 0.29721 | 5.07 | 0.18858 | 0.07992 | 94.7468 | 0.37494 | 4.26 | 0.1545 | 0.06519 | 90.036 | 0.47807 | 3.34 | 0.1211 | 0.04998 | 95.2653 | 0.45897 | 3.87 | 0.14874 | 0.05627 | 90.9463 | 0.47457 | 3.74 | 0.14372 | 0.0534 | 93.8086 | 0.66524 | 3.02 | 0.12288 | 0.04102 | 92.6544 | 0.83009 | 2.72 | 0.11161 | 0.0344 | 98.295 | 0.88991 | 2.77 | 0.11371 | 0.0345 | 94.9061 | 0.91242 | 2.71 | 0.11084 | 0.0332 | 93.8321 | 1.2324 | 2.21 | 0.08874 | 0.02571 | 92.9395 | 1.3695 | 2.15 | 0.08456 | 0.02397 | 94.6816 | 1.3515 | 2.34 | 0.09033 | 0.02541 | 97.3087 | 1.5285 | 2.08 | 0.07999 | 0.02255 | 93.8391 | 1.5685 | 2.17 | 0.08162 | 0.02249 | 93.8368 | 1.8577 | 1.84 | 0.06898 | 0.01928 | 91.0022 | 1.8987 | 1.92 | 0.07034 | 0.0193 | 93.8419 | 1.8577 | 2.2 | 0.08689 | 0.02119 | 93.8517 | 2.2228 | 1.85 | 0.07271 | 0.01786 | 90.0991 | 2.2878 | 1.8 | 0.07062 | 0.01712 | 98.147 | 2.3618 | 1.94 | 0.07768 | 0.01806 | 96.2631 | 2.6109 | 1.76 | 0.07031 | 0.01627 | 98.3284 | 2.9831 | 1.7 | 0.0677 | 0.01525 | 94.934 | 3.5563 | 1.44 | 0.05692 | 0.01279 | 93.8556 | 3.5853 | 1.56 | 0.06086 | 0.01324 | 95.344 | 3.7903 | 1.48 | 0.05767 | 0.01262 | 92.4101 | 3.8744 | 1.45 | 0.05645 | 0.01224 | 93.8541 | 4.1005 | 1.37 | 0.05333 | 0.01162 | 92.9567 | 4.1285 | 1.47 | 0.05639 | 0.01201 | 92.9581 | 4.6607 | 1.31 | 0.05012 | 0.01077 | 97.3277 | 4.5146 | 1.46 | 0.05455 | 0.01169 | 97.6598 | 5.0778 | 1.49 | 0.06057 | 0.01125 | 88.6997 | 5.7251 | 1.16 | 0.04318 | 0.00911 | 98.868 | 5.3239 | 1.42 | 0.05779 | 0.01079 | 89.8357 | 6.0832 | 1.1 | 0.04068 | 0.00862 | 95.3391 | 5.8481 | 1.3 | 0.05268 | 0.00975 | 93.1196 | 5.9401 | 1.28 | 0.05187 | 0.00955 | 89.9827 | 7.0345 | 1.09 | 0.04387 | 0.00809 | 88.9828 | 7.4917 | 1.03 | 0.04124 | 0.00763 | 93.8399 | 7.2356 | 1.19 | 0.04904 | 0.00851 | 96.8721 | 7.3746 | 1.17 | 0.04815 | 0.0085 | 97.9251 | 7.7477 | 1.12 | 0.04585 | 0.00805 | 93.541 | 9.9225 | 0.97948 | 0.03971 | 0.00672 | 91.8231 | 10.0436 | 0.96901 | 0.03925 | 0.00662 | 94.5597 | 12.4044 | 0.95021 | 0.03689 | 0.00611 | 96.8476 | 12.7044 | 0.9275 | 0.03602 | 0.00597 | 93.0918 | 13.0346 | 0.90712 | 0.03513 | 0.00579 | 95.6536 | 12.8045 | 0.99786 | 0.03783 | 0.00617 | 99.3556 | 14.3652 | 0.97022 | 0.0356 | 0.00609 | 97.2817 | 15.9258 | 0.88488 | 0.03221 | 0.00563 | 94.3841 | 17.2265 | 0.88178 | 0.03123 | 0.00546 | 97.0109 | 19.0467 | 0.8544 | 0.02946 | 0.00506 | 94.7115 | 19.3973 | 0.84562 | 0.02902 | 0.00516 | 99.4761 | 20.9578 | 0.88805 | 0.029 | 0.00525 | 90.9238 | 25.4496 | 0.75383 | 0.02421 | 0.00448 | 91.3859 | 25.7198 | 0.75174 | 0.02411 | 0.00455 | 96.1645 | 26.16 | 0.81265 | 0.02756 | 0.00472 | 95.7029 | 27.4103 | 0.7863 | 0.02648 | 0.00458 | 96.9669 | 30.1119 | 0.80575 | 0.02868 | 0.0046 | 95.7268 | 32.7725 | 0.7342 | 0.02622 | 0.0041 | 94.5176 | 33.0027 | 0.73017 | 0.02605 | 0.00408
109.127 | 0.0041904 | 23.15 | 1.12 | 1.53 | 111.718 | 0.0041225 | 48.39 | 2.11 | 2.34 | 107.7586 | 0.0042276 | 68.2 | 2.85 | 2.76 | 107.7586 | 0.016946 | 17 | 0.71181 | 0.66083 | 99.9251 | 0.017877 | 19.82 | 0.77265 | 0.68086 | 114.0251 | 0.036733 | 19.36 | 0.83955 | 0.49578 | 109.8572 | 0.10164 | 9.58 | 0.41494 | 0.205 | 109.0017 | 0.10224 | 10.4 | 0.44026 | 0.21278 | 100 | 0.15766 | 6.73 | 0.28477 | 0.13144 | 99.9786 | 0.21838 | 5.67 | 0.22801 | 0.10114 | 100 | 0.21838 | 6.08 | 0.23817 | 0.10489 | 100.0313 | 0.2852 | 4.97 | 0.18983 | 0.08264 | 100.0059 | 0.2853 | 5.28 | 0.19675 | 0.08528 | 100.0056 | 0.2853 | 5.59 | 0.20338 | 0.08786 | 105.2742 | 0.34772 | 5.11 | 0.19666 | 0.07756 | 100.04 | 0.44316 | 4.01 | 0.15419 | 0.05945 | 107.1735 | 0.42205 | 4.74 | 0.19403 | 0.06831 | 102.3146 | 0.43616 | 4.59 | 0.18756 | 0.06483 | 104.2318 | 0.61712 | 3.62 | 0.14976 | 0.04872 | 101.9198 | 0.77646 | 3.2 | 0.13086 | 0.04005 | 107.2309 | 0.83669 | 3.22 | 0.13029 | 0.03971 | 103.534 | 0.8577 | 3.14 | 0.12702 | 0.03821 | 101.6514 | 1.1654 | 2.53 | 0.09985 | 0.02917 | 100.0886 | 1.2995 | 2.43 | 0.09404 | 0.02697 | 101.4446 | 1.2864 | 2.63 | 0.09947 | 0.02836 | 104.2593 | 1.4555 | 2.34 | 0.08805 | 0.02513 | 100.0951 | 1.4985 | 2.43 | 0.08913 | 0.02489 | 100.0926 | 1.7746 | 2.05 | 0.07532 | 0.02133 | 102.3774 | 1.7466 | 2.34 | 0.09248 | 0.02323 | 104.2688 | 1.7236 | 2.63 | 0.10622 | 0.02501 | 104.2796 | 2.0637 | 2.21 | 0.08884 | 0.02105 | 100.1101 | 2.1238 | 2.15 | 0.0863 | 0.02017 | 107.9617 | 2.2088 | 2.28 | 0.09125 | 0.02094 | 105.8894 | 2.4418 | 2.06 | 0.08257 | 0.01885 | 107.2674 | 2.807 | 1.97 | 0.07754 | 0.01742 | 103.5643 | 3.3472 | 1.66 | 0.06515 | 0.01457 | 101.6769 | 3.3902 | 1.78 | 0.06847 | 0.01492 | 103.2894 | 3.5853 | 1.69 | 0.06485 | 0.01422 | 100.1109 | 3.6643 | 1.65 | 0.06348 | 0.0138 | 101.6753 | 3.8794 | 1.56 | 0.05996 | 0.01309 | 100.1073 | 3.9214 | 1.67 | 0.0626 | 0.01341 | 100.1087 | 4.4276 | 1.48 | 0.0556 | 0.01201 | 111.2316 | 4.1194 | 1.81 | 0.07441 | 0.01425 | 109.8673 | 4.6846 | 1.8 | 0.0753 | 0.01338 | 101.371 | 5.2338 | 1.44 | 0.05877 | 0.01105 | 111.2265 | 4.9127 | 1.72 | 0.07184 | 0.01283 | 102.6694 | 5.5699 | 1.36 | 0.05532 | 0.01043 | 107.2565 | 5.4089 | 1.57 | 0.06542 | 0.01156 | 104.7596 | 5.4959 | 1.55 | 0.06441 | 0.01131 | 101.2305 | 6.5123 | 1.32 | 0.05444 | 0.00956 | 100.1057 | 6.9364 | 1.24 | 0.05115 | 0.009 | 104.2666 | 6.7553 | 1.41 | 0.05813 | 0.00987 | 107.6357 | 6.8874 | 1.39 | 0.05706 | 0.00985 | 108.8056 | 7.2375 | 1.32 | 0.05433 | 0.00934 | 102.8951 | 9.3312 | 1.14 | 0.04573 | 0.00765 | 101.0055 | 9.4433 | 1.13 | 0.04519 | 0.00754 | 102.4396 | 11.7941 | 1.08 | 0.04106 | 0.00678 | 104.9182 | 12.0741 | 1.05 | 0.04009 | 0.00664 | 100.8495 | 12.3843 | 1.03 | 0.03911 | 0.00643 | 103.0116 | 12.2142 | 1.12 | 0.04165 | 0.00681 | 106.4524 | 13.7648 | 1.08 | 0.03883 | 0.00665 | 104.2304 | 15.2554 | 0.98354 | 0.03512 | 0.00612 | 100.6764 | 16.5561 | 0.97283 | 0.0338 | 0.00591 | 103.074 | 18.3564 | 0.93663 | 0.03168 | 0.00545 | 100.631 | 18.6969 | 0.92636 | 0.0312 | 0.00554 | 110.529 | 19.6771 | 1.04 | 0.03608 | 0.00594 | 101.0264 | 23.9587 | 0.87837 | 0.02996 | 0.00502 | 101.5399 | 24.2389 | 0.87491 | 0.02976 | 0.00509 | 108.185 | 24.469 | 0.96462 | 0.03497 | 0.00537 | 107.6658 | 25.6793 | 0.93124 | 0.03351 | 0.0052 | 107.741 | 28.4008 | 0.93721 | 0.03419 | 0.00514 | 106.3631 | 30.8814 | 0.85507 | 0.03132 | 0.00459 | 105.0195 | 31.1015 | 0.85017 | 0.0311 | 0.00456
119.0476 | 0.0039453 | 26.9 | 1.27 | 1.77 | 124.1311 | 0.0038334 | 58.01 | 2.55 | 2.79 | 116.0477 | 0.0040155 | 77.5 | 3.18 | 3.11 | 116.0477 | 0.016096 | 19.32 | 0.79243 | 0.74654 | 112.4157 | 0.016456 | 24.29 | 1.01 | 0.82671 | 128.2782 | 0.033872 | 23.71 | 1.05 | 0.60146 | 119.8442 | 0.095634 | 11.14 | 0.47189 | 0.23674 | 118.0852 | 0.096615 | 11.94 | 0.49355 | 0.24292 | 108.3333 | 0.14895 | 7.74 | 0.31936 | 0.1501 | 107.1199 | 0.20797 | 6.39 | 0.25061 | 0.11339 | 106.6667 | 0.20857 | 6.8 | 0.25984 | 0.11673 | 106.2832 | 0.2732 | 5.52 | 0.20579 | 0.09135 | 105.8886 | 0.2739 | 5.83 | 0.21215 | 0.09373 | 111.1173 | 0.26479 | 6.71 | 0.25872 | 0.10457 | 118.4335 | 0.32011 | 6.26 | 0.25634 | 0.09414 | 112.545 | 0.40774 | 4.91 | 0.20105 | 0.07216 | 119.0816 | 0.39194 | 5.69 | 0.23633 | 0.08121 | 113.6829 | 0.40484 | 5.5 | 0.22853 | 0.07709 | 114.655 | 0.5771 | 4.26 | 0.17575 | 0.05693 | 111.1852 | 0.73094 | 3.71 | 0.14976 | 0.04602 | 116.1669 | 0.79107 | 3.69 | 0.14674 | 0.04519 | 112.1618 | 0.81068 | 3.6 | 0.14307 | 0.04348 | 109.4708 | 1.1074 | 2.87 | 0.11093 | 0.0328 | 107.2378 | 1.2374 | 2.74 | 0.10354 | 0.03011 | 108.2075 | 1.2294 | 2.94 | 0.10863 | 0.03143 | 111.21 | 1.3915 | 2.61 | 0.09613 | 0.02783 | 112.607 | 1.3795 | 2.96 | 0.11716 | 0.02998 | 112.6042 | 1.6336 | 2.5 | 0.09899 | 0.02569 | 113.7527 | 1.6226 | 2.8 | 0.11302 | 0.02743 | 114.6956 | 1.6136 | 3.1 | 0.12484 | 0.02908 | 114.7076 | 1.9317 | 2.59 | 0.10438 | 0.02444 | 110.1211 | 1.9867 | 2.52 | 0.1014 | 0.02342 | 117.7764 | 2.0797 | 2.63 | 0.10455 | 0.02399 | 115.5157 | 2.2998 | 2.39 | 0.0946 | 0.02158 | 116.2063 | 2.6559 | 2.25 | 0.08728 | 0.0197 | 112.1947 | 3.1681 | 1.9 | 0.07331 | 0.01645 | 109.4982 | 3.2211 | 2.01 | 0.07605 | 0.01669 | 111.2347 | 3.4072 | 1.91 | 0.07201 | 0.0159 | 107.8117 | 3.4812 | 1.87 | 0.07048 | 0.01542 | 109.4965 | 3.6863 | 1.77 | 0.06658 | 0.01463 | 114.4083 | 3.5762 | 2.08 | 0.08553 | 0.01639 | 114.4099 | 4.0404 | 1.85 | 0.07585 | 0.01465 | 125.1356 | 3.8033 | 2.2 | 0.09262 | 0.01701 | 122.0748 | 4.3625 | 2.14 | 0.08945 | 0.01564 | 114.0424 | 4.8307 | 1.75 | 0.07306 | 0.01314 | 123.585 | 4.5755 | 2.05 | 0.08532 | 0.015 | 115.5031 | 5.1477 | 1.65 | 0.06871 | 0.01239 | 119.1739 | 5.0417 | 1.87 | 0.07763 | 0.01349 | 116.3995 | 5.1207 | 1.84 | 0.07642 | 0.01319 | 112.4783 | 6.0801 | 1.56 | 0.06455 | 0.01113 | 111.2285 | 6.4792 | 1.47 | 0.06063 | 0.01046 | 114.6932 | 6.3521 | 1.65 | 0.067 | 0.01131 | 118.3992 | 6.4762 | 1.62 | 0.06575 | 0.01128 | 119.6862 | 6.8083 | 1.54 | 0.06259 | 0.0107 | 112.2492 | 8.825 | 1.31 | 0.05167 | 0.00863 | 110.1878 | 8.93 | 1.29 | 0.05106 | 0.0085 | 110.3196 | 11.2538 | 1.21 | 0.04522 | 0.00749 | 112.9889 | 11.5239 | 1.18 | 0.04416 | 0.00733 | 108.6071 | 11.814 | 1.16 | 0.04307 | 0.0071 | 110.3696 | 11.694 | 1.25 | 0.04548 | 0.00747 | 113.5493 | 13.2146 | 1.19 | 0.04207 | 0.00722 | 111.1791 | 14.6551 | 1.09 | 0.03803 | 0.00664 | 106.9687 | 15.9458 | 1.07 | 0.03637 | 0.00637 | 109.1372 | 17.7261 | 1.02 | 0.03391 | 0.00584 | 106.5505 | 18.0566 | 1.01 | 0.03339 | 0.00593 | 124.3451 | 18.3564 | 1.24 | 0.04608 | 0.00685 | 113.6547 | 22.3878 | 1.04 | 0.03808 | 0.00573 | 114.2323 | 22.668 | 1.04 | 0.03776 | 0.0058 | 120.2056 | 23.0382 | 1.13 | 0.04182 | 0.00606 | 119.6287 | 24.2184 | 1.09 | 0.04 | 0.00584 | 118.5151 | 26.9399 | 1.08 | 0.03946 | 0.00571 | 116.9994 | 29.2505 | 0.98299 | 0.03618 | 0.00509 | 115.5215 | 29.4706 | 0.97717 | 0.03593 | 0.00506
128.9683 | 0.0037352 | 30.87 | 1.43 | 2.02 | 136.5442 | 0.0035932 | 68.33 | 2.99 | 3.25 | 124.3369 | 0.0038294 | 87.27 | 3.5 | 3.48 | 124.3369 | 0.015345 | 21.76 | 0.87335 | 0.836 | 124.9063 | 0.015305 | 29.13 | 1.23 | 0.9827 | 142.5314 | 0.031541 | 28.41 | 1.25 | 0.71424 | 129.8312 | 0.090482 | 12.79 | 0.52874 | 0.27013 | 127.1687 | 0.091783 | 13.57 | 0.54693 | 0.27451 | 116.6667 | 0.14135 | 8.8 | 0.35404 | 0.16966 | 114.2612 | 0.19867 | 7.15 | 0.27334 | 0.12616 | 113.3333 | 0.19987 | 7.55 | 0.28166 | 0.12904 | 112.5352 | 0.26239 | 6.1 | 0.22187 | 0.10039 | 117.654 | 0.25439 | 7 | 0.26971 | 0.11153 | 125.0069 | 0.24388 | 8.22 | 0.33696 | 0.12696 | 131.5928 | 0.2976 | 7.51 | 0.312 | 0.1119 | 125.05 | 0.37883 | 5.89 | 0.24479 | 0.08578 | 130.9898 | 0.36692 | 6.7 | 0.27715 | 0.09493 | 125.0512 | 0.37883 | 6.48 | 0.26809 | 0.09014 | 125.0782 | 0.54319 | 4.95 | 0.20127 | 0.0656 | 120.4507 | 0.69183 | 4.25 | 0.16849 | 0.05229 | 125.1028 | 0.75145 | 4.19 | 0.16313 | 0.05093 | 120.7896 | 0.76986 | 4.09 | 0.15907 | 0.04901 | 117.2901 | 1.0563 | 3.23 | 0.122 | 0.03658 | 114.387 | 1.1824 | 3.06 | 0.11306 | 0.03337 | 121.7335 | 1.1324 | 3.59 | 0.14279 | 0.03794 | 125.1112 | 1.2824 | 3.18 | 0.12625 | 0.03354 | 125.1189 | 1.2824 | 3.54 | 0.14313 | 0.03542 | 125.1157 | 1.5195 | 2.99 | 0.12091 | 0.03036 | 125.128 | 1.5195 | 3.29 | 0.13278 | 0.0319 | 125.1225 | 1.5195 | 3.59 | 0.14307 | 0.03337 | 125.1356 | 1.8186 | 3 | 0.11959 | 0.02803 | 120.1321 | 1.8706 | 2.92 | 0.1162 | 0.02685 | 127.5911 | 1.9687 | 3.01 | 0.11771 | 0.02719 | 125.142 | 2.1767 | 2.73 | 0.1065 | 0.02444 | 125.1453 | 2.5249 | 2.55 | 0.09697 | 0.02209 | 120.8251 | 3.011 | 2.15 | 0.08142 | 0.01841 | 125.1408 | 2.94 | 2.51 | 0.10399 | 0.02045 | 127.1254 | 3.111 | 2.38 | 0.09838 | 0.01949 | 123.2134 | 3.1781 | 2.33 | 0.0963 | 0.01888 | 125.1388 | 3.3651 | 2.2 | 0.09096 | 0.01792 | 128.7093 | 3.3021 | 2.52 | 0.10653 | 0.0196 | 128.7112 | 3.7322 | 2.24 | 0.09441 | 0.01749 | 139.0395 | 3.5452 | 2.62 | 0.11006 | 0.01995 | 134.2823 | 4.0934 | 2.51 | 0.10329 | 0.01805 | 126.7138 | 4.4995 | 2.08 | 0.08677 | 0.01536 | 135.9434 | 4.2944 | 2.39 | 0.09851 | 0.01729 | 128.3368 | 4.8006 | 1.96 | 0.08154 | 0.01447 | 131.0913 | 4.7335 | 2.18 | 0.08957 | 0.01552 | 128.0395 | 4.8076 | 2.15 | 0.08818 | 0.01518 | 123.7262 | 5.7049 | 1.82 | 0.07443 | 0.01278 | 122.3514 | 6.085 | 1.72 | 0.06989 | 0.012 | 125.1199 | 5.995 | 1.9 | 0.07576 | 0.01282 | 129.1628 | 6.114 | 1.86 | 0.07434 | 0.01279 | 130.5668 | 6.4321 | 1.77 | 0.07075 | 0.01213 | 121.6033 | 8.3878 | 1.49 | 0.05756 | 0.00966 | 119.3701 | 8.4868 | 1.47 | 0.05688 | 0.0095 | 118.1996 | 10.7736 | 1.35 | 0.04938 | 0.00823 | 121.0595 | 11.0336 | 1.32 | 0.04821 | 0.00806 | 116.3648 | 11.3038 | 1.29 | 0.04702 | 0.0078 | 117.7276 | 11.2237 | 1.38 | 0.04931 | 0.00815 | 120.6461 | 12.7343 | 1.31 | 0.04531 | 0.00782 | 118.1277 | 14.1149 | 1.19 | 0.04095 | 0.00717 | 113.261 | 15.3955 | 1.17 | 0.03895 | 0.00685 | 121.2636 | 16.6155 | 1.2 | 0.04237 | 0.00667 | 118.3894 | 16.946 | 1.19 | 0.04166 | 0.00676 | 138.1612 | 17.2458 | 1.46 | 0.05532 | 0.00782 | 126.283 | 21.0771 | 1.22 | 0.0456 | 0.00649 | 126.9248 | 21.3473 | 1.21 | 0.04515 | 0.00654 | 132.2262 | 21.8275 | 1.3 | 0.04836 | 0.00679 | 131.5915 | 22.9677 | 1.25 | 0.04619 | 0.00652 | 129.2892 | 25.6692 | 1.22 | 0.04456 | 0.0063 | 127.6357 | 27.8497 | 1.12 | 0.0409 | 0.00563 | 126.0234 | 28.0498 | 1.11 | 0.04062 | 0.00558
138.8889 | 0.0035521 | 35.06 | 1.59 | 2.28 | 148.9573 | 0.0033911 | 79.29 | 3.42 | 3.75 | 132.626 | 0.0036653 | 97.5 | 3.83 | 3.87 | 132.626 | 0.014685 | 24.31 | 0.95469 | 0.92904 | 137.397 | 0.014345 | 34.31 | 1.45 | 1.15 | 156.7845 | 0.02961 | 33.44 | 1.44 | 0.83359 | 139.8182 | 0.08603 | 14.53 | 0.58562 | 0.30507 | 136.2522 | 0.087551 | 15.29 | 0.60047 | 0.30746 | 125 | 0.13475 | 9.91 | 0.38886 | 0.19009 | 121.4026 | 0.19047 | 7.94 | 0.29622 | 0.13943 | 120 | 0.19197 | 8.34 | 0.30363 | 0.1418 | 125.0391 | 0.24388 | 7.31 | 0.28185 | 0.11941 | 132.3607 | 0.23448 | 8.57 | 0.35102 | 0.13534 | 138.8966 | 0.22698 | 9.86 | 0.40987 | 0.15089 | 144.7521 | 0.27889 | 8.84 | 0.36564 | 0.13074 | 137.555 | 0.35492 | 6.94 | 0.28698 | 0.10024 | 142.898 | 0.34582 | 7.78 | 0.31718 | 0.10941 | 136.4194 | 0.35692 | 7.53 | 0.30691 | 0.10392 | 135.5014 | 0.51417 | 5.67 | 0.22654 | 0.07472 | 129.7161 | 0.65791 | 4.82 | 0.18713 | 0.05886 | 134.0387 | 0.71674 | 4.71 | 0.1795 | 0.05693 | 129.4174 | 0.73414 | 4.6 | 0.17507 | 0.05478 | 125.1095 | 1.0113 | 3.6 | 0.13309 | 0.04052 | 128.6854 | 1.0904 | 3.73 | 0.14853 | 0.04029 | 135.2594 | 1.0543 | 4.29 | 0.17439 | 0.0449 | 139.0125 | 1.1944 | 3.81 | 0.15412 | 0.03964 | 137.6307 | 1.2024 | 4.16 | 0.16807 | 0.0412 | 137.6273 | 1.4245 | 3.51 | 0.14196 | 0.03531 | 136.5032 | 1.4315 | 3.81 | 0.1521 | 0.03662 | 135.5494 | 1.4385 | 4.11 | 0.16109 | 0.03788 | 135.5635 | 1.7226 | 3.44 | 0.13463 | 0.03179 | 130.1432 | 1.7706 | 3.34 | 0.13084 | 0.03045 | 137.4058 | 1.8726 | 3.41 | 0.13078 | 0.03055 | 134.7683 | 2.0697 | 3.09 | 0.11832 | 0.02745 | 143.0232 | 2.3088 | 3.18 | 0.13258 | 0.02718 | 138.0858 | 2.7519 | 2.68 | 0.11126 | 0.02259 | 140.7834 | 2.7169 | 3.06 | 0.12953 | 0.0245 | 143.016 | 2.8759 | 2.89 | 0.12249 | 0.02334 | 138.6151 | 2.936 | 2.83 | 0.11992 | 0.02261 | 140.7812 | 3.111 | 2.68 | 0.11325 | 0.02145 | 143.0104 | 3.078 | 3.01 | 0.12664 | 0.02303 | 143.0124 | 3.4801 | 2.67 | 0.11218 | 0.02052 | 152.9435 | 3.3301 | 3.07 | 0.12709 | 0.02306 | 146.4897 | 3.8663 | 2.89 | 0.11696 | 0.02057 | 139.3852 | 4.2244 | 2.43 | 0.10019 | 0.01772 | 148.3019 | 4.0563 | 2.76 | 0.11154 | 0.01971 | 141.1704 | 4.5104 | 2.29 | 0.09408 | 0.01667 | 143.0087 | 4.4734 | 2.52 | 0.10136 | 0.01767 | 139.6794 | 4.5415 | 2.48 | 0.09979 | 0.01727 | 134.974 | 5.3868 | 2.1 | 0.0842 | 0.01453 | 133.4742 | 5.7459 | 1.98 | 0.07904 | 0.01361 | 135.5466 | 5.6878 | 2.16 | 0.08448 | 0.01441 | 139.9264 | 5.8029 | 2.12 | 0.08289 | 0.01437 | 141.4473 | 6.1059 | 2.02 | 0.07886 | 0.01363 | 130.9574 | 8.0046 | 1.68 | 0.06343 | 0.01073 | 128.5524 | 8.0986 | 1.66 | 0.06268 | 0.01055 | 126.0796 | 10.3434 | 1.5 | 0.05353 | 0.00899 | 129.1301 | 10.5934 | 1.46 | 0.05227 | 0.00881 | 124.1224 | 10.8536 | 1.43 | 0.05098 | 0.00852 | 125.0855 | 10.8035 | 1.52 | 0.05314 | 0.00886 | 127.7429 | 12.2841 | 1.44 | 0.04855 | 0.00844 | 125.0764 | 13.6246 | 1.3 | 0.04387 | 0.00772 | 125.8455 | 14.435 | 1.37 | 0.0487 | 0.00785 | 136.4215 | 15.475 | 1.44 | 0.0543 | 0.00776 | 133.1881 | 15.7854 | 1.42 | 0.05334 | 0.00785 | 151.9774 | 16.3153 | 1.69 | 0.06415 | 0.00883 | 138.9113 | 19.9565 | 1.41 | 0.05277 | 0.00728 | 139.6173 | 20.2267 | 1.4 | 0.05221 | 0.00733 | 144.2467 | 20.777 | 1.48 | 0.05471 | 0.00754 | 143.5544 | 21.8872 | 1.42 | 0.05219 | 0.00723 | 140.0633 | 24.5585 | 1.38 | 0.04956 | 0.00692 | 138.272 | 26.619 | 1.26 | 0.04553 | 0.00618 | 136.5254 | 26.8091 | 1.25 | 0.04521 | 0.00613
148.8095 | 0.0033931 | 39.45 | 1.75 | 2.55 | 161.3704 | 0.0032171 | 90.88 | 3.85 | 4.26 | 149.2042 | 0.0033872 | 119.26 | 4.98 | 4.68 | 149.2042 | 0.013574 | 29.74 | 1.24 | 1.13 | 149.8876 | 0.013535 | 39.81 | 1.66 | 1.32 | 171.0376 | 0.027979 | 38.78 | 1.64 | 0.95903 | 149.8053 | 0.082128 | 16.36 | 0.64262 | 0.34149 | 145.3356 | 0.083819 | 17.08 | 0.65421 | 0.34172 | 133.3333 | 0.12894 | 11.07 | 0.42384 | 0.21136 | 128.5439 | 0.18306 | 8.76 | 0.31924 | 0.15319 | 133.3333 | 0.17856 | 10 | 0.38553 | 0.16864 | 140.669 | 0.22497 | 8.95 | 0.36652 | 0.14484 | 147.0675 | 0.21837 | 10.27 | 0.42672 | 0.16077 | 152.7863 | 0.21287 | 11.61 | 0.48006 | 0.17625 | 157.9114 | 0.26319 | 10.26 | 0.41815 | 0.1506 | 150.06 | 0.33471 | 8.06 | 0.3283 | 0.11549 | 154.8061 | 0.32781 | 8.92 | 0.35674 | 0.12461 | 147.7877 | 0.33811 | 8.63 | 0.3453 | 0.11838 | 145.9245 | 0.48916 | 6.44 | 0.25168 | 0.08426 | 138.9815 | 0.6282 | 5.42 | 0.20574 | 0.06571 | 142.9746 | 0.68612 | 5.26 | 0.19589 | 0.06316 | 138.0453 | 0.70253 | 5.13 | 0.19108 | 0.06079 | 140.7482 | 0.93429 | 4.39 | 0.1743 | 0.04882 | 142.9838 | 1.0153 | 4.46 | 0.18131 | 0.04767 | 148.7854 | 0.98862 | 5.05 | 0.20471 | 0.05228 | 152.9137 | 1.1203 | 4.47 | 0.18084 | 0.04611 | 150.1426 | 1.1344 | 4.82 | 0.19243 | 0.0473 | 150.1389 | 1.3434 | 4.07 | 0.16253 | 0.04053 | 147.8785 | 1.3574 | 4.36 | 0.17118 | 0.04157 | 145.9763 | 1.3684 | 4.65 | 0.17898 | 0.0426 | 145.9915 | 1.6395 | 3.9 | 0.14956 | 0.03573 | 140.1542 | 1.6846 | 3.79 | 0.14538 | 0.03423 | 157.0352 | 1.7145 | 4.27 | 0.17875 | 0.03767 | 154.0209 | 1.8946 | 3.87 | 0.16173 | 0.03382 | 160.901 | 2.1367 | 3.88 | 0.16506 | 0.03264 | 155.3465 | 2.5468 | 3.26 | 0.13849 | 0.02708 | 156.426 | 2.5348 | 3.64 | 0.15395 | 0.02882 | 158.9067 | 2.6848 | 3.45 | 0.14553 | 0.02743 | 154.0168 | 2.7399 | 3.38 | 0.1425 | 0.02658 | 156.4235 | 2.9029 | 3.19 | 0.13456 | 0.02521 | 157.3114 | 2.8919 | 3.52 | 0.14626 | 0.02665 | 157.3137 | 3.27 | 3.13 | 0.12951 | 0.02372 | 166.8474 | 3.149 | 3.54 | 0.14387 | 0.02634 | 158.6972 | 3.6702 | 3.3 | 0.13054 | 0.02322 | 152.0566 | 3.9903 | 2.81 | 0.11343 | 0.0202 | 160.6604 | 3.8512 | 3.15 | 0.12448 | 0.02224 | 154.0041 | 4.2643 | 2.64 | 0.10644 | 0.01898 | 154.9261 | 4.2483 | 2.87 | 0.11306 | 0.01991 | 151.3194 | 4.3134 | 2.83 | 0.11131 | 0.01946 | 146.2219 | 5.1126 | 2.39 | 0.09392 | 0.01635 | 144.5971 | 5.4537 | 2.25 | 0.08814 | 0.01531 | 145.9732 | 5.4207 | 2.44 | 0.09318 | 0.01607 | 150.6899 | 5.5318 | 2.39 | 0.09141 | 0.01601 | 152.3279 | 5.8208 | 2.28 | 0.08695 | 0.01519 | 140.3115 | 7.6594 | 1.87 | 0.06928 | 0.01184 | 137.7347 | 7.7515 | 1.85 | 0.06847 | 0.01164 | 133.9595 | 9.9602 | 1.65 | 0.05769 | 0.00978 | 137.2008 | 10.2032 | 1.61 | 0.05633 | 0.00959 | 131.8801 | 10.4534 | 1.57 | 0.05495 | 0.00927 | 132.4435 | 10.4234 | 1.67 | 0.05698 | 0.00959 | 141.9366 | 11.5237 | 1.69 | 0.06083 | 0.00972 | 138.9738 | 12.7742 | 1.54 | 0.05491 | 0.00887 | 141.5762 | 13.4445 | 1.65 | 0.06246 | 0.00917 | 151.5795 | 14.5345 | 1.7 | 0.06532 | 0.00892 | 147.9868 | 14.8249 | 1.67 | 0.06414 | 0.009 | 165.7935 | 15.5149 | 1.93 | 0.07272 | 0.00989 | 151.5396 | 18.9961 | 1.61 | 0.05973 | 0.00811 | 152.3098 | 19.2562 | 1.59 | 0.05906 | 0.00815 | 156.2673 | 19.8665 | 1.67 | 0.06093 | 0.00832 | 155.5173 | 20.9467 | 1.6 | 0.05806 | 0.00796 | 150.8374 | 23.578 | 1.54 | 0.05448 | 0.00755 | 148.9083 | 25.5384 | 1.41 | 0.05009 | 0.00675 | 147.0273 | 25.7185 | 1.4 | 0.04974 | 0.0067
158.7302 | 0.003252 | 44.04 | 1.91 | 2.83 | 173.7835 | 0.003067 | 103.07 | 4.28 | 4.8 | 165.7825 | 0.0031621 | 142.69 | 6.06 | 5.55 | 165.7825 | 0.012664 | 35.59 | 1.51 | 1.33 | 162.3782 | 0.012844 | 45.64 | 1.87 | 1.5 | 185.2908 | 0.026598 | 44.41 | 1.83 | 1.09 | 159.7923 | 0.078696 | 18.27 | 0.69976 | 0.3793 | 154.4191 | 0.080487 | 18.95 | 0.70817 | 0.37723 | 141.6667 | 0.12374 | 12.29 | 0.45899 | 0.23342 | 142.8265 | 0.17036 | 10.5 | 0.40494 | 0.18208 | 150 | 0.16485 | 12.24 | 0.50102 | 0.20448 | 156.2988 | 0.20977 | 10.72 | 0.44527 | 0.17195 | 161.7742 | 0.20507 | 12.08 | 0.49953 | 0.1877 | 166.6759 | 0.20106 | 13.46 | 0.54869 | 0.20294 | 171.0706 | 0.24978 | 11.76 | 0.46998 | 0.1714 | 162.565 | 0.3174 | 9.23 | 0.36912 | 0.13149 | 166.7143 | 0.3122 | 10.12 | 0.39602 | 0.14048 | 159.156 | 0.3219 | 9.8 | 0.38344 | 0.1335 | 156.3477 | 0.46715 | 7.24 | 0.27675 | 0.0942 | 148.247 | 0.60189 | 6.04 | 0.22433 | 0.07281 | 160.8464 | 0.6345 | 6.43 | 0.25666 | 0.07632 | 155.3009 | 0.64931 | 6.27 | 0.25051 | 0.07346 | 156.3868 | 0.87197 | 5.24 | 0.21231 | 0.05766 | 157.2822 | 0.9529 | 5.25 | 0.21274 | 0.0555 | 162.3113 | 0.93349 | 5.85 | 0.23429 | 0.06005 | 166.8149 | 1.0583 | 5.18 | 0.2069 | 0.05291 | 162.6545 | 1.0763 | 5.51 | 0.21645 | 0.05369 | 162.6505 | 1.2744 | 4.65 | 0.18281 | 0.046 | 159.2538 | 1.2924 | 4.94 | 0.1901 | 0.04674 | 166.83 | 1.2534 | 5.83 | 0.24456 | 0.05263 | 166.8474 | 1.5015 | 4.88 | 0.20428 | 0.0441 | 160.1762 | 1.5425 | 4.74 | 0.1987 | 0.04224 | 176.6646 | 1.5885 | 5.2 | 0.2224 | 0.04531 | 173.2735 | 1.7545 | 4.71 | 0.20125 | 0.04066 | 178.7789 | 1.9966 | 4.62 | 0.19601 | 0.03845 | 172.6072 | 2.3797 | 3.89 | 0.16447 | 0.03186 | 172.0686 | 2.3837 | 4.27 | 0.17774 | 0.03338 | 174.7974 | 2.5258 | 4.04 | 0.16797 | 0.03176 | 169.4184 | 2.5758 | 3.95 | 0.16451 | 0.03077 | 172.0659 | 2.7308 | 3.73 | 0.15531 | 0.02918 | 171.6124 | 2.7348 | 4.07 | 0.16559 | 0.03046 | 171.6149 | 3.093 | 3.61 | 0.14659 | 0.02709 | 180.7514 | 2.9929 | 4.04 | 0.1605 | 0.02976 | 170.9047 | 3.5011 | 3.73 | 0.14406 | 0.02598 | 164.7279 | 3.7902 | 3.2 | 0.12656 | 0.0228 | 173.0189 | 3.6741 | 3.56 | 0.13735 | 0.02488 | 166.8378 | 4.0532 | 3.01 | 0.11869 | 0.02139 | 166.8434 | 4.0532 | 3.24 | 0.1247 | 0.02225 | 162.9593 | 4.1143 | 3.19 | 0.12279 | 0.02174 | 157.4697 | 4.8745 | 2.7 | 0.1036 | 0.01825 | 155.7199 | 5.1996 | 2.54 | 0.09721 | 0.01708 | 156.3999 | 5.1856 | 2.73 | 0.10188 | 0.01779 | 161.4535 | 5.2936 | 2.68 | 0.09992 | 0.01773 | 163.2085 | 5.5717 | 2.55 | 0.09503 | 0.01682 | 149.6656 | 7.3493 | 2.08 | 0.07515 | 0.01299 | 146.917 | 7.4363 | 2.05 | 0.07426 | 0.01277 | 141.8395 | 9.614 | 1.8 | 0.06185 | 0.01059 | 145.2714 | 9.8451 | 1.76 | 0.0604 | 0.01039 | 139.6377 | 10.0932 | 1.72 | 0.05891 | 0.01004 | 147.1595 | 9.7671 | 1.97 | 0.0715 | 0.01112 | 159.6787 | 10.7334 | 2.04 | 0.07811 | 0.01143 | 156.3455 | 11.9038 | 1.85 | 0.07047 | 0.01039 | 157.3069 | 12.6241 | 1.94 | 0.07517 | 0.01056 | 166.7374 | 13.7441 | 1.97 | 0.07585 | 0.01014 | 162.7855 | 14.0145 | 1.94 | 0.07445 | 0.01022 | 179.6096 | 14.8246 | 2.18 | 0.08111 | 0.01098 | 164.1679 | 18.1556 | 1.81 | 0.06654 | 0.00896 | 165.0023 | 18.4057 | 1.8 | 0.06577 | 0.009 | 168.2878 | 19.0661 | 1.87 | 0.06705 | 0.00913 | 167.4801 | 20.1162 | 1.79 | 0.06384 | 0.00872 | 161.6115 | 22.7075 | 1.7 | 0.05935 | 0.00821 | 159.5446 | 24.5779 | 1.56 | 0.05461 | 0.00734 | 157.5293 | 24.748 | 1.55 | 0.05422 | 0.00728
168.6508 | 0.003127 | 48.82 | 2.07 | 3.12 | 186.1966 | 0.0029359 | 115.82 | 4.7 | 5.36 | 182.3607 | 0.002975 | 167.69 | 7.09 | 6.46 | 182.3607 | 0.011924 | 41.83 | 1.77 | 1.55 | 174.8688 | 0.012244 | 51.76 | 2.07 | 1.69 | 199.5439 | 0.025398 | 50.32 | 2.02 | 1.23 | 169.7793 | 0.075635 | 20.27 | 0.75707 | 0.41844 | 163.5026 | 0.077516 | 20.9 | 0.76234 | 0.41392 | 150 | 0.11904 | 13.56 | 0.4943 | 0.25625 | 160.6799 | 0.15755 | 12.85 | 0.52568 | 0.2206 | 166.6667 | 0.15375 | 14.65 | 0.60835 | 0.24265 | 171.9287 | 0.19706 | 12.61 | 0.52093 | 0.20062 | 176.481 | 0.19376 | 14.01 | 0.57066 | 0.216 | 180.5656 | 0.19096 | 15.43 | 0.61636 | 0.23087 | 184.2299 | 0.23807 | 13.34 | 0.52137 | 0.19309 | 175.07 | 0.3025 | 10.48 | 0.40962 | 0.14817 | 178.6225 | 0.29859 | 11.38 | 0.43513 | 0.15698 | 170.5243 | 0.3077 | 11.02 | 0.42144 | 0.14924 | 166.7709 | 0.44774 | 8.08 | 0.30179 | 0.10452 | 166.7779 | 0.55747 | 7.37 | 0.29326 | 0.08778 | 178.7182 | 0.59258 | 7.68 | 0.31265 | 0.09031 | 172.5566 | 0.60609 | 7.5 | 0.30529 | 0.08696 | 172.0255 | 0.82015 | 6.15 | 0.24866 | 0.06699 | 171.5805 | 0.90038 | 6.07 | 0.24337 | 0.06373 | 175.8373 | 0.88627 | 6.69 | 0.26342 | 0.06819 | 180.7162 | 1.0053 | 5.92 | 0.23254 | 0.06004 | 175.1664 | 1.0253 | 6.24 | 0.24024 | 0.06035 | 175.162 | 1.2154 | 5.27 | 0.20289 | 0.05171 | 182.0043 | 1.1854 | 6.18 | 0.25934 | 0.05771 | 187.6838 | 1.1634 | 7.1 | 0.30416 | 0.06336 | 187.7033 | 1.3934 | 5.94 | 0.25402 | 0.05306 | 180.1982 | 1.4294 | 5.78 | 0.24721 | 0.05083 | 196.294 | 1.4864 | 6.21 | 0.26394 | 0.05341 | 192.5261 | 1.6415 | 5.62 | 0.23886 | 0.04792 | 196.6568 | 1.8816 | 5.41 | 0.2261 | 0.04457 | 189.868 | 2.2407 | 4.55 | 0.18974 | 0.03689 | 187.7112 | 2.2567 | 4.93 | 0.20114 | 0.03816 | 190.6881 | 2.3917 | 4.66 | 0.19004 | 0.03631 | 184.8201 | 2.4387 | 4.57 | 0.18616 | 0.03517 | 187.7082 | 2.5848 | 4.31 | 0.17573 | 0.03335 | 185.9135 | 2.6008 | 4.64 | 0.18474 | 0.03444 | 185.9161 | 2.9409 | 4.12 | 0.16351 | 0.03061 | 194.6553 | 2.8589 | 4.57 | 0.17703 | 0.03331 | 183.1122 | 3.352 | 4.18 | 0.15754 | 0.02884 | 177.3993 | 3.6171 | 3.62 | 0.13964 | 0.02551 | 185.3774 | 3.5191 | 3.99 | 0.15019 | 0.02762 | 179.6715 | 3.8702 | 3.4 | 0.13087 | 0.02391 | 178.7608 | 3.8832 | 3.63 | 0.13632 | 0.02467 | 174.5993 | 3.9402 | 3.57 | 0.13424 | 0.02411 | 168.7175 | 4.6654 | 3.02 | 0.11327 | 0.02023 | 166.8428 | 4.9765 | 2.84 | 0.10627 | 0.01891 | 166.8265 | 4.9775 | 3.03 | 0.11058 | 0.01957 | 172.2171 | 5.0826 | 2.97 | 0.10843 | 0.0195 | 174.089 | 5.3506 | 2.83 | 0.10311 | 0.0185 | 159.0197 | 7.0732 | 2.29 | 0.08102 | 0.01418 | 156.0994 | 7.1562 | 2.26 | 0.08007 | 0.01394 | 157.5994 | 9.0058 | 2.14 | 0.07759 | 0.01229 | 161.4127 | 9.2298 | 2.08 | 0.07576 | 0.01206 | 155.153 | 9.4559 | 2.04 | 0.07391 | 0.01164 | 165.5544 | 9.0878 | 2.38 | 0.09196 | 0.01314 | 177.4207 | 10.0731 | 2.41 | 0.09406 | 0.01322 | 173.7173 | 11.1834 | 2.18 | 0.08483 | 0.012 | 173.0376 | 11.9338 | 2.26 | 0.0873 | 0.01203 | 181.8953 | 13.0638 | 2.26 | 0.08606 | 0.01141 | 177.5841 | 13.3241 | 2.22 | 0.08445 | 0.01148 | 193.4257 | 14.2143 | 2.45 | 0.08937 | 0.01212 | 176.7962 | 17.4253 | 2.03 | 0.07325 | 0.00985 | 177.6947 | 17.6654 | 2.01 | 0.07237 | 0.00987 | 180.3084 | 18.3557 | 2.07 | 0.0731 | 0.00997 | 179.443 | 19.3759 | 1.98 | 0.06955 | 0.0095 | 172.3856 | 21.9271 | 1.87 | 0.06418 | 0.00889 | 170.1809 | 23.7175 | 1.72 | 0.05909 | 0.00795 | 168.0312 | 23.8776 | 1.71 | 0.05867 | 0.00788
178.5714 | 0.0030149 | 53.79 | 2.24 | 3.42 | 198.6097 | 0.0028209 | 129.12 | 5.13 | 5.94 | 198.939 | 0.0028179 | 194.17 | 8.1 | 7.42 | 198.939 | 0.011293 | 48.44 | 2.02 | 1.79 | 199.8501 | 0.011253 | 64.83 | 2.81 | 2.1 | 213.797 | 0.024347 | 56.5 | 2.21 | 1.37 | 179.7663 | 0.072904 | 22.33 | 0.81455 | 0.45884 | 181.6695 | 0.072414 | 25 | 0.9628 | 0.49067 | 166.6667 | 0.11104 | 16.23 | 0.6253 | 0.30407 | 178.5332 | 0.14705 | 15.37 | 0.63773 | 0.26157 | 183.3333 | 0.14465 | 17.23 | 0.71135 | 0.28297 | 187.5586 | 0.18636 | 14.62 | 0.59477 | 0.23073 | 191.1877 | 0.18416 | 16.05 | 0.64072 | 0.24559 | 194.4552 | 0.18226 | 17.49 | 0.68338 | 0.25996 | 197.3892 | 0.22797 | 14.98 | 0.57245 | 0.2156 | 187.575 | 0.28949 | 11.77 | 0.44991 | 0.16551 | 190.5306 | 0.28659 | 12.7 | 0.47412 | 0.17407 | 181.8926 | 0.29519 | 12.3 | 0.45936 | 0.16555 | 187.6173 | 0.41513 | 9.87 | 0.39439 | 0.12623 | 185.3087 | 0.52145 | 8.8 | 0.35666 | 0.10365 | 196.5901 | 0.55797 | 9.02 | 0.36609 | 0.10507 | 189.8123 | 0.57037 | 8.81 | 0.35761 | 0.1012 | 187.6642 | 0.77653 | 7.12 | 0.28401 | 0.07678 | 185.8789 | 0.85556 | 6.95 | 0.27351 | 0.07235 | 189.3632 | 0.84555 | 7.58 | 0.29225 | 0.07667 | 194.6174 | 0.95958 | 6.7 | 0.2579 | 0.06745 | 200.1902 | 0.94287 | 7.81 | 0.32715 | 0.07445 | 200.1852 | 1.1173 | 6.59 | 0.27623 | 0.06379 | 204.7549 | 1.1013 | 7.53 | 0.32214 | 0.06942 | 208.5375 | 1.0893 | 8.47 | 0.3608 | 0.07473 | 208.5593 | 1.3054 | 7.08 | 0.30128 | 0.06254 | 200.2202 | 1.3384 | 6.89 | 0.29334 | 0.05994 | 215.9234 | 1.4024 | 7.27 | 0.30423 | 0.06194 | 211.7787 | 1.5485 | 6.58 | 0.27536 | 0.05556 | 214.5347 | 1.7835 | 6.25 | 0.25562 | 0.05098 | 207.1287 | 2.1236 | 5.26 | 0.21455 | 0.04217 | 203.3538 | 2.1476 | 5.63 | 0.22429 | 0.04316 | 206.5787 | 2.2767 | 5.32 | 0.21186 | 0.04104 | 200.2218 | 2.3207 | 5.21 | 0.20759 | 0.03977 | 203.3506 | 2.4607 | 4.92 | 0.19593 | 0.0377 | 200.2145 | 2.4837 | 5.25 | 0.20376 | 0.03858 | 200.2174 | 2.8098 | 4.65 | 0.18031 | 0.03426 | 208.5593 | 2.7408 | 5.12 | 0.19348 | 0.037 | 195.3197 | 3.221 | 4.65 | 0.17099 | 0.03181 | 190.0707 | 3.465 | 4.05 | 0.15267 | 0.02831 | 197.7359 | 3.382 | 4.43 | 0.163 | 0.03046 | 192.5051 | 3.7101 | 3.8 | 0.14301 | 0.02652 | 190.6782 | 3.7321 | 4.03 | 0.1479 | 0.02718 | 186.2392 | 3.7861 | 3.97 | 0.14567 | 0.02656 | 179.9654 | 4.4814 | 3.36 | 0.12294 | 0.02228 | 177.9656 | 4.7794 | 3.16 | 0.11532 | 0.02082 | 177.2532 | 4.7914 | 3.35 | 0.11928 | 0.02141 | 182.9806 | 4.8945 | 3.28 | 0.11694 | 0.02133 | 184.9696 | 5.1535 | 3.12 | 0.11118 | 0.02023 | 168.3738 | 6.8241 | 2.51 | 0.08691 | 0.0154 | 165.2817 | 6.9031 | 2.48 | 0.08588 | 0.01514 | 177.2994 | 8.3745 | 2.58 | 0.09978 | 0.01454 | 181.5893 | 8.5925 | 2.52 | 0.09738 | 0.01426 | 174.5471 | 8.7996 | 2.46 | 0.09503 | 0.01377 | 183.9493 | 8.5265 | 2.82 | 0.11084 | 0.01527 | 195.1628 | 9.5178 | 2.8 | 0.10928 | 0.01511 | 191.089 | 10.5731 | 2.54 | 0.09852 | 0.01368 | 188.7683 | 11.3435 | 2.59 | 0.09907 | 0.01356 | 197.0533 | 12.4836 | 2.56 | 0.09605 | 0.01272 | 192.3828 | 12.7339 | 2.52 | 0.09424 | 0.01279 | 207.2419 | 13.684 | 2.72 | 0.09753 | 0.01329 | 189.4246 | 16.7749 | 2.25 | 0.07988 | 0.01076 | 190.3872 | 17.005 | 2.23 | 0.0789 | 0.01078 | 192.329 | 17.7154 | 2.28 | 0.0791 | 0.01083 | 191.4059 | 18.7155 | 2.18 | 0.0752 | 0.0103 | 193.9338 | 20.5864 | 2.24 | 0.08213 | 0.01029 | 191.4535 | 22.2467 | 2.05 | 0.07575 | 0.00922 | 189.0351 | 22.3968 | 2.04 | 0.07522 | 0.00914
198.4127 | 0.0028228 | 64.25 | 2.77 | 4.04 | 223.4359 | 0.0026268 | 157.26 | 6.61 | 7.15 | 215.5172 | 0.0026838 | 222.05 | 9.09 | 8.42 | 215.5172 | 0.010753 | 55.4 | 2.27 | 2.03 | 224.8314 | 0.010483 | 78.96 | 3.47 | 2.52 | 228.0502 | 0.023427 | 62.93 | 2.4 | 1.51 | 199.7403 | 0.068221 | 26.69 | 1.03 | 0.54321 | 204.3782 | 0.067261 | 30.51 | 1.24 | 0.59238 | 187.5 | 0.10293 | 19.82 | 0.80934 | 0.36758 | 196.3865 | 0.13844 | 18.07 | 0.74514 | 0.30477 | 200 | 0.13694 | 19.96 | 0.81176 | 0.32526 | 203.1885 | 0.17735 | 16.73 | 0.66741 | 0.26216 | 205.8945 | 0.17585 | 18.18 | 0.71004 | 0.27637 | 208.3449 | 0.17455 | 19.64 | 0.74993 | 0.29012 | 210.5485 | 0.21907 | 16.7 | 0.62331 | 0.2389 | 200.08 | 0.27798 | 13.13 | 0.49005 | 0.18347 | 214.347 | 0.26638 | 15.48 | 0.61792 | 0.20992 | 204.6292 | 0.27408 | 15 | 0.59932 | 0.19979 | 208.4636 | 0.38882 | 11.78 | 0.47944 | 0.14923 | 203.8396 | 0.49164 | 10.32 | 0.41711 | 0.12036 | 214.4619 | 0.52885 | 10.43 | 0.41798 | 0.12052 | 207.0679 | 0.54036 | 10.19 | 0.40845 | 0.11613 | 203.3029 | 0.73921 | 8.13 | 0.3187 | 0.08699 | 200.1773 | 0.81674 | 7.87 | 0.3033 | 0.08131 | 216.4151 | 0.77863 | 9.48 | 0.39732 | 0.09457 | 222.4199 | 0.88424 | 8.37 | 0.35033 | 0.0831 | 225.214 | 0.87764 | 9.5 | 0.4058 | 0.08947 | 225.2083 | 1.0403 | 8.02 | 0.34261 | 0.07665 | 227.5054 | 1.0333 | 8.97 | 0.38169 | 0.0818 | 229.3913 | 1.0283 | 9.92 | 0.41566 | 0.08667 | 229.4152 | 1.2324 | 8.29 | 0.34706 | 0.07251 | 220.2423 | 1.2624 | 8.07 | 0.33807 | 0.06952 | 235.5528 | 1.3314 | 8.4 | 0.34369 | 0.07085 | 231.0314 | 1.4704 | 7.6 | 0.31113 | 0.06354 | 232.4126 | 1.7015 | 7.14 | 0.28475 | 0.05765 | 224.3894 | 2.0246 | 6 | 0.23903 | 0.04767 | 218.9964 | 2.0536 | 6.36 | 0.24724 | 0.04835 | 222.4694 | 2.1776 | 6.01 | 0.23349 | 0.04596 | 215.6235 | 2.2186 | 5.89 | 0.22884 | 0.04454 | 218.9929 | 2.3527 | 5.56 | 0.21595 | 0.04221 | 214.5156 | 2.3817 | 5.88 | 0.22268 | 0.04287 | 214.5186 | 2.6948 | 5.21 | 0.19703 | 0.03805 | 222.4632 | 2.6368 | 5.69 | 0.20986 | 0.04081 | 207.5271 | 3.1049 | 5.13 | 0.18443 | 0.03486 | 202.7421 | 3.33 | 4.5 | 0.16566 | 0.03122 | 210.0944 | 3.26 | 4.89 | 0.17579 | 0.03338 | 205.3388 | 3.568 | 4.23 | 0.1551 | 0.02921 | 202.5956 | 3.597 | 4.45 | 0.15947 | 0.02976 | 197.8792 | 3.6491 | 4.39 | 0.15708 | 0.02909 | 191.2132 | 4.3163 | 3.71 | 0.13259 | 0.02439 | 189.0885 | 4.6044 | 3.48 | 0.12436 | 0.02278 | 187.6799 | 4.6254 | 3.67 | 0.12798 | 0.02331 | 193.7442 | 4.7264 | 3.6 | 0.12545 | 0.02321 | 195.8502 | 4.9774 | 3.42 | 0.11926 | 0.02201 | 187.082 | 6.3959 | 2.98 | 0.10913 | 0.01796 | 183.6463 | 6.4679 | 2.94 | 0.10786 | 0.01766 | 196.9993 | 7.8593 | 3.05 | 0.12027 | 0.01691 | 201.7659 | 8.0723 | 2.98 | 0.11731 | 0.01659 | 193.9413 | 8.2624 | 2.91 | 0.11451 | 0.01601 | 202.3443 | 8.0583 | 3.28 | 0.12886 | 0.01751 | 212.9049 | 9.0466 | 3.22 | 0.12406 | 0.01708 | 208.4607 | 10.0529 | 2.91 | 0.1118 | 0.01544 | 204.499 | 10.8332 | 2.93 | 0.11059 | 0.01515 | 212.2112 | 11.9633 | 2.87 | 0.1059 | 0.01409 | 207.1815 | 12.2136 | 2.82 | 0.10388 | 0.01415 | 221.058 | 13.2138 | 3.01 | 0.10561 | 0.01449 | 202.0529 | 16.1947 | 2.49 | 0.08645 | 0.0117 | 203.0797 | 16.4248 | 2.46 | 0.08537 | 0.01171 | 216.3701 | 16.6348 | 2.73 | 0.10138 | 0.01261 | 215.3316 | 17.595 | 2.61 | 0.09621 | 0.01195 | 215.4819 | 19.4758 | 2.62 | 0.09849 | 0.01175 | 212.7261 | 21.0261 | 2.41 | 0.09095 | 0.01055 | 210.039 | 21.1662 | 2.39 | 0.09032 | 0.01045
223.2143 | 0.0026277 | 78.26 | 3.52 | 4.87 | 248.2622 | 0.0024697 | 187.33 | 7.98 | 8.42 | 232.0955 | 0.0025688 | 251.25 | 10.08 | 9.45 | 232.0955 | 0.010293 | 62.69 | 2.51 | 2.27 | 249.8126 | 0.0098588 | 94.06 | 4.11 | 2.97 | 242.3033 | 0.022607 | 69.6 | 2.59 | 1.66 | 224.7079 | 0.063499 | 32.53 | 1.32 | 0.6547 | 227.0869 | 0.063099 | 36.4 | 1.5 | 0.69983 | 208.3333 | 0.09644 | 23.68 | 0.97962 | 0.43486 | 214.2398 | 0.13124 | 20.92 | 0.84969 | 0.35001 | 216.6667 | 0.13034 | 22.84 | 0.91044 | 0.36936 | 218.8184 | 0.16945 | 18.95 | 0.73921 | 0.29482 | 220.6012 | 0.16865 | 20.41 | 0.77882 | 0.30825 | 222.2346 | 0.16785 | 21.88 | 0.81614 | 0.32128 | 236.867 | 0.20406 | 20.34 | 0.81047 | 0.28763 | 225.09 | 0.25868 | 16 | 0.63794 | 0.22107 | 238.1633 | 0.25017 | 18.46 | 0.74962 | 0.24777 | 227.3657 | 0.25708 | 17.89 | 0.72763 | 0.23599 | 229.31 | 0.36701 | 13.82 | 0.56036 | 0.17339 | 222.3705 | 0.46653 | 11.92 | 0.47571 | 0.13783 | 232.3337 | 0.50404 | 11.92 | 0.4688 | 0.13662 | 224.3236 | 0.51475 | 11.65 | 0.45829 | 0.13169 | 218.9416 | 0.707 | 9.19 | 0.35292 | 0.09759 | 228.7741 | 0.75311 | 9.83 | 0.41177 | 0.10021 | 243.467 | 0.726 | 11.52 | 0.49222 | 0.11359 | 250.2224 | 0.82502 | 10.17 | 0.43375 | 0.09971 | 250.2377 | 0.82502 | 11.3 | 0.4802 | 0.1053 | 250.2315 | 0.97767 | 9.54 | 0.40539 | 0.09021 | 250.2559 | 0.97757 | 10.5 | 0.43925 | 0.09478 | 250.245 | 0.97767 | 11.45 | 0.46933 | 0.09914 | 250.2711 | 1.1713 | 9.57 | 0.39183 | 0.08291 | 240.2643 | 1.1993 | 9.32 | 0.38187 | 0.07953 | 255.1822 | 1.2714 | 9.58 | 0.38254 | 0.0801 | 250.284 | 1.4034 | 8.67 | 0.34635 | 0.07184 | 250.2905 | 1.6295 | 8.06 | 0.31356 | 0.06456 | 241.6501 | 1.9385 | 6.78 | 0.26327 | 0.05337 | 234.639 | 1.9716 | 7.13 | 0.27005 | 0.05372 | 238.3601 | 2.0906 | 6.73 | 0.25497 | 0.05105 | 231.0251 | 2.1296 | 6.6 | 0.24996 | 0.04948 | 234.6353 | 2.2586 | 6.23 | 0.23585 | 0.04689 | 228.8166 | 2.2927 | 6.54 | 0.24152 | 0.0473 | 228.8199 | 2.5937 | 5.79 | 0.21367 | 0.04197 | 236.3672 | 2.5447 | 6.28 | 0.22619 | 0.04473 | 219.7346 | 2.9999 | 5.64 | 0.19784 | 0.03801 | 215.4135 | 3.2109 | 4.97 | 0.17863 | 0.03421 | 222.4529 | 3.1509 | 5.37 | 0.18855 | 0.03638 | 218.1725 | 3.442 | 4.66 | 0.16717 | 0.03198 | 214.513 | 3.477 | 4.89 | 0.17102 | 0.03242 | 209.5192 | 3.526 | 4.81 | 0.16848 | 0.03169 | 202.461 | 4.1692 | 4.07 | 0.14225 | 0.02657 | 200.2113 | 4.4473 | 3.82 | 0.13341 | 0.0248 | 208.5332 | 4.3392 | 4.36 | 0.16079 | 0.02726 | 215.2713 | 4.4373 | 4.27 | 0.1575 | 0.02713 | 217.6113 | 4.6743 | 4.06 | 0.14965 | 0.02573 | 210.4672 | 5.9597 | 3.6 | 0.14035 | 0.02134 | 206.6021 | 6.0257 | 3.56 | 0.13875 | 0.02097 | 216.6992 | 7.4311 | 3.56 | 0.13981 | 0.0194 | 221.9424 | 7.6391 | 3.47 | 0.13629 | 0.01903 | 213.3354 | 7.8152 | 3.39 | 0.13308 | 0.01836 | 220.7392 | 7.6631 | 3.77 | 0.14633 | 0.01984 | 230.6469 | 8.6434 | 3.65 | 0.13852 | 0.01913 | 225.8325 | 9.6017 | 3.3 | 0.1248 | 0.01727 | 220.2297 | 10.383 | 3.3 | 0.12194 | 0.01679 | 227.3692 | 11.5131 | 3.2 | 0.11562 | 0.01549 | 221.9802 | 11.7534 | 3.14 | 0.1134 | 0.01555 | 248.6902 | 12.4134 | 3.61 | 0.13559 | 0.01699 | 227.3095 | 15.2042 | 2.98 | 0.11085 | 0.01365 | 228.4647 | 15.4243 | 2.95 | 0.1094 | 0.01364 | 240.4112 | 15.7444 | 3.21 | 0.12167 | 0.01447 | 239.2573 | 16.6645 | 3.06 | 0.11532 | 0.01368 | 237.0301 | 18.5453 | 3.02 | 0.11393 | 0.01327 | 233.9987 | 20.0056 | 2.78 | 0.10531 | 0.01193 | 231.0429 | 20.1357 | 2.77 | 0.10459 | 0.01182
248.0159 | 0.0024717 | 93.24 | 4.22 | 5.74 | 273.0884 | 0.0023407 | 219.18 | 9.29 | 9.75 | 265.252 | 0.0023787 | 313.3 | 13.52 | 11.61 | 265.252 | 0.0095296 | 78.19 | 3.37 | 2.8 | 274.7939 | 0.0093446 | 110.05 | 4.72 | 3.44 | 256.5564 | 0.021876 | 76.51 | 2.78 | 1.82 | 249.6754 | 0.059678 | 38.77 | 1.6 | 0.77216 | 249.7956 | 0.059668 | 42.66 | 1.75 | 0.81241 | 229.1667 | 0.091047 | 27.78 | 1.14 | 0.50551 | 232.0931 | 0.12504 | 23.92 | 0.9523 | 0.39712 | 233.3333 | 0.12464 | 25.85 | 1.01 | 0.41512 | 234.4483 | 0.16265 | 21.26 | 0.81038 | 0.32861 | 235.308 | 0.16225 | 22.74 | 0.84716 | 0.34116 | 250.0139 | 0.15664 | 26.62 | 1.06 | 0.38637 | 263.1856 | 0.19205 | 24.22 | 0.9815 | 0.33891 | 250.1 | 0.24307 | 19.06 | 0.77324 | 0.26071 | 261.9796 | 0.23677 | 21.61 | 0.87455 | 0.28739 | 250.1023 | 0.24307 | 20.97 | 0.84948 | 0.27394 | 250.1563 | 0.3488 | 15.96 | 0.63867 | 0.19861 | 240.9013 | 0.44522 | 13.61 | 0.53303 | 0.15598 | 250.2055 | 0.48273 | 13.48 | 0.51885 | 0.1533 | 241.5792 | 0.49264 | 13.17 | 0.50739 | 0.14783 | 250.2189 | 0.65407 | 11.46 | 0.47722 | 0.11985 | 257.3708 | 0.70319 | 11.94 | 0.5096 | 0.12026 | 270.5189 | 0.68368 | 13.7 | 0.5818 | 0.1336 | 278.0249 | 0.7774 | 12.09 | 0.51242 | 0.11716 | 275.2615 | 0.7817 | 13.22 | 0.55193 | 0.12184 | 275.2546 | 0.92635 | 11.16 | 0.46593 | 0.10438 | 273.0065 | 0.93065 | 12.11 | 0.49543 | 0.10829 | 271.0988 | 0.93425 | 13.06 | 0.52209 | 0.11207 | 271.1271 | 1.1193 | 10.91 | 0.43585 | 0.0937 | 260.2863 | 1.1453 | 10.63 | 0.42496 | 0.08992 | 274.8116 | 1.2193 | 10.81 | 0.4209 | 0.08967 | 269.5366 | 1.3454 | 9.79 | 0.38115 | 0.08043 | 268.1684 | 1.5674 | 9.02 | 0.34211 | 0.07169 | 258.9108 | 1.8635 | 7.59 | 0.28731 | 0.05925 | 250.2816 | 1.8995 | 7.92 | 0.29272 | 0.05925 | 254.2508 | 2.0146 | 7.48 | 0.27632 | 0.0563 | 246.4268 | 2.0516 | 7.34 | 0.27096 | 0.05458 | 250.2777 | 2.1766 | 6.92 | 0.25562 | 0.0517 | 243.1176 | 2.2126 | 7.22 | 0.26029 | 0.05185 | 243.1211 | 2.5037 | 6.4 | 0.23025 | 0.04599 | 250.2711 | 2.4627 | 6.9 | 0.24247 | 0.04876 | 244.1496 | 2.8218 | 6.69 | 0.24823 | 0.04455 | 228.0848 | 3.1049 | 5.46 | 0.19158 | 0.03729 | 247.1699 | 2.9638 | 6.38 | 0.23649 | 0.04263 | 231.0062 | 3.3299 | 5.12 | 0.1792 | 0.03484 | 238.3478 | 3.2699 | 5.8 | 0.21443 | 0.03795 | 232.7991 | 3.3149 | 5.71 | 0.21133 | 0.0371 | 224.9567 | 3.9161 | 4.83 | 0.17856 | 0.03109 | 222.457 | 4.1772 | 4.54 | 0.16744 | 0.029 | 234.5998 | 4.0501 | 5.28 | 0.20676 | 0.03248 | 242.1803 | 4.1441 | 5.17 | 0.20238 | 0.0323 | 244.8127 | 4.3672 | 4.91 | 0.19222 | 0.03062 | 233.8525 | 5.6055 | 4.26 | 0.16907 | 0.02489 | 229.5579 | 5.6656 | 4.22 | 0.16718 | 0.02447 | 236.3992 | 7.0699 | 4.09 | 0.15874 | 0.02199 | 242.119 | 7.2739 | 3.98 | 0.15466 | 0.02157 | 232.7295 | 7.437 | 3.89 | 0.15105 | 0.02081 | 239.1341 | 7.324 | 4.28 | 0.1634 | 0.02226 | 248.389 | 8.2943 | 4.1 | 0.15274 | 0.02124 | 243.2042 | 9.2135 | 3.71 | 0.1376 | 0.01916 | 235.9604 | 9.9919 | 3.67 | 0.13316 | 0.01848 | 242.5271 | 11.113 | 3.54 | 0.12526 | 0.01694 | 236.7789 | 11.3432 | 3.48 | 0.12283 | 0.01699 | 276.3225 | 11.7431 | 4.25 | 0.16284 | 0.0196 | 252.5661 | 14.4038 | 3.5 | 0.13304 | 0.01569 | 253.8496 | 14.6039 | 3.46 | 0.13127 | 0.01565 | 264.4523 | 15.004 | 3.71 | 0.14079 | 0.0164 | 263.1831 | 15.8941 | 3.53 | 0.13333 | 0.01547 | 258.5783 | 17.7549 | 3.45 | 0.12876 | 0.01484 | 255.2714 | 19.1452 | 3.18 | 0.1191 | 0.01336 | 252.0468 | 19.2653 | 3.16 | 0.11829 | 0.01323
272.8175 | 0.0023426 | 109.1 | 4.9 | 6.64 | 297.9146 | 0.0022326 | 252.69 | 10.56 | 11.12 | 298.4085 | 0.0022306 | 379.88 | 16.63 | 13.89 | 298.4085 | 0.0089364 | 94.81 | 4.15 | 3.35 | 299.7752 | 0.0089144 | 126.87 | 5.32 | 3.93 | 285.0627 | 0.020636 | 90.97 | 3.47 | 2.14 | 274.643 | 0.056546 | 45.38 | 1.86 | 0.89487 | 272.5043 | 0.056786 | 49.26 | 1.99 | 0.92954 | 250 | 0.086515 | 32.11 | 1.3 | 0.57921 | 249.9464 | 0.11973 | 27.06 | 1.05 | 0.44593 | 250 | 0.11973 | 29 | 1.1 | 0.46241 | 250.0781 | 0.15664 | 23.67 | 0.88102 | 0.36344 | 264.7215 | 0.15164 | 27.64 | 1.1 | 0.40979 | 277.7932 | 0.14754 | 31.68 | 1.28 | 0.45472 | 289.5042 | 0.18205 | 28.33 | 1.14 | 0.39243 | 275.11 | 0.23026 | 22.31 | 0.90141 | 0.30214 | 285.7959 | 0.22556 | 24.94 | 0.99505 | 0.32858 | 272.8389 | 0.23136 | 24.21 | 0.96714 | 0.31344 | 271.0027 | 0.33319 | 18.22 | 0.71513 | 0.22477 | 259.4322 | 0.42671 | 15.37 | 0.58941 | 0.17477 | 285.9492 | 0.44772 | 16.79 | 0.70007 | 0.18824 | 276.0906 | 0.45652 | 16.42 | 0.68535 | 0.18167 | 281.4963 | 0.61256 | 13.88 | 0.58897 | 0.14335 | 285.9676 | 0.66297 | 14.2 | 0.60179 | 0.1413 | 297.5707 | 0.64877 | 16.01 | 0.66798 | 0.15446 | 305.8274 | 0.73818 | 14.12 | 0.58806 | 0.13535 | 300.2853 | 0.74549 | 15.23 | 0.62178 | 0.13903 | 300.2778 | 0.88343 | 12.86 | 0.52487 | 0.1191 | 295.757 | 0.89073 | 13.8 | 0.55057 | 0.12228 | 291.9525 | 0.89694 | 14.74 | 0.57413 | 0.12543 | 291.983 | 1.0753 | 12.32 | 0.47927 | 0.10484 | 280.3083 | 1.0993 | 12 | 0.46751 | 0.10067 | 294.441 | 1.1743 | 12.1 | 0.45885 | 0.09953 | 288.7892 | 1.2953 | 10.96 | 0.41558 | 0.08928 | 286.0463 | 1.5124 | 10.02 | 0.37043 | 0.07903 | 276.1716 | 1.7975 | 8.43 | 0.31117 | 0.06531 | 265.9242 | 1.8355 | 8.74 | 0.31528 | 0.06494 | 270.1414 | 1.9475 | 8.26 | 0.29755 | 0.06168 | 261.8285 | 1.9815 | 8.1 | 0.29185 | 0.05981 | 265.92 | 2.1036 | 7.64 | 0.2753 | 0.05666 | 257.4187 | 2.1416 | 7.93 | 0.27899 | 0.05653 | 257.4223 | 2.4237 | 7.02 | 0.24677 | 0.05013 | 278.079 | 2.3216 | 8.18 | 0.30344 | 0.05711 | 274.6683 | 2.6407 | 8.1 | 0.31857 | 0.05313 | 253.4276 | 2.9218 | 6.48 | 0.24016 | 0.04368 | 278.0661 | 2.7747 | 7.72 | 0.3034 | 0.05083 | 256.6735 | 3.1358 | 6.07 | 0.22435 | 0.04075 | 268.1412 | 3.0618 | 7.01 | 0.27504 | 0.04521 | 261.8989 | 3.1018 | 6.91 | 0.2712 | 0.0442 | 253.0763 | 3.66 | 5.85 | 0.22936 | 0.03705 | 250.2642 | 3.9031 | 5.49 | 0.21507 | 0.03454 | 260.6665 | 3.815 | 6.25 | 0.24894 | 0.03795 | 269.0892 | 3.907 | 6.13 | 0.24352 | 0.03772 | 272.0141 | 4.1181 | 5.82 | 0.23122 | 0.03575 | 257.2377 | 5.3134 | 4.97 | 0.19636 | 0.02861 | 252.5137 | 5.3684 | 4.91 | 0.19419 | 0.02812 | 256.0991 | 6.7618 | 4.64 | 0.17723 | 0.02468 | 262.2956 | 6.9618 | 4.52 | 0.17257 | 0.02419 | 252.1237 | 7.1129 | 4.42 | 0.16861 | 0.02335 | 257.529 | 7.0318 | 4.82 | 0.18018 | 0.02476 | 266.1311 | 7.9891 | 4.58 | 0.16676 | 0.02341 | 260.5759 | 8.8734 | 4.13 | 0.15022 | 0.0211 | 251.691 | 9.6457 | 4.07 | 0.14426 | 0.02022 | 272.843 | 10.4327 | 4.25 | 0.16101 | 0.01994 | 266.3762 | 10.6429 | 4.18 | 0.15783 | 0.01998 | 303.9547 | 11.1928 | 4.92 | 0.1885 | 0.02229 | 277.8227 | 13.7335 | 4.04 | 0.15393 | 0.0178 | 279.2346 | 13.9236 | 4 | 0.15186 | 0.01774 | 288.4934 | 14.3737 | 4.23 | 0.15911 | 0.01838 | 287.1088 | 15.2338 | 4.02 | 0.15057 | 0.01732 | 280.1265 | 17.0846 | 3.89 | 0.14313 | 0.01646 | 276.544 | 18.3948 | 3.59 | 0.13247 | 0.01483 | 273.0507 | 18.5149 | 3.56 | 0.13159 | 0.01469
297.619 | 0.0022346 | 125.79 | 5.57 | 7.58 | 322.7408 | 0.0021416 | 287.72 | 11.8 | 12.54 | 331.565 | 0.0021126 | 450.54 | 19.57 | 16.26 | 331.565 | 0.0084591 | 112.46 | 4.89 | 3.92 | 324.7564 | 0.0085492 | 144.45 | 5.91 | 4.43 | 320.6956 | 0.019385 | 110.17 | 4.43 | 2.55 | 299.6105 | 0.053915 | 52.34 | 2.11 | 1.02 | 295.213 | 0.054345 | 56.18 | 2.22 | 1.05 | 270.8333 | 0.082673 | 36.65 | 1.45 | 0.65564 | 267.7998 | 0.11513 | 30.33 | 1.15 | 0.4963 | 266.6667 | 0.11543 | 32.26 | 1.2 | 0.51111 | 281.3379 | 0.14654 | 28.74 | 1.14 | 0.43598 | 294.1349 | 0.14304 | 32.86 | 1.33 | 0.48172 | 305.5725 | 0.14014 | 37.03 | 1.49 | 0.52591 | 315.8227 | 0.17375 | 32.65 | 1.3 | 0.44792 | 300.12 | 0.21956 | 25.73 | 1.02 | 0.34516 | 309.6123 | 0.21596 | 28.42 | 1.11 | 0.37117 | 295.5755 | 0.22146 | 27.6 | 1.08 | 0.35433 | 291.8491 | 0.31989 | 20.57 | 0.79016 | 0.25179 | 296.494 | 0.3966 | 19.11 | 0.79335 | 0.21402 | 321.6928 | 0.42051 | 20.33 | 0.86245 | 0.22498 | 310.6019 | 0.42831 | 19.89 | 0.84499 | 0.21731 | 312.7737 | 0.57914 | 16.47 | 0.69392 | 0.1679 | 314.5643 | 0.62996 | 16.58 | 0.69034 | 0.16321 | 324.6226 | 0.61966 | 18.44 | 0.75173 | 0.17607 | 333.6299 | 0.70547 | 16.25 | 0.6615 | 0.15417 | 325.309 | 0.71467 | 17.34 | 0.69016 | 0.15677 | 325.3009 | 0.84711 | 14.64 | 0.58257 | 0.1343 | 318.5076 | 0.85642 | 15.56 | 0.60483 | 0.13669 | 312.8063 | 0.86452 | 16.49 | 0.62554 | 0.13916 | 312.8389 | 1.0363 | 13.77 | 0.52216 | 0.1163 | 300.3304 | 1.0583 | 13.43 | 0.50957 | 0.11173 | 314.0704 | 1.1353 | 13.43 | 0.49642 | 0.10965 | 308.0418 | 1.2513 | 12.17 | 0.44969 | 0.09836 | 303.9242 | 1.4634 | 11.05 | 0.39854 | 0.08655 | 293.4323 | 1.7385 | 9.3 | 0.33486 | 0.07152 | 281.5668 | 1.7785 | 9.59 | 0.33772 | 0.07077 | 286.0321 | 1.8875 | 9.06 | 0.31867 | 0.0672 | 277.2302 | 1.9195 | 8.89 | 0.31265 | 0.06518 | 281.5624 | 2.0375 | 8.38 | 0.29487 | 0.06173 | 286.0207 | 2.0205 | 9.41 | 0.34902 | 0.06623 | 286.0248 | 2.2866 | 8.33 | 0.30861 | 0.05869 | 312.8389 | 2.1806 | 9.89 | 0.3883 | 0.06803 | 305.187 | 2.4956 | 9.6 | 0.38284 | 0.06211 | 285.1061 | 2.7377 | 7.84 | 0.30792 | 0.05206 | 308.9624 | 2.6227 | 9.15 | 0.36451 | 0.0594 | 288.7577 | 2.9408 | 7.34 | 0.28729 | 0.0485 | 297.9347 | 2.8927 | 8.31 | 0.33044 | 0.0528 | 290.9988 | 2.9288 | 8.19 | 0.32596 | 0.05164 | 281.1959 | 3.4529 | 6.93 | 0.27588 | 0.04329 | 278.0713 | 3.682 | 6.5 | 0.25869 | 0.04034 | 286.7331 | 3.6219 | 7.29 | 0.28891 | 0.04366 | 295.9981 | 3.7109 | 7.13 | 0.28247 | 0.04337 | 299.2155 | 3.913 | 6.78 | 0.26813 | 0.0411 | 280.623 | 5.0673 | 5.71 | 0.22268 | 0.03247 | 275.4694 | 5.1173 | 5.65 | 0.22028 | 0.03192 | 275.799 | 6.4947 | 5.22 | 0.19537 | 0.02746 | 282.4722 | 6.6917 | 5.09 | 0.19015 | 0.0269 | 271.5178 | 6.8338 | 4.97 | 0.18584 | 0.02596 | 275.924 | 6.7757 | 5.38 | 0.19672 | 0.02733 | 283.8732 | 7.72 | 5.07 | 0.18062 | 0.02565 | 277.9476 | 8.5742 | 4.57 | 0.16269 | 0.0231 | 283.1524 | 9.0614 | 4.89 | 0.18542 | 0.02383 | 303.1589 | 9.8804 | 5.01 | 0.19346 | 0.02307 | 295.9736 | 10.0826 | 4.92 | 0.18962 | 0.0231 | 331.587 | 10.7326 | 5.62 | 0.21307 | 0.02507 | 303.0793 | 13.1632 | 4.62 | 0.17394 | 0.01997 | 304.6196 | 13.3433 | 4.56 | 0.17158 | 0.01989 | 312.5346 | 13.8435 | 4.78 | 0.17684 | 0.02042 | 311.0345 | 14.6736 | 4.54 | 0.16726 | 0.01921 | 301.6747 | 16.4943 | 4.35 | 0.15715 | 0.01811 | 297.8166 | 17.7545 | 4.01 | 0.14552 | 0.01634 | 294.0546 | 17.8646 | 3.99 | 0.14457 | 0.01618
322.4206 | 0.0021425 | 143.24 | 6.22 | 8.55 | 347.567 | 0.0020625 | 324.16 | 13.01 | 14 | 364.7215 | 0.0020155 | 524.9 | 22.39 | 18.71 | 364.7215 | 0.00807 | 131.03 | 5.59 | 4.51 | 349.7377 | 0.0082361 | 162.74 | 6.49 | 4.94 | 356.3284 | 0.018385 | 130.52 | 5.31 | 2.98 | 324.578 | 0.051694 | 59.62 | 2.35 | 1.15 | 317.9217 | 0.052254 | 63.39 | 2.45 | 1.18 | 291.6667 | 0.079362 | 41.39 | 1.61 | 0.73454 | 285.6531 | 0.11103 | 33.73 | 1.25 | 0.5481 | 300 | 0.10813 | 39.14 | 1.55 | 0.61232 | 312.5977 | 0.13844 | 34.14 | 1.38 | 0.51183 | 323.5484 | 0.13604 | 38.37 | 1.54 | 0.55649 | 333.3519 | 0.13393 | 42.64 | 1.69 | 0.59956 | 342.1413 | 0.16674 | 37.17 | 1.45 | 0.50512 | 325.1301 | 0.21055 | 29.3 | 1.14 | 0.38957 | 333.4286 | 0.20785 | 32.05 | 1.23 | 0.41499 | 318.312 | 0.21286 | 31.15 | 1.19 | 0.39646 | 333.5418 | 0.29818 | 25.55 | 1.06 | 0.30807 | 333.5557 | 0.37309 | 23.11 | 0.97579 | 0.25518 | 357.4365 | 0.3986 | 24.09 | 1.01 | 0.26322 | 345.1132 | 0.4056 | 23.58 | 0.99453 | 0.25445 | 344.051 | 0.55173 | 19.19 | 0.7944 | 0.19336 | 343.1611 | 0.60235 | 19.07 | 0.77625 | 0.18586 | 351.6745 | 0.59504 | 20.97 | 0.83354 | 0.19834 | 361.4324 | 0.67786 | 18.48 | 0.7332 | 0.17355 | 350.3328 | 0.68836 | 19.53 | 0.75732 | 0.17501 | 350.324 | 0.8159 | 16.49 | 0.63923 | 0.14992 | 341.2581 | 0.8266 | 17.39 | 0.65833 | 0.15149 | 333.66 | 0.83611 | 18.3 | 0.67639 | 0.15325 | 333.6948 | 1.0023 | 15.28 | 0.56457 | 0.12805 | 320.3524 | 1.0233 | 14.91 | 0.5512 | 0.12308 | 333.6997 | 1.1003 | 14.8 | 0.53364 | 0.12001 | 327.2944 | 1.2123 | 13.41 | 0.48349 | 0.10766 | 321.8021 | 1.4204 | 12.12 | 0.42644 | 0.09424 | 310.693 | 1.6874 | 10.19 | 0.35839 | 0.07788 | 312.852 | 1.6804 | 11.37 | 0.42158 | 0.08283 | 317.8134 | 1.7845 | 10.74 | 0.39758 | 0.07861 | 308.0335 | 1.8145 | 10.53 | 0.39039 | 0.07629 | 312.8471 | 1.9265 | 9.94 | 0.36801 | 0.07222 | 321.7733 | 1.8985 | 11.37 | 0.4464 | 0.0789 | 321.7779 | 2.1485 | 10.06 | 0.39462 | 0.06987 | 347.5988 | 2.0665 | 11.7 | 0.46555 | 0.0794 | 335.7057 | 2.3766 | 11.18 | 0.44348 | 0.07144 | 316.7845 | 2.5897 | 9.29 | 0.36978 | 0.06082 | 339.8586 | 2.4986 | 10.65 | 0.42215 | 0.0683 | 320.8419 | 2.7847 | 8.68 | 0.3447 | 0.05659 | 327.7282 | 2.7547 | 9.67 | 0.38272 | 0.06068 | 320.0987 | 2.7877 | 9.53 | 0.37767 | 0.05937 | 309.3155 | 3.2828 | 8.07 | 0.31986 | 0.04979 | 305.8784 | 3.4999 | 7.57 | 0.29995 | 0.04638 | 312.7998 | 3.4599 | 8.37 | 0.32737 | 0.04958 | 322.907 | 3.5479 | 8.19 | 0.31993 | 0.04921 | 326.4169 | 3.7419 | 7.78 | 0.30362 | 0.04662 | 304.0082 | 4.8572 | 6.48 | 0.24831 | 0.03646 | 298.4252 | 4.9042 | 6.41 | 0.24567 | 0.03584 | 295.499 | 6.2626 | 5.82 | 0.21324 | 0.03031 | 302.6488 | 6.4566 | 5.67 | 0.20744 | 0.02968 | 290.9119 | 6.5896 | 5.54 | 0.20281 | 0.02865 | 294.3189 | 6.5506 | 5.95 | 0.21305 | 0.02996 | 319.3573 | 7.2688 | 6.09 | 0.23185 | 0.03027 | 312.6911 | 8.071 | 5.5 | 0.20882 | 0.02723 | 314.6138 | 8.5892 | 5.76 | 0.22275 | 0.02759 | 333.4748 | 9.4272 | 5.81 | 0.22395 | 0.02631 | 325.5709 | 9.6184 | 5.7 | 0.2195 | 0.02632 | 359.2192 | 10.3424 | 6.35 | 0.23681 | 0.02792 | 328.3359 | 12.663 | 5.21 | 0.19331 | 0.02219 | 330.0045 | 12.8531 | 5.15 | 0.19065 | 0.0221 | 336.5757 | 13.3732 | 5.34 | 0.19411 | 0.02251 | 334.9603 | 14.1833 | 5.07 | 0.1835 | 0.02114 | 344.7711 | 15.5138 | 5.31 | 0.20787 | 0.02151 | 340.3618 | 16.694 | 4.91 | 0.19279 | 0.01945 | 336.0624 | 16.784 | 4.87 | 0.19158 | 0.01926
347.2222 | 0.0020635 | 161.39 | 6.86 | 9.55 | 397.2195 | 0.0019355 | 400.86 | 17.19 | 17.01 | 397.878 | 0.0019345 | 602.61 | 25.12 | 21.22 | 397.878 | 0.0077448 | 150.44 | 6.27 | 5.12 | 374.719 | 0.007966 | 181.69 | 7.06 | 5.47 | 391.9612 | 0.017564 | 151.89 | 6.13 | 3.43 | 349.5456 | 0.049783 | 67.19 | 2.59 | 1.29 | 340.6304 | 0.050433 | 70.87 | 2.68 | 1.3 | 312.5 | 0.07649 | 46.33 | 1.76 | 0.81565 | 321.3597 | 0.10433 | 40.87 | 1.61 | 0.65551 | 333.3333 | 0.10233 | 46.45 | 1.87 | 0.71792 | 343.8575 | 0.13183 | 39.83 | 1.6 | 0.59052 | 352.9619 | 0.13013 | 44.15 | 1.75 | 0.63371 | 361.1312 | 0.12863 | 48.49 | 1.89 | 0.67535 | 368.4598 | 0.16074 | 41.86 | 1.6 | 0.56382 | 350.1401 | 0.20275 | 33.02 | 1.26 | 0.43521 | 381.0613 | 0.19455 | 39.7 | 1.64 | 0.50582 | 363.7852 | 0.19895 | 38.62 | 1.6 | 0.48394 | 375.2345 | 0.28127 | 30.86 | 1.3 | 0.36686 | 370.6174 | 0.35418 | 27.34 | 1.15 | 0.29792 | 393.1801 | 0.38079 | 28.03 | 1.16 | 0.30272 | 379.6245 | 0.38719 | 27.46 | 1.14 | 0.29287 | 375.3284 | 0.52892 | 22.03 | 0.89157 | 0.21958 | 371.7578 | 0.57914 | 21.67 | 0.86006 | 0.20916 | 378.7264 | 0.57394 | 23.6 | 0.91373 | 0.22118 | 389.2349 | 0.65415 | 20.79 | 0.80342 | 0.19341 | 375.3566 | 0.66555 | 21.8 | 0.82339 | 0.19369 | 375.3472 | 0.78879 | 18.4 | 0.69498 | 0.16591 | 364.0086 | 0.80059 | 19.28 | 0.71115 | 0.16662 | 354.5138 | 0.8111 | 20.16 | 0.72669 | 0.16764 | 354.5508 | 0.97204 | 16.84 | 0.60654 | 0.14006 | 340.3744 | 0.99205 | 16.43 | 0.59243 | 0.13468 | 353.3291 | 1.0693 | 16.22 | 0.57053 | 0.13058 | 346.547 | 1.1783 | 14.7 | 0.517 | 0.11716 | 357.5579 | 1.3473 | 14.34 | 0.53041 | 0.11008 | 345.2145 | 1.5984 | 12.07 | 0.44615 | 0.09099 | 351.9585 | 1.5834 | 13.73 | 0.53797 | 0.09853 | 357.5401 | 1.6814 | 12.95 | 0.50703 | 0.09346 | 346.5377 | 1.7084 | 12.72 | 0.49832 | 0.09076 | 351.9529 | 1.8144 | 11.99 | 0.46952 | 0.08588 | 357.5259 | 1.8004 | 13.45 | 0.53498 | 0.09208 | 357.531 | 2.0385 | 11.9 | 0.47286 | 0.08152 | 382.3587 | 1.9735 | 13.61 | 0.53817 | 0.09116 | 366.2243 | 2.2765 | 12.83 | 0.50161 | 0.08106 | 348.463 | 2.4676 | 10.81 | 0.42807 | 0.06991 | 370.7549 | 2.3946 | 12.22 | 0.47738 | 0.07748 | 352.9261 | 2.6556 | 10.09 | 0.39876 | 0.06496 | 357.5217 | 2.6386 | 11.09 | 0.43285 | 0.06881 | 349.1986 | 2.6686 | 10.94 | 0.42728 | 0.06734 | 337.435 | 3.1408 | 9.27 | 0.36212 | 0.05651 | 333.6856 | 3.3478 | 8.7 | 0.3396 | 0.05263 | 338.8664 | 3.3218 | 9.51 | 0.36472 | 0.05568 | 349.8159 | 3.4088 | 9.3 | 0.35626 | 0.05523 | 353.6183 | 3.5958 | 8.83 | 0.33803 | 0.05231 | 327.3935 | 4.6771 | 7.29 | 0.27337 | 0.04055 | 321.381 | 4.7211 | 7.21 | 0.27053 | 0.03988 | 315.1989 | 6.0585 | 6.45 | 0.23087 | 0.03323 | 322.8254 | 6.2505 | 6.28 | 0.22448 | 0.03253 | 310.306 | 6.3756 | 6.14 | 0.21955 | 0.03141 | 331.1088 | 6.1725 | 7.16 | 0.27335 | 0.03542 | 354.8415 | 6.9056 | 7.18 | 0.27818 | 0.03507 | 347.4345 | 7.6648 | 6.48 | 0.25055 | 0.03152 | 346.0752 | 8.2 | 6.68 | 0.25778 | 0.03148 | 363.7907 | 9.048 | 6.64 | 0.25309 | 0.02964 | 355.1683 | 9.2282 | 6.52 | 0.24807 | 0.02964 | 386.8515 | 10.0023 | 7.1 | 0.25989 | 0.03083 | 353.5925 | 12.2428 | 5.83 | 0.21216 | 0.02447 | 355.3895 | 12.4229 | 5.76 | 0.20922 | 0.02435 | 384.6579 | 12.6029 | 6.53 | 0.25652 | 0.0268 | 382.8118 | 13.3829 | 6.19 | 0.24216 | 0.02511 | 387.8675 | 14.7534 | 6.33 | 0.2528 | 0.02503 | 382.907 | 15.8536 | 5.85 | 0.23468 | 0.02266 | 378.0702 | 15.9336 | 5.81 | 0.23326 | 0.02245
372.0238 | 0.0019955 | 180.21 | 7.5 | 10.57 | 446.8719 | 0.0018374 | 482.14 | 20.92 | 20.12 | 431.0345 | 0.0018664 | 683.37 | 27.79 | 23.79 | 431.0345 | 0.0074717 | 170.61 | 6.94 | 5.74 | 399.7002 | 0.0077288 | 201.25 | 7.62 | 6.01 | 427.5941 | 0.016884 | 174.19 | 6.92 | 3.89 | 374.5131 | 0.048132 | 75.04 | 2.83 | 1.43 | 363.3391 | 0.048843 | 78.61 | 2.9 | 1.43 | 333.3333 | 0.073979 | 51.43 | 1.9 | 0.89876 | 357.0663 | 0.098865 | 48.44 | 1.94 | 0.7673 | 366.6667 | 0.097594 | 54.14 | 2.17 | 0.82723 | 375.1172 | 0.12633 | 45.78 | 1.81 | 0.67162 | 382.3754 | 0.12513 | 50.17 | 1.95 | 0.71304 | 388.9105 | 0.12413 | 54.57 | 2.08 | 0.753 | 421.097 | 0.15103 | 51.73 | 2.13 | 0.68501 | 400.1601 | 0.19014 | 40.85 | 1.68 | 0.52963 | 428.6939 | 0.18424 | 47.82 | 2.01 | 0.6001 | 409.2583 | 0.18814 | 46.56 | 1.96 | 0.57494 | 416.9272 | 0.26776 | 36.46 | 1.53 | 0.42767 | 407.6792 | 0.33877 | 31.77 | 1.31 | 0.34198 | 428.9238 | 0.36598 | 32.15 | 1.3 | 0.34327 | 414.1358 | 0.37178 | 31.51 | 1.28 | 0.33235 | 406.6058 | 0.50961 | 24.99 | 0.98608 | 0.24646 | 400.3546 | 0.55913 | 24.38 | 0.94209 | 0.23302 | 405.7783 | 0.55573 | 26.32 | 0.99248 | 0.24451 | 417.0374 | 0.63364 | 23.17 | 0.87234 | 0.21369 | 400.3804 | 0.64554 | 24.15 | 0.88847 | 0.21275 | 400.3703 | 0.76518 | 20.38 | 0.74989 | 0.18224 | 386.7592 | 0.77768 | 21.23 | 0.76332 | 0.18206 | 375.3675 | 0.78879 | 22.09 | 0.77649 | 0.18231 | 375.4067 | 0.94543 | 18.44 | 0.64808 | 0.1523 | 360.3964 | 0.96434 | 18 | 0.63327 | 0.14653 | 392.5879 | 1.0162 | 19.17 | 0.70772 | 0.15229 | 385.0523 | 1.1193 | 17.38 | 0.64167 | 0.13668 | 402.2526 | 1.2743 | 17.28 | 0.6742 | 0.13061 | 388.3663 | 1.5104 | 14.54 | 0.56762 | 0.108 | 391.0649 | 1.5054 | 16.22 | 0.64354 | 0.11482 | 397.2668 | 1.5994 | 15.3 | 0.60627 | 0.10885 | 385.0419 | 1.6234 | 15.03 | 0.59627 | 0.10577 | 391.0588 | 1.7254 | 14.17 | 0.5616 | 0.10005 | 393.2785 | 1.7204 | 15.63 | 0.61817 | 0.1057 | 393.2841 | 1.9475 | 13.83 | 0.54633 | 0.09354 | 417.1185 | 1.8964 | 15.6 | 0.60751 | 0.10324 | 396.743 | 2.1925 | 14.55 | 0.55783 | 0.09093 | 380.1414 | 2.3666 | 12.4 | 0.4839 | 0.07927 | 401.6511 | 2.3065 | 13.86 | 0.53077 | 0.08689 | 385.0103 | 2.5476 | 11.57 | 0.45049 | 0.07358 | 387.3151 | 2.5406 | 12.58 | 0.48134 | 0.07715 | 378.2985 | 2.5686 | 12.41 | 0.47531 | 0.07554 | 365.5546 | 3.0197 | 10.52 | 0.40306 | 0.06341 | 361.4927 | 3.2188 | 9.87 | 0.37802 | 0.05905 | 364.9331 | 3.2037 | 10.69 | 0.40117 | 0.06193 | 376.7249 | 3.2898 | 10.45 | 0.3917 | 0.0614 | 380.8197 | 3.4718 | 9.92 | 0.37158 | 0.05814 | 350.7787 | 4.5211 | 8.13 | 0.29797 | 0.04475 | 344.3368 | 4.5621 | 8.04 | 0.29492 | 0.04402 | 354.5988 | 5.7163 | 7.75 | 0.29588 | 0.03926 | 363.1785 | 5.9043 | 7.54 | 0.28727 | 0.03839 | 349.0943 | 6.0164 | 7.38 | 0.28128 | 0.0371 | 367.8986 | 5.8683 | 8.44 | 0.3278 | 0.04107 | 390.3256 | 6.6075 | 8.32 | 0.32152 | 0.04001 | 382.178 | 7.3317 | 7.5 | 0.28961 | 0.03595 | 377.5366 | 7.8739 | 7.63 | 0.29124 | 0.03548 | 394.1066 | 8.7269 | 7.51 | 0.28119 | 0.03304 | 384.7656 | 8.8981 | 7.37 | 0.27564 | 0.03304 | 442.116 | 9.452 | 8.69 | 0.34302 | 0.0368 | 404.1057 | 11.5525 | 7.12 | 0.28021 | 0.02915 | 406.1594 | 11.7225 | 7.03 | 0.27624 | 0.02898 | 432.7402 | 12.0026 | 7.78 | 0.31167 | 0.03122 | 430.6632 | 12.7427 | 7.36 | 0.29397 | 0.0292 | 430.9639 | 14.1331 | 7.39 | 0.29432 | 0.02863 | 425.4523 | 15.1733 | 6.84 | 0.27344 | 0.02596 | 420.0781 | 15.2533 | 6.8 | 0.27185 | 0.02572
396.8254 | 0.0019364 | 199.63 | 8.13 | 11.61 | 496.5243 | 0.0017594 | 567.42 | 24.4 | 23.31 | 464.191 | 0.0018074 | 766.9 | 30.39 | 26.41 | 464.191 | 0.0072386 | 191.47 | 7.59 | 6.38 | 424.6815 | 0.0075207 | 221.39 | 8.18 | 6.55 | 463.2269 | 0.016314 | 197.32 | 7.68 | 4.35 | 399.4807 | 0.046691 | 83.14 | 3.06 | 1.57 | 408.7565 | 0.046201 | 94.79 | 3.71 | 1.7 | 375 | 0.069787 | 62.13 | 2.44 | 1.07 | 392.773 | 0.094443 | 56.39 | 2.25 | 0.8827 | 400 | 0.093642 | 62.18 | 2.45 | 0.93965 | 406.377 | 0.12163 | 51.98 | 2.01 | 0.75477 | 411.7889 | 0.12093 | 56.42 | 2.14 | 0.79417 | 444.4691 | 0.11693 | 67.33 | 2.76 | 0.91289 | 473.7341 | 0.14353 | 62.17 | 2.59 | 0.81018 | 450.1801 | 0.18034 | 49.15 | 2.06 | 0.6274 | 476.3266 | 0.17614 | 56.35 | 2.34 | 0.69704 | 454.7315 | 0.17964 | 54.92 | 2.29 | 0.66871 | 458.62 | 0.25676 | 42.33 | 1.74 | 0.4901 | 444.7409 | 0.32607 | 36.4 | 1.46 | 0.3871 | 464.6674 | 0.35348 | 36.43 | 1.43 | 0.38467 | 448.6472 | 0.35888 | 35.72 | 1.41 | 0.37271 | 437.8831 | 0.4932 | 28.06 | 1.08 | 0.27389 | 428.9514 | 0.54192 | 27.17 | 1.02 | 0.25737 | 432.8302 | 0.53982 | 29.13 | 1.07 | 0.26828 | 444.8399 | 0.61583 | 25.64 | 0.94006 | 0.23433 | 425.4041 | 0.62804 | 26.56 | 0.95263 | 0.23215 | 425.3935 | 0.74447 | 22.42 | 0.80402 | 0.19885 | 409.5097 | 0.75737 | 23.23 | 0.81487 | 0.19777 | 417.0751 | 0.75107 | 26.08 | 0.96146 | 0.2124 | 417.1185 | 0.90021 | 21.78 | 0.80238 | 0.1774 | 400.4405 | 0.91711 | 21.28 | 0.7851 | 0.17084 | 441.6614 | 0.96351 | 23.06 | 0.89696 | 0.18031 | 433.1838 | 1.0602 | 20.91 | 0.81375 | 0.1619 | 446.9473 | 1.2153 | 20.37 | 0.80408 | 0.15178 | 431.5181 | 1.4393 | 17.15 | 0.67748 | 0.12557 | 430.1714 | 1.4413 | 18.83 | 0.74242 | 0.13158 | 436.9935 | 1.5323 | 17.75 | 0.69917 | 0.12468 | 423.5461 | 1.5543 | 17.45 | 0.68805 | 0.12124 | 430.1647 | 1.6524 | 16.44 | 0.64783 | 0.11464 | 429.0311 | 1.6544 | 17.91 | 0.69755 | 0.11968 | 429.0372 | 1.8724 | 15.84 | 0.61644 | 0.10587 | 451.8784 | 1.8314 | 17.66 | 0.67432 | 0.11558 | 427.2617 | 2.1205 | 16.34 | 0.61248 | 0.10101 | 411.8199 | 2.2805 | 14.05 | 0.53782 | 0.08886 | 432.5473 | 2.2315 | 15.55 | 0.58266 | 0.0965 | 417.0945 | 2.4575 | 13.11 | 0.50043 | 0.08241 | 417.1086 | 2.4565 | 14.12 | 0.52849 | 0.08568 | 407.3984 | 2.4826 | 13.93 | 0.52203 | 0.08391 | 393.6742 | 2.9167 | 11.81 | 0.44295 | 0.07049 | 389.2998 | 3.1077 | 11.08 | 0.41546 | 0.06563 | 390.9997 | 3.1017 | 11.91 | 0.43686 | 0.06833 | 403.6338 | 3.1867 | 11.63 | 0.42636 | 0.0677 | 408.0212 | 3.3637 | 11.04 | 0.40439 | 0.06409 | 374.164 | 4.384 | 8.99 | 0.32215 | 0.04904 | 367.2926 | 4.422 | 8.9 | 0.31892 | 0.04825 | 393.9986 | 5.4422 | 9.13 | 0.35448 | 0.04551 | 403.5317 | 5.6272 | 8.88 | 0.34383 | 0.04446 | 387.8825 | 5.7273 | 8.69 | 0.33695 | 0.04298 | 404.6885 | 5.6202 | 9.78 | 0.37869 | 0.04688 | 425.8097 | 6.3594 | 9.5 | 0.36277 | 0.04508 | 416.9215 | 7.0546 | 8.57 | 0.3268 | 0.04049 | 408.998 | 7.5987 | 8.63 | 0.32348 | 0.03956 | 424.4225 | 8.4508 | 8.4 | 0.30846 | 0.03652 | 414.363 | 8.6139 | 8.24 | 0.30241 | 0.03651 | 497.3805 | 9.0268 | 10.35 | 0.41616 | 0.04293 | 454.6189 | 11.0122 | 8.49 | 0.34026 | 0.03396 | 456.9293 | 11.1723 | 8.38 | 0.33541 | 0.03375 | 480.8224 | 11.5223 | 9.08 | 0.36251 | 0.03573 | 478.5147 | 12.2424 | 8.6 | 0.34172 | 0.03337 | 474.0603 | 13.6328 | 8.5 | 0.33349 | 0.03229 | 467.9975 | 14.623 | 7.87 | 0.31003 | 0.02932 | 462.0859 | 14.693 | 7.83 | 0.30828 | 0.02905
446.4286 | 0.0018374 | 240.14 | 10.21 | 13.74 | 546.1768 | 0.0016963 | 656.17 | 27.7 | 26.55 | 497.3475 | 0.0017574 | 852.96 | 32.94 | 29.07 | 497.3475 | 0.0070385 | 212.97 | 8.22 | 7.02 | 449.6628 | 0.0073367 | 242.05 | 8.72 | 7.11 | 498.8597 | 0.015833 | 221.22 | 8.42 | 4.82 | 449.4158 | 0.0443 | 100.03 | 3.9 | 1.86 | 454.1739 | 0.0441 | 111.81 | 4.44 | 1.98 | 416.6667 | 0.066446 | 73.41 | 2.92 | 1.25 | 428.4796 | 0.090761 | 64.69 | 2.54 | 1 | 433.3333 | 0.090311 | 70.54 | 2.73 | 1.05 | 437.6368 | 0.11773 | 58.41 | 2.21 | 0.83965 | 470.6159 | 0.11412 | 69.5 | 2.84 | 0.96083 | 500.0278 | 0.11132 | 80.81 | 3.36 | 1.08 | 526.3712 | 0.13763 | 73.11 | 3.03 | 0.93829 | 500.2001 | 0.17264 | 57.86 | 2.4 | 0.7277 | 523.9592 | 0.16954 | 65.25 | 2.66 | 0.796 | 500.2046 | 0.17264 | 63.65 | 2.61 | 0.76462 | 500.3127 | 0.24775 | 48.42 | 1.94 | 0.55381 | 481.8027 | 0.31526 | 41.19 | 1.62 | 0.43308 | 500.4111 | 0.34297 | 40.84 | 1.57 | 0.42677 | 483.1585 | 0.34787 | 40.08 | 1.54 | 0.4138 | 469.1605 | 0.479 | 31.22 | 1.17 | 0.30179 | 457.5481 | 0.52701 | 30.05 | 1.1 | 0.28212 | 459.8821 | 0.52581 | 32.01 | 1.15 | 0.29242 | 472.6423 | 0.60012 | 28.16 | 1.01 | 0.25528 | 450.4279 | 0.61253 | 29.04 | 1.02 | 0.25184 | 450.4166 | 0.72606 | 24.51 | 0.8574 | 0.21571 | 455.0108 | 0.72296 | 27.39 | 1.01 | 0.22988 | 469.2094 | 0.71355 | 31.33 | 1.22 | 0.25113 | 469.2584 | 0.85538 | 26.16 | 1.01 | 0.2097 | 450.4955 | 0.87029 | 25.58 | 0.99442 | 0.2022 | 490.7349 | 0.92189 | 27.14 | 1.07 | 0.2091 | 481.3153 | 1.0142 | 24.61 | 0.96881 | 0.18783 | 491.6421 | 1.1682 | 23.59 | 0.92519 | 0.17346 | 474.6699 | 1.3823 | 19.87 | 0.78003 | 0.14358 | 469.2779 | 1.3883 | 21.55 | 0.8365 | 0.14874 | 476.7202 | 1.4773 | 20.31 | 0.78752 | 0.14087 | 462.0503 | 1.4963 | 19.97 | 0.77542 | 0.13707 | 469.2706 | 1.5923 | 18.81 | 0.72988 | 0.12956 | 464.7837 | 1.5983 | 20.27 | 0.77397 | 0.13395 | 464.7903 | 1.8094 | 17.93 | 0.68393 | 0.11847 | 486.6383 | 1.7754 | 19.79 | 0.73905 | 0.12814 | 457.7804 | 2.0584 | 18.18 | 0.66578 | 0.11128 | 443.4983 | 2.2075 | 15.76 | 0.59019 | 0.09865 | 463.4436 | 2.1665 | 17.3 | 0.63325 | 0.10628 | 449.1786 | 2.3795 | 14.7 | 0.54889 | 0.09141 | 446.9021 | 2.3845 | 15.7 | 0.5745 | 0.09436 | 436.4982 | 2.4085 | 15.51 | 0.56765 | 0.09245 | 421.7938 | 2.8276 | 13.15 | 0.48193 | 0.0777 | 417.1069 | 3.0127 | 12.34 | 0.45206 | 0.07235 | 417.0664 | 3.0127 | 13.16 | 0.47186 | 0.07484 | 430.5427 | 3.0967 | 12.86 | 0.46033 | 0.07412 | 435.2226 | 3.2697 | 12.2 | 0.43654 | 0.07015 | 420.9345 | 4.1549 | 10.79 | 0.41097 | 0.05786 | 413.2042 | 4.1889 | 10.68 | 0.40711 | 0.05694 | 433.3985 | 5.2191 | 10.58 | 0.40916 | 0.05192 | 443.8849 | 5.4011 | 10.27 | 0.39654 | 0.05068 | 426.6708 | 5.4922 | 10.06 | 0.38889 | 0.04903 | 441.4784 | 5.4131 | 11.17 | 0.42707 | 0.05284 | 461.2939 | 6.1493 | 10.73 | 0.4024 | 0.05024 | 451.6649 | 6.8204 | 9.68 | 0.36256 | 0.04512 | 440.4593 | 7.3626 | 9.65 | 0.35473 | 0.04373 | 485.0543 | 8.0046 | 10.27 | 0.40644 | 0.04363 | 473.5577 | 8.1537 | 10.08 | 0.39864 | 0.04361 | 552.645 | 8.6886 | 12.09 | 0.48332 | 0.04916 | 505.1321 | 10.582 | 9.91 | 0.39554 | 0.03887 | 507.6993 | 10.7321 | 9.78 | 0.38989 | 0.03861 | 528.9046 | 11.1321 | 10.44 | 0.41033 | 0.04032 | 526.3662 | 11.8322 | 9.87 | 0.38663 | 0.0376 | 517.1567 | 13.2126 | 9.64 | 0.37084 | 0.03601 | 510.5427 | 14.1628 | 8.94 | 0.34494 | 0.03273 | 504.0937 | 14.2328 | 8.89 | 0.34306 | 0.03243
496.0317 | 0.0017594 | 282.63 | 12.1 | 15.92 | 595.8292 | 0.0016443 | 747.98 | 30.85 | 29.83 | 530.504 | 0.0017144 | 941.34 | 35.43 | 31.75 | 530.504 | 0.0068644 | 235.04 | 8.85 | 7.67 | 499.6253 | 0.0070255 | 284.82 | 10.69 | 8.23 | 534.4926 | 0.015413 | 245.8 | 9.13 | 5.3 | 499.3508 | 0.042409 | 117.76 | 4.65 | 2.15 | 499.5912 | 0.042399 | 129.58 | 5.11 | 2.26 | 458.3333 | 0.063734 | 85.22 | 3.38 | 1.43 | 464.1862 | 0.087669 | 73.31 | 2.83 | 1.12 | 466.6667 | 0.087479 | 79.18 | 2.99 | 1.17 | 500.1563 | 0.11132 | 71.84 | 2.92 | 1.01 | 529.4429 | 0.10882 | 83.3 | 3.45 | 1.13 | 555.5864 | 0.10692 | 94.9 | 3.91 | 1.25 | 579.0083 | 0.13283 | 84.49 | 3.43 | 1.07 | 550.2201 | 0.16643 | 66.93 | 2.73 | 0.82987 | 571.5919 | 0.16413 | 74.46 | 2.97 | 0.89646 | 545.6778 | 0.16693 | 72.71 | 2.91 | 0.86216 | 542.0054 | 0.24015 | 54.73 | 2.14 | 0.6185 | 518.8644 | 0.30616 | 46.14 | 1.76 | 0.47977 | 536.1547 | 0.33387 | 45.38 | 1.69 | 0.46943 | 517.6698 | 0.33837 | 44.56 | 1.67 | 0.45549 | 500.4379 | 0.46669 | 34.47 | 1.26 | 0.33007 | 486.1449 | 0.51381 | 33 | 1.18 | 0.30723 | 486.9339 | 0.51351 | 34.97 | 1.22 | 0.31688 | 500.4448 | 0.58632 | 30.76 | 1.07 | 0.27649 | 500.4755 | 0.58632 | 34.17 | 1.25 | 0.29198 | 500.4629 | 0.69504 | 28.84 | 1.05 | 0.25008 | 511.8872 | 0.68884 | 32.83 | 1.27 | 0.27106 | 521.3438 | 0.68394 | 36.83 | 1.45 | 0.2908 | 521.3982 | 0.81987 | 30.75 | 1.21 | 0.2428 | 500.5506 | 0.83307 | 30.09 | 1.18 | 0.23439 | 539.8084 | 0.88818 | 31.39 | 1.23 | 0.23847 | 529.4469 | 0.9766 | 28.48 | 1.11 | 0.2143 | 536.3368 | 1.1292 | 26.94 | 1.04 | 0.19553 | 517.8217 | 1.3353 | 22.7 | 0.87731 | 0.16195 | 508.3844 | 1.3443 | 24.36 | 0.92685 | 0.1662 | 516.4468 | 1.4303 | 22.95 | 0.87231 | 0.15734 | 500.5545 | 1.4483 | 22.58 | 0.85936 | 0.15319 | 508.3765 | 1.5413 | 21.27 | 0.80866 | 0.14475 | 500.5363 | 1.5503 | 22.72 | 0.84795 | 0.14846 | 500.5434 | 1.7554 | 20.09 | 0.74926 | 0.13128 | 521.3982 | 1.7283 | 21.98 | 0.80197 | 0.14089 | 488.2991 | 2.0044 | 20.07 | 0.71788 | 0.1217 | 475.1768 | 2.1445 | 17.53 | 0.64122 | 0.10861 | 494.3398 | 2.1104 | 19.1 | 0.68269 | 0.11621 | 481.2628 | 2.3125 | 16.34 | 0.59608 | 0.10056 | 476.6955 | 2.3215 | 17.34 | 0.61948 | 0.10318 | 465.5981 | 2.3445 | 17.12 | 0.61228 | 0.10112 | 449.9134 | 2.7496 | 14.53 | 0.5201 | 0.08504 | 444.9141 | 2.9286 | 13.63 | 0.48791 | 0.07918 | 469.1996 | 2.8646 | 15.78 | 0.6001 | 0.08818 | 484.3605 | 2.9476 | 15.4 | 0.58469 | 0.08724 | 489.6254 | 3.1126 | 14.61 | 0.55419 | 0.08253 | 467.705 | 3.9738 | 12.68 | 0.49065 | 0.06691 | 459.1157 | 4.0038 | 12.56 | 0.48626 | 0.06588 | 472.7983 | 5.033 | 12.08 | 0.46104 | 0.05847 | 484.2381 | 5.213 | 11.72 | 0.4465 | 0.05702 | 465.4591 | 5.2961 | 11.48 | 0.43818 | 0.0552 | 478.2682 | 5.2391 | 12.62 | 0.4735 | 0.0589 | 496.778 | 5.9712 | 12 | 0.44071 | 0.05549 | 486.4084 | 6.6203 | 10.82 | 0.39713 | 0.04982 | 503.3821 | 6.9814 | 11.8 | 0.46693 | 0.05224 | 545.686 | 7.6604 | 12.23 | 0.4924 | 0.05091 | 532.7524 | 7.7995 | 12.01 | 0.48312 | 0.05088 | 607.9095 | 8.4175 | 13.88 | 0.54623 | 0.05546 | 555.6454 | 10.2319 | 11.39 | 0.44747 | 0.04385 | 558.4692 | 10.3819 | 11.24 | 0.44108 | 0.04353 | 576.9869 | 10.802 | 11.84 | 0.45581 | 0.04495 | 574.2176 | 11.492 | 11.19 | 0.42934 | 0.04187 | 560.2531 | 12.8624 | 10.82 | 0.40671 | 0.03976 | 553.0879 | 13.7826 | 10.04 | 0.37849 | 0.03618 | 546.1015 | 13.8426 | 9.99 | 0.37649 | 0.03585
545.6349 | 0.0016963 | 326.87 | 13.89 | 18.14 | 645.4816 | 0.0016013 | 842.47 | 33.89 | 33.14 | 563.6605 | 0.0016763 | 1030 | 37.89 | 34.46 | 563.6605 | 0.0067123 | 257.65 | 9.46 | 8.33 | 562.0784 | 0.0067193 | 340.69 | 13.38 | 9.67 | 570.1254 | 0.015053 | 271.01 | 9.83 | 5.79 | 549.2859 | 0.040879 | 136.21 | 5.35 | 2.45 | 545.0086 | 0.040999 | 148.01 | 5.75 | 2.55 | 500 | 0.061493 | 97.5 | 3.81 | 1.61 | 499.8929 | 0.085048 | 82.21 | 3.1 | 1.24 | 533.3333 | 0.082917 | 97.23 | 3.94 | 1.41 | 562.6758 | 0.10642 | 85.97 | 3.55 | 1.19 | 588.2699 | 0.10472 | 97.7 | 4.01 | 1.31 | 611.1451 | 0.10332 | 109.53 | 4.43 | 1.42 | 631.6454 | 0.12892 | 96.24 | 3.82 | 1.2 | 600.2401 | 0.16133 | 76.32 | 3.04 | 0.93339 | 619.2245 | 0.15963 | 83.96 | 3.26 | 0.99797 | 591.1509 | 0.16213 | 82.05 | 3.2 | 0.96089 | 583.6981 | 0.23375 | 61.21 | 2.33 | 0.68396 | 555.9262 | 0.29836 | 51.23 | 1.91 | 0.52701 | 571.8983 | 0.32596 | 50.04 | 1.82 | 0.51255 | 552.1811 | 0.33017 | 49.16 | 1.79 | 0.49766 | 531.7153 | 0.45589 | 37.81 | 1.34 | 0.35868 | 514.7416 | 0.5022 | 36.03 | 1.26 | 0.33263 | 541.0377 | 0.4927 | 41.09 | 1.5 | 0.36659 | 556.0498 | 0.56301 | 36.11 | 1.31 | 0.31956 | 563.0349 | 0.56041 | 40.88 | 1.57 | 0.34321 | 563.0208 | 0.66443 | 34.49 | 1.33 | 0.29395 | 568.7635 | 0.66203 | 38.52 | 1.5 | 0.31307 | 573.4782 | 0.66003 | 42.56 | 1.66 | 0.33116 | 573.538 | 0.79125 | 35.52 | 1.38 | 0.27647 | 550.6057 | 0.80306 | 34.79 | 1.36 | 0.26719 | 588.8819 | 0.86046 | 35.78 | 1.38 | 0.26825 | 577.5784 | 0.94578 | 32.48 | 1.25 | 0.24116 | 581.0316 | 1.0962 | 30.39 | 1.15 | 0.2179 | 560.9735 | 1.2953 | 25.63 | 0.97043 | 0.18058 | 547.4909 | 1.3073 | 27.26 | 1.01 | 0.18391 | 556.1735 | 1.3913 | 25.68 | 0.95415 | 0.17403 | 539.0586 | 1.4073 | 25.27 | 0.94045 | 0.16955 | 547.4824 | 1.4983 | 23.8 | 0.88474 | 0.16015 | 536.2889 | 1.5103 | 25.23 | 0.91982 | 0.16317 | 536.2966 | 1.7093 | 22.31 | 0.81272 | 0.14426 | 556.1581 | 1.6863 | 24.24 | 0.86328 | 0.15378 | 549.3365 | 1.9154 | 23.99 | 0.90798 | 0.14292 | 506.8552 | 2.0894 | 19.35 | 0.69105 | 0.1187 | 556.1323 | 2.0174 | 22.82 | 0.86301 | 0.13641 | 513.347 | 2.2544 | 18.02 | 0.64215 | 0.10983 | 536.2825 | 2.2174 | 20.73 | 0.7837 | 0.12113 | 523.7979 | 2.2374 | 20.48 | 0.77529 | 0.1188 | 506.1526 | 2.6205 | 17.39 | 0.65966 | 0.10003 | 500.5283 | 2.7906 | 16.32 | 0.61902 | 0.09313 | 521.3329 | 2.7475 | 18.52 | 0.71476 | 0.10183 | 538.1784 | 2.8296 | 18.07 | 0.69577 | 0.10065 | 544.0282 | 2.9896 | 17.13 | 0.65923 | 0.09517 | 514.4755 | 3.8257 | 14.66 | 0.56459 | 0.07617 | 505.0273 | 3.8538 | 14.52 | 0.55975 | 0.07502 | 512.1982 | 4.877 | 13.63 | 0.51076 | 0.06514 | 524.5912 | 5.056 | 13.22 | 0.49433 | 0.06347 | 504.2473 | 5.132 | 12.96 | 0.48542 | 0.06148 | 515.0581 | 5.091 | 14.11 | 0.51833 | 0.06505 | 567.7463 | 5.6851 | 14.64 | 0.57777 | 0.06617 | 555.8953 | 6.2992 | 13.2 | 0.52091 | 0.0594 | 566.3049 | 6.6893 | 14.05 | 0.56523 | 0.06093 | 606.3178 | 7.3903 | 14.28 | 0.57108 | 0.05828 | 591.9472 | 7.5204 | 14.01 | 0.56052 | 0.05825 | 663.174 | 8.1944 | 15.74 | 0.60585 | 0.06181 | 606.1586 | 9.9417 | 12.91 | 0.49679 | 0.04887 | 609.2391 | 10.0818 | 12.74 | 0.48971 | 0.04851 | 625.0691 | 10.5318 | 13.29 | 0.49937 | 0.04961 | 622.0691 | 11.2019 | 12.55 | 0.47023 | 0.04617 | 603.3495 | 12.5623 | 12.03 | 0.4413 | 0.04353 | 595.6332 | 13.4524 | 11.17 | 0.41086 | 0.03965 | 588.1093 | 13.5124 | 11.11 | 0.40876 | 0.0393
595.2381 | 0.0016443 | 372.64 | 15.59 | 20.39 | 695.1341 | 0.0015653 | 939.33 | 36.83 | 36.46 | 596.817 | 0.0016433 | 1120 | 40.29 | 37.19 | 596.817 | 0.0065792 | 280.74 | 10.06 | 8.99 | 624.5316 | 0.0064792 | 398.87 | 15.8 | 11.12 | 641.3911 | 0.014463 | 323.07 | 12.33 | 6.76 | 599.221 | 0.039628 | 155.3 | 6 | 2.76 | 590.426 | 0.039828 | 167.02 | 6.36 | 2.84 | 541.6667 | 0.059612 | 110.19 | 4.22 | 1.8 | 571.3061 | 0.080836 | 100.75 | 4.07 | 1.5 | 600 | 0.079445 | 116.17 | 4.78 | 1.66 | 625.1954 | 0.10252 | 100.68 | 4.12 | 1.37 | 647.0969 | 0.10142 | 112.61 | 4.54 | 1.48 | 666.7037 | 0.10042 | 124.61 | 4.93 | 1.59 | 684.2826 | 0.12562 | 108.32 | 4.19 | 1.33 | 650.2601 | 0.15703 | 85.97 | 3.33 | 1.04 | 666.8572 | 0.15583 | 93.71 | 3.55 | 1.1 | 636.6241 | 0.15813 | 91.65 | 3.48 | 1.06 | 625.3909 | 0.22824 | 67.87 | 2.52 | 0.74996 | 592.9879 | 0.29155 | 56.44 | 2.05 | 0.57467 | 607.642 | 0.31906 | 54.81 | 1.94 | 0.55601 | 586.6924 | 0.32296 | 53.86 | 1.91 | 0.54021 | 562.9926 | 0.44638 | 41.22 | 1.43 | 0.38754 | 571.9351 | 0.48269 | 42.27 | 1.54 | 0.38417 | 608.6674 | 0.47229 | 49.06 | 1.88 | 0.4298 | 625.556 | 0.5402 | 43.08 | 1.64 | 0.37426 | 625.5943 | 0.5402 | 47.87 | 1.86 | 0.39524 | 625.5787 | 0.64052 | 40.39 | 1.57 | 0.3385 | 625.6399 | 0.64052 | 44.43 | 1.72 | 0.35564 | 625.6126 | 0.64052 | 48.47 | 1.86 | 0.372 | 625.6778 | 0.76774 | 40.45 | 1.55 | 0.31054 | 600.6607 | 0.77845 | 39.65 | 1.52 | 0.30043 | 637.9554 | 0.83745 | 40.31 | 1.52 | 0.29833 | 625.7099 | 0.92007 | 36.6 | 1.38 | 0.26832 | 625.7263 | 1.0692 | 33.94 | 1.26 | 0.24048 | 604.1253 | 1.2622 | 28.63 | 1.06 | 0.19941 | 586.5974 | 1.2742 | 30.24 | 1.1 | 0.20181 | 595.9002 | 1.3573 | 28.47 | 1.03 | 0.1909 | 577.5628 | 1.3723 | 28.04 | 1.02 | 0.1861 | 586.5882 | 1.4613 | 26.39 | 0.95846 | 0.17572 | 572.0415 | 1.4743 | 27.8 | 0.98981 | 0.17803 | 572.0497 | 1.6693 | 24.58 | 0.87452 | 0.15738 | 625.6778 | 1.6183 | 28.89 | 1.09 | 0.17988 | 610.3739 | 1.8453 | 28.08 | 1.08 | 0.16449 | 570.2121 | 1.9994 | 23.11 | 0.8727 | 0.13923 | 617.9248 | 1.9444 | 26.7 | 1.02 | 0.15693 | 577.5154 | 2.1594 | 21.5 | 0.80999 | 0.12865 | 595.8694 | 2.1354 | 24.26 | 0.92987 | 0.13939 | 581.9976 | 2.1534 | 23.98 | 0.92051 | 0.13679 | 562.3917 | 2.5185 | 20.39 | 0.78415 | 0.11531 | 556.1426 | 2.6815 | 19.13 | 0.73601 | 0.10737 | 573.4662 | 2.6525 | 21.37 | 0.82079 | 0.11572 | 591.9962 | 2.7345 | 20.83 | 0.79839 | 0.11426 | 598.431 | 2.8905 | 19.75 | 0.75623 | 0.10801 | 561.246 | 3.7047 | 16.7 | 0.63439 | 0.08556 | 550.9389 | 3.7297 | 16.55 | 0.62917 | 0.0843 | 551.5981 | 4.7449 | 15.23 | 0.55868 | 0.07189 | 564.9444 | 4.9219 | 14.76 | 0.54039 | 0.06998 | 543.0356 | 4.9919 | 14.48 | 0.53097 | 0.06785 | 588.6378 | 4.8529 | 17.2 | 0.67857 | 0.07755 | 638.7146 | 5.467 | 17.4 | 0.69735 | 0.07701 | 625.3822 | 6.0541 | 15.7 | 0.62896 | 0.06913 | 629.2276 | 6.4592 | 16.39 | 0.65509 | 0.06973 | 666.9496 | 7.1742 | 16.39 | 0.64458 | 0.06572 | 651.1419 | 7.2963 | 16.09 | 0.63287 | 0.0657 | 718.4384 | 8.0103 | 17.63 | 0.66274 | 0.06817 | 656.6718 | 9.7026 | 14.48 | 0.54397 | 0.05392 | 660.009 | 9.8416 | 14.28 | 0.53622 | 0.05351 | 673.1514 | 10.3117 | 14.76 | 0.54127 | 0.05429 | 669.9206 | 10.9718 | 13.93 | 0.50957 | 0.05049 | 646.4458 | 12.3021 | 13.27 | 0.47475 | 0.04731 | 638.1784 | 13.1723 | 12.33 | 0.44218 | 0.04313 | 630.1171 | 13.2223 | 12.26 | 0.44 | 0.04276
644.8413 | 0.0016013 | 419.75 | 17.22 | 22.66 | 744.7865 | 0.0015343 | 1040 | 39.67 | 39.78 | 663.13 | 0.0015873 | 1310 | 48.82 | 42.69 | 663.13 | 0.0063561 | 328.21 | 12.19 | 10.32 | 686.9848 | 0.0062881 | 459.01 | 18.03 | 12.58 | 712.6568 | 0.014002 | 377.04 | 14.55 | 7.75 | 649.1561 | 0.038587 | 174.95 | 6.63 | 3.07 | 635.8434 | 0.038847 | 186.55 | 6.95 | 3.14 | 583.3333 | 0.058022 | 123.26 | 4.61 | 1.99 | 642.7194 | 0.077634 | 120.15 | 4.92 | 1.75 | 666.6667 | 0.076734 | 135.86 | 5.54 | 1.9 | 687.7149 | 0.099508 | 115.9 | 4.66 | 1.55 | 705.9239 | 0.098727 | 127.97 | 5.04 | 1.66 | 722.2623 | 0.098077 | 140.1 | 5.4 | 1.76 | 736.9197 | 0.12292 | 120.68 | 4.54 | 1.47 | 700.2801 | 0.15353 | 95.87 | 3.62 | 1.14 | 714.4899 | 0.15263 | 103.68 | 3.82 | 1.2 | 682.0972 | 0.15473 | 101.48 | 3.75 | 1.16 | 667.0836 | 0.22354 | 74.67 | 2.7 | 0.81635 | 630.0497 | 0.28575 | 61.77 | 2.18 | 0.62265 | 643.3856 | 0.31306 | 59.67 | 2.06 | 0.59972 | 621.2038 | 0.31676 | 58.67 | 2.03 | 0.58305 | 625.5474 | 0.43038 | 48.23 | 1.74 | 0.44586 | 643.427 | 0.46368 | 50.4 | 1.92 | 0.44951 | 676.2971 | 0.45638 | 57.33 | 2.21 | 0.49374 | 695.0623 | 0.52239 | 50.31 | 1.94 | 0.42952 | 688.1537 | 0.52399 | 55.09 | 2.12 | 0.44774 | 688.1365 | 0.62141 | 46.48 | 1.79 | 0.38346 | 682.5162 | 0.62291 | 50.51 | 1.93 | 0.39856 | 677.747 | 0.62431 | 54.55 | 2.05 | 0.41315 | 677.8176 | 0.74833 | 45.52 | 1.71 | 0.34486 | 650.7158 | 0.75804 | 44.66 | 1.68 | 0.33398 | 687.0289 | 0.81814 | 44.95 | 1.66 | 0.3286 | 673.8415 | 0.89846 | 40.82 | 1.5 | 0.29566 | 670.421 | 1.0452 | 37.58 | 1.36 | 0.2632 | 647.2771 | 1.2332 | 31.71 | 1.15 | 0.21839 | 625.7039 | 1.2472 | 33.29 | 1.18 | 0.21985 | 635.6269 | 1.3282 | 31.34 | 1.11 | 0.20789 | 616.067 | 1.3422 | 30.87 | 1.1 | 0.20278 | 625.6941 | 1.4293 | 29.05 | 1.03 | 0.19141 | 643.5467 | 1.4163 | 33.12 | 1.24 | 0.2081 | 643.5559 | 1.6043 | 29.28 | 1.1 | 0.18392 | 695.1976 | 1.5663 | 33.72 | 1.28 | 0.20625 | 671.4113 | 1.7893 | 32.31 | 1.23 | 0.18627 | 633.569 | 1.9283 | 27.03 | 1.03 | 0.16005 | 679.7172 | 1.8863 | 30.72 | 1.17 | 0.17764 | 641.6838 | 2.0844 | 25.13 | 0.95904 | 0.14772 | 655.4564 | 2.0704 | 27.92 | 1.06 | 0.15784 | 640.1974 | 2.0854 | 27.61 | 1.05 | 0.155 | 618.6309 | 2.4374 | 23.49 | 0.89898 | 0.13081 | 611.7569 | 2.5935 | 22.05 | 0.84396 | 0.12181 | 625.5995 | 2.5745 | 24.31 | 0.92056 | 0.12976 | 645.814 | 2.6565 | 23.68 | 0.89483 | 0.12802 | 652.8338 | 2.8085 | 22.45 | 0.84737 | 0.12096 | 608.0165 | 3.6036 | 18.8 | 0.70095 | 0.09506 | 596.8505 | 3.6257 | 18.64 | 0.6954 | 0.09369 | 630.3978 | 4.5338 | 18.54 | 0.72966 | 0.08556 | 645.6507 | 4.7088 | 17.95 | 0.70458 | 0.08318 | 620.6121 | 4.7688 | 17.63 | 0.69352 | 0.08074 | 662.2175 | 4.6728 | 20.43 | 0.81817 | 0.09021 | 709.6829 | 5.2969 | 20.26 | 0.80619 | 0.08794 | 694.8691 | 5.863 | 18.28 | 0.72738 | 0.07895 | 692.1504 | 6.2761 | 18.8 | 0.73894 | 0.07859 | 727.5814 | 6.9981 | 18.56 | 0.71404 | 0.07319 | 710.3366 | 7.1132 | 18.22 | 0.70129 | 0.07317 | 773.7029 | 7.8572 | 19.57 | 0.71728 | 0.07454 | 707.185 | 9.5025 | 16.08 | 0.58931 | 0.05898 | 710.779 | 9.6375 | 15.86 | 0.58092 | 0.05852 | 721.2336 | 10.1216 | 16.27 | 0.58171 | 0.05898 | 717.772 | 10.7617 | 15.35 | 0.54753 | 0.05481 | 689.5422 | 12.082 | 14.53 | 0.50719 | 0.05111 | 680.7236 | 12.9321 | 13.51 | 0.47257 | 0.04662 | 672.1249 | 12.9822 | 13.44 | 0.47032 | 0.04623
694.4444 | 0.0015653 | 468.04 | 18.8 | 24.94 | 794.4389 | 0.0015082 | 1140 | 42.44 | 43.11 | 746.0212 | 0.0015343 | 1560 | 60.37 | 49.58 | 746.0212 | 0.006141 | 389.64 | 15.08 | 11.99 | 749.4379 | 0.006133 | 520.83 | 20.12 | 14.05 | 783.9225 | 0.013642 | 432.61 | 16.58 | 8.73 | 699.0912 | 0.037717 | 195.09 | 7.23 | 3.38 | 726.6782 | 0.037287 | 226.94 | 9.02 | 3.73 | 666.6667 | 0.0555 | 150.34 | 6.01 | 2.38 | 714.1327 | 0.075153 | 140.27 | 5.69 | 2.01 | 733.3333 | 0.074583 | 156.18 | 6.25 | 2.15 | 750.2344 | 0.097026 | 131.54 | 5.16 | 1.74 | 764.7509 | 0.096516 | 143.72 | 5.52 | 1.84 | 777.821 | 0.096076 | 155.93 | 5.85 | 1.93 | 789.5568 | 0.12062 | 133.31 | 4.89 | 1.6 | 750.3001 | 0.15053 | 105.99 | 3.9 | 1.25 | 762.1225 | 0.14982 | 113.84 | 4.09 | 1.31 | 727.5704 | 0.15183 | 111.51 | 4.01 | 1.26 | 708.7763 | 0.21944 | 81.61 | 2.87 | 0.88298 | 667.1114 | 0.28055 | 67.2 | 2.31 | 0.67085 | 714.8729 | 0.30305 | 69.66 | 2.5 | 0.68767 | 690.2264 | 0.30625 | 68.54 | 2.47 | 0.66934 | 703.7408 | 0.41487 | 57.33 | 2.17 | 0.51943 | 714.9189 | 0.44878 | 58.82 | 2.26 | 0.51542 | 743.9269 | 0.44377 | 65.88 | 2.52 | 0.55803 | 764.5685 | 0.50838 | 57.77 | 2.21 | 0.48502 | 750.7132 | 0.51088 | 62.52 | 2.37 | 0.50047 | 750.6944 | 0.6059 | 52.74 | 2 | 0.42861 | 739.3926 | 0.6084 | 56.76 | 2.12 | 0.44167 | 729.8813 | 0.6107 | 60.77 | 2.23 | 0.45447 | 729.9575 | 0.73202 | 50.72 | 1.86 | 0.37933 | 700.7708 | 0.74083 | 49.79 | 1.83 | 0.36771 | 736.1024 | 0.80173 | 49.7 | 1.79 | 0.35897 | 721.973 | 0.88005 | 45.15 | 1.62 | 0.32311 | 715.1158 | 1.0252 | 41.29 | 1.46 | 0.28602 | 690.4289 | 1.2082 | 34.86 | 1.23 | 0.23746 | 703.9169 | 1.2022 | 39.57 | 1.48 | 0.25622 | 715.0802 | 1.2812 | 37.23 | 1.39 | 0.24211 | 693.0754 | 1.2932 | 36.71 | 1.37 | 0.23643 | 703.9059 | 1.3782 | 34.53 | 1.29 | 0.22304 | 715.0518 | 1.3712 | 38.64 | 1.47 | 0.23844 | 715.0621 | 1.5533 | 34.15 | 1.3 | 0.21069 | 764.7173 | 1.5242 | 38.69 | 1.46 | 0.23273 | 732.4487 | 1.7443 | 36.67 | 1.38 | 0.20817 | 696.9259 | 1.8723 | 31.07 | 1.18 | 0.18105 | 741.5097 | 1.8393 | 34.85 | 1.31 | 0.19846 | 705.8522 | 2.0243 | 28.87 | 1.1 | 0.16693 | 715.0433 | 2.0173 | 31.68 | 1.19 | 0.1764 | 698.3972 | 2.0303 | 31.35 | 1.18 | 0.17333 | 674.8701 | 2.3704 | 26.69 | 1.01 | 0.14644 | 667.3711 | 2.5224 | 25.05 | 0.94531 | 0.13638 | 677.7328 | 2.5104 | 27.33 | 1.02 | 0.14391 | 699.6319 | 2.5924 | 26.61 | 0.98641 | 0.14185 | 707.2367 | 2.7414 | 25.22 | 0.93387 | 0.134 | 654.787 | 3.5176 | 20.96 | 0.7648 | 0.10462 | 642.762 | 3.5386 | 20.78 | 0.75898 | 0.10316 | 709.1975 | 4.3737 | 21.99 | 0.87826 | 0.09938 | 726.3571 | 4.5487 | 21.27 | 0.84713 | 0.09647 | 698.1886 | 4.5997 | 20.91 | 0.83484 | 0.09377 | 735.7973 | 4.5327 | 23.77 | 0.94504 | 0.10295 | 780.6512 | 5.1618 | 23.2 | 0.90732 | 0.09888 | 764.356 | 5.7109 | 20.93 | 0.81889 | 0.08879 | 755.0731 | 6.127 | 21.28 | 0.81808 | 0.08747 | 788.2132 | 6.853 | 20.78 | 0.78015 | 0.08066 | 769.5313 | 6.9631 | 20.41 | 0.76646 | 0.08066 | 828.9674 | 7.7271 | 21.54 | 0.76976 | 0.08089 | 757.6982 | 9.3324 | 17.71 | 0.63301 | 0.06404 | 761.5489 | 9.4644 | 17.47 | 0.62402 | 0.06354 | 769.3158 | 9.9525 | 17.8 | 0.62083 | 0.06366 | 765.6235 | 10.5916 | 16.79 | 0.58425 | 0.05912 | 732.6386 | 11.8919 | 15.81 | 0.5387 | 0.0549 | 723.2688 | 12.722 | 14.7 | 0.5021 | 0.05012 | 714.1327 | 12.772 | 14.63 | 0.49978 | 0.0497
793.6508 | 0.0015092 | 567.59 | 23.95 | 29.5 | 844.0914 | 0.0014862 | 1240 | 45.13 | 46.42 | 828.9125 | 0.0014922 | 1810 | 70.65 | 56.48 | 828.9125 | 0.0059749 | 452.99 | 17.65 | 13.67 | 811.8911 | 0.006006 | 584.08 | 22.11 | 15.52 | 855.1881 | 0.013352 | 489.52 | 18.48 | 9.72 | 798.9614 | 0.036336 | 236.61 | 9.34 | 4 | 817.5129 | 0.036126 | 268.81 | 10.81 | 4.32 | 750 | 0.053609 | 178.52 | 7.23 | 2.77 | 785.546 | 0.073192 | 161 | 6.41 | 2.26 | 800 | 0.072842 | 177.03 | 6.92 | 2.4 | 812.754 | 0.094995 | 147.55 | 5.64 | 1.92 | 823.5779 | 0.094675 | 159.8 | 5.97 | 2.01 | 833.3796 | 0.094405 | 172.07 | 6.29 | 2.11 | 842.1939 | 0.11872 | 146.15 | 5.22 | 1.73 | 800.3201 | 0.14792 | 116.29 | 4.16 | 1.35 | 809.7552 | 0.14742 | 124.18 | 4.34 | 1.41 | 773.0435 | 0.14922 | 121.72 | 4.27 | 1.36 | 750.469 | 0.21594 | 88.67 | 3.04 | 0.94972 | 741.2349 | 0.27194 | 78.33 | 2.8 | 0.76762 | 804.232 | 0.29345 | 82.55 | 3.1 | 0.7979 | 776.5047 | 0.29615 | 81.31 | 3.06 | 0.77771 | 781.9342 | 0.40296 | 66.73 | 2.55 | 0.59324 | 786.4108 | 0.43707 | 67.5 | 2.58 | 0.58151 | 811.5566 | 0.43357 | 74.64 | 2.81 | 0.62237 | 834.0747 | 0.49697 | 65.42 | 2.46 | 0.5405 | 813.2726 | 0.50018 | 70.12 | 2.6 | 0.55323 | 813.2523 | 0.59309 | 59.15 | 2.2 | 0.47378 | 796.2689 | 0.59639 | 63.14 | 2.31 | 0.48482 | 782.0157 | 0.5992 | 67.12 | 2.41 | 0.49585 | 782.0973 | 0.71832 | 56.02 | 2.01 | 0.41385 | 750.8259 | 0.72632 | 55.03 | 1.98 | 0.40154 | 785.1759 | 0.78773 | 54.53 | 1.91 | 0.38937 | 770.1045 | 0.86434 | 49.55 | 1.74 | 0.35061 | 804.5052 | 0.99296 | 48.91 | 1.81 | 0.33175 | 776.7325 | 1.1692 | 41.33 | 1.53 | 0.27574 | 782.1299 | 1.1672 | 46.06 | 1.74 | 0.29274 | 794.5336 | 1.2442 | 43.32 | 1.64 | 0.27645 | 770.0838 | 1.2542 | 42.74 | 1.62 | 0.27024 | 782.1177 | 1.3382 | 40.19 | 1.52 | 0.2548 | 786.557 | 1.3362 | 44.32 | 1.68 | 0.26887 | 786.5683 | 1.5122 | 39.17 | 1.48 | 0.23754 | 834.2371 | 1.4902 | 43.79 | 1.63 | 0.25921 | 793.4861 | 1.7063 | 41.12 | 1.52 | 0.2301 | 760.2828 | 1.8263 | 35.23 | 1.32 | 0.20213 | 803.3022 | 1.8003 | 39.07 | 1.44 | 0.21929 | 770.0205 | 1.9763 | 32.71 | 1.22 | 0.1862 | 774.6303 | 1.9733 | 35.53 | 1.31 | 0.19499 | 756.5969 | 1.9853 | 35.17 | 1.3 | 0.19172 | 731.1093 | 2.3154 | 29.97 | 1.11 | 0.16213 | 722.9854 | 2.4634 | 28.14 | 1.04 | 0.15102 | 729.8661 | 2.4564 | 30.43 | 1.11 | 0.15811 | 753.4497 | 2.5384 | 29.61 | 1.07 | 0.15573 | 761.6395 | 2.6854 | 28.05 | 1.02 | 0.14706 | 748.328 | 3.3835 | 25.42 | 0.9915 | 0.12387 | 734.5852 | 3.4005 | 25.22 | 0.98482 | 0.12223 | 787.9972 | 4.2506 | 25.56 | 1.01 | 0.11323 | 807.0634 | 4.4256 | 24.7 | 0.97622 | 0.10979 | 775.7651 | 4.4697 | 24.3 | 0.96302 | 0.10684 | 809.377 | 4.4216 | 27.2 | 1.06 | 0.11569 | 851.6195 | 5.0537 | 26.21 | 1 | 0.10981 | 833.8429 | 5.5888 | 23.65 | 0.90499 | 0.09862 | 817.9959 | 6.0049 | 23.82 | 0.89333 | 0.09635 | 848.845 | 6.7329 | 23.04 | 0.84339 | 0.08811 | 828.726 | 6.838 | 22.64 | 0.82884 | 0.08813 | 884.2319 | 7.6171 | 23.55 | 0.82037 | 0.08721 | 808.2114 | 9.1873 | 19.37 | 0.67524 | 0.06909 | 812.3188 | 9.3174 | 19.11 | 0.66568 | 0.06854 | 817.3981 | 9.8104 | 19.35 | 0.65875 | 0.06833 | 813.475 | 10.4415 | 18.25 | 0.61984 | 0.06342 | 775.735 | 11.7318 | 17.11 | 0.56934 | 0.05868 | 765.8141 | 12.5419 | 15.92 | 0.53082 | 0.05361 | 756.1405 | 12.5819 | 15.84 | 0.52845 | 0.05317
892.8571 | 0.0014672 | 670.45 | 28.47 | 34.05 | 893.7438 | 0.0014672 | 1350 | 47.74 | 49.73 | 911.8037 | 0.0014602 | 2070 | 80.06 | 63.33 | 911.8037 | 0.0058458 | 517.93 | 20 | 15.33 | 874.3442 | 0.0059009 | 648.57 | 24 | 16.98 | 926.4538 | 0.013122 | 547.56 | 20.27 | 10.69 | 898.8315 | 0.035335 | 279.5 | 11.16 | 4.61 | 908.3477 | 0.035245 | 311.88 | 12.43 | 4.91 | 833.3333 | 0.052158 | 207.59 | 8.33 | 3.15 | 856.9592 | 0.071611 | 182.23 | 7.09 | 2.52 | 866.6667 | 0.071431 | 198.34 | 7.56 | 2.65 | 875.2735 | 0.093314 | 163.87 | 6.1 | 2.1 | 882.4048 | 0.093134 | 176.17 | 6.41 | 2.19 | 888.9383 | 0.092984 | 188.48 | 6.71 | 2.28 | 894.831 | 0.11702 | 159.19 | 5.54 | 1.86 | 850.3401 | 0.14572 | 126.76 | 4.42 | 1.46 | 857.3878 | 0.14542 | 134.68 | 4.6 | 1.51 | 818.5167 | 0.14702 | 132.1 | 4.52 | 1.46 | 833.8545 | 0.21003 | 103.11 | 3.67 | 1.08 | 833.8893 | 0.26374 | 92.68 | 3.46 | 0.88864 | 893.5912 | 0.28604 | 95.81 | 3.63 | 0.90781 | 862.783 | 0.28844 | 94.46 | 3.59 | 0.88595 | 860.1276 | 0.39356 | 76.38 | 2.89 | 0.66691 | 857.9027 | 0.42766 | 76.39 | 2.87 | 0.64752 | 879.1863 | 0.42526 | 83.59 | 3.09 | 0.68656 | 903.581 | 0.48777 | 73.22 | 2.7 | 0.59579 | 875.832 | 0.49127 | 77.88 | 2.83 | 0.60587 | 875.8101 | 0.58259 | 65.69 | 2.38 | 0.51885 | 853.1453 | 0.58619 | 69.64 | 2.48 | 0.52791 | 834.1501 | 0.58939 | 73.59 | 2.58 | 0.53719 | 834.2371 | 0.70661 | 61.41 | 2.15 | 0.44834 | 800.881 | 0.71391 | 60.36 | 2.12 | 0.43539 | 883.3229 | 0.76531 | 64.44 | 2.37 | 0.45007 | 866.3676 | 0.83912 | 58.58 | 2.16 | 0.40555 | 893.8947 | 0.96814 | 56.75 | 2.13 | 0.37736 | 863.0362 | 1.1382 | 47.99 | 1.8 | 0.31399 | 860.3429 | 1.1392 | 52.73 | 1.98 | 0.32922 | 873.987 | 1.2152 | 49.57 | 1.86 | 0.31073 | 847.0922 | 1.2242 | 48.94 | 1.84 | 0.30405 | 860.3294 | 1.3062 | 46.01 | 1.73 | 0.28653 | 858.0622 | 1.3072 | 50.13 | 1.87 | 0.29926 | 858.0745 | 1.4802 | 44.3 | 1.65 | 0.26436 | 903.7568 | 1.4632 | 49 | 1.79 | 0.28559 | 854.5235 | 1.6753 | 45.67 | 1.65 | 0.252 | 823.6397 | 1.7883 | 39.48 | 1.45 | 0.22321 | 865.0947 | 1.7683 | 43.38 | 1.56 | 0.24009 | 834.1889 | 1.9363 | 36.64 | 1.34 | 0.20545 | 834.2172 | 1.9363 | 39.46 | 1.42 | 0.21357 | 814.7967 | 1.9473 | 39.08 | 1.41 | 0.2101 | 787.3484 | 2.2694 | 33.32 | 1.21 | 0.17785 | 778.5996 | 2.4134 | 31.29 | 1.13 | 0.16568 | 834.1327 | 2.3724 | 36.8 | 1.43 | 0.18654 | 861.0854 | 2.4544 | 35.77 | 1.38 | 0.18346 | 870.4451 | 2.5974 | 33.87 | 1.31 | 0.17315 | 841.8689 | 3.2835 | 30.03 | 1.19 | 0.14313 | 826.4083 | 3.2975 | 29.81 | 1.18 | 0.14132 | 866.7969 | 4.1546 | 29.22 | 1.14 | 0.12705 | 887.7698 | 4.3286 | 28.21 | 1.1 | 0.12305 | 853.3416 | 4.3666 | 27.78 | 1.08 | 0.11988 | 882.9567 | 4.3336 | 30.72 | 1.17 | 0.12838 | 922.5878 | 4.9667 | 29.28 | 1.09 | 0.12067 | 903.3298 | 5.4898 | 26.43 | 0.98662 | 0.1084 | 880.9187 | 5.9039 | 26.4 | 0.96524 | 0.10519 | 909.4767 | 6.6319 | 25.34 | 0.90411 | 0.09552 | 887.9207 | 6.733 | 24.9 | 0.88875 | 0.09557 | 939.4964 | 7.524 | 25.58 | 0.8693 | 0.0935 | 858.7246 | 9.0623 | 21.06 | 0.71613 | 0.07413 | 863.0887 | 9.1903 | 20.77 | 0.70601 | 0.07353 | 865.4803 | 9.6884 | 20.93 | 0.69555 | 0.07298 | 861.3264 | 10.3114 | 19.73 | 0.65438 | 0.06771 | 861.9278 | 11.4616 | 19.77 | 0.68192 | 0.06621 | 850.9045 | 12.2417 | 18.4 | 0.63641 | 0.06056 | 840.1561 | 12.2818 | 18.32 | 0.63387 | 0.06009
992.0635 | 0.0014362 | 775.92 | 32.59 | 38.55 | 993.0487 | 0.0014352 | 1560 | 56.84 | 56.28 | 994.695 | 0.0014352 | 2340 | 88.81 | 70.11 | 994.695 | 0.0057438 | 584.16 | 22.19 | 16.98 | 936.7974 | 0.0058128 | 714.12 | 25.82 | 18.43 | 997.7195 | 0.012922 | 606.55 | 21.96 | 11.66 | 998.7017 | 0.034575 | 323.47 | 12.8 | 5.23 | 999.1825 | 0.034565 | 355.9 | 13.93 | 5.5 | 916.6667 | 0.051028 | 237.38 | 9.35 | 3.54 | 928.3725 | 0.07034 | 203.88 | 7.73 | 2.77 | 933.3333 | 0.07026 | 220.03 | 8.17 | 2.89 | 937.7931 | 0.091903 | 180.47 | 6.55 | 2.28 | 941.2318 | 0.091833 | 192.79 | 6.84 | 2.37 | 944.4969 | 0.091773 | 205.12 | 7.12 | 2.45 | 947.4682 | 0.11562 | 172.41 | 5.85 | 2 | 900.3601 | 0.14382 | 137.38 | 4.68 | 1.56 | 952.6531 | 0.14202 | 156.07 | 5.51 | 1.71 | 909.463 | 0.14342 | 153.26 | 5.43 | 1.66 | 938.0863 | 0.20453 | 121.66 | 4.52 | 1.25 | 926.5436 | 0.25753 | 107.42 | 4.05 | 1.01 | 982.9503 | 0.28044 | 109.38 | 4.11 | 1.02 | 949.0613 | 0.28244 | 107.92 | 4.06 | 0.99354 | 938.321 | 0.38605 | 86.24 | 3.21 | 0.74017 | 929.3946 | 0.42006 | 85.46 | 3.14 | 0.71321 | 946.816 | 0.41846 | 92.7 | 3.35 | 0.75041 | 973.0872 | 0.48026 | 81.16 | 2.92 | 0.65075 | 938.3915 | 0.48387 | 85.76 | 3.04 | 0.65826 | 938.368 | 0.57378 | 72.34 | 2.56 | 0.5637 | 910.0216 | 0.57758 | 76.24 | 2.65 | 0.57085 | 938.4189 | 0.57378 | 86.81 | 3.18 | 0.61951 | 938.5167 | 0.6879 | 72.44 | 2.66 | 0.51702 | 900.9911 | 0.694 | 71.29 | 2.62 | 0.50289 | 981.4698 | 0.7484 | 74.59 | 2.78 | 0.51032 | 962.6307 | 0.82011 | 67.85 | 2.53 | 0.46015 | 983.2842 | 0.94903 | 64.77 | 2.41 | 0.42264 | 949.3398 | 1.1152 | 54.82 | 2.04 | 0.35203 | 938.5559 | 1.1172 | 59.54 | 2.2 | 0.36552 | 953.4403 | 1.1932 | 55.95 | 2.07 | 0.34481 | 924.1005 | 1.2012 | 55.28 | 2.05 | 0.3377 | 938.5412 | 1.2812 | 51.95 | 1.92 | 0.31809 | 929.5674 | 1.2842 | 56.07 | 2.05 | 0.32951 | 929.5807 | 1.4542 | 49.54 | 1.81 | 0.29105 | 973.2766 | 1.4402 | 54.3 | 1.94 | 0.31182 | 976.5983 | 1.6282 | 54.98 | 2.11 | 0.29552 | 886.9966 | 1.7573 | 43.82 | 1.58 | 0.24423 | 988.6796 | 1.7182 | 52.2 | 2 | 0.28138 | 898.3573 | 1.9043 | 40.65 | 1.46 | 0.22463 | 953.3911 | 1.8803 | 47.52 | 1.82 | 0.25052 | 931.1962 | 1.8893 | 47.1 | 1.81 | 0.24669 | 899.8268 | 2.1973 | 40.21 | 1.55 | 0.2092 | 889.8282 | 2.3363 | 37.77 | 1.46 | 0.19495 | 938.3993 | 2.3103 | 43.37 | 1.7 | 0.21482 | 968.7211 | 2.3933 | 42.11 | 1.65 | 0.211 | 979.2508 | 2.5333 | 39.86 | 1.56 | 0.19905 | 935.4099 | 3.2074 | 34.77 | 1.36 | 0.16228 | 918.2315 | 3.2194 | 34.53 | 1.36 | 0.16033 | 945.5967 | 4.0775 | 32.95 | 1.25 | 0.14079 | 968.4761 | 4.2515 | 31.8 | 1.21 | 0.13621 | 930.9181 | 4.2856 | 31.34 | 1.19 | 0.13285 | 956.5365 | 4.2626 | 34.29 | 1.28 | 0.14099 | 993.5561 | 4.8946 | 32.39 | 1.18 | 0.13146 | 972.8167 | 5.4087 | 29.25 | 1.06 | 0.11812 | 943.8414 | 5.8198 | 29.02 | 1.03 | 0.11398 | 970.1085 | 6.5478 | 27.68 | 0.96255 | 0.10289 | 947.1154 | 6.6449 | 27.2 | 0.94646 | 0.10297 | 994.7609 | 7.444 | 27.63 | 0.91666 | 0.09974 | 909.2379 | 8.9552 | 22.77 | 0.75579 | 0.07913 | 913.8587 | 9.0812 | 22.45 | 0.74512 | 0.07849 | 961.6448 | 9.4892 | 24.14 | 0.83051 | 0.0822 | 957.0294 | 10.1013 | 22.75 | 0.78104 | 0.07621 | 969.6688 | 11.2015 | 23.16 | 0.83393 | 0.07552 | 957.2676 | 11.9616 | 21.58 | 0.77902 | 0.06916 | 945.1756 | 11.9916 | 21.48 | 0.77629 | 0.06865
1091.2698 | 0.0014122 | 883.45 | 36.4 | 42.98 | 1117.1797 | 0.0014062 | 1830 | 69.03 | 64.34 | 1077.5862 | 0.0014152 | 2610 | 97.05 | 76.82 | 1077.5862 | 0.0056627 | 651.45 | 24.24 | 18.6 | 999.2506 | 0.0057398 | 780.59 | 27.57 | 19.87 | 1140.2509 | 0.012642 | 726.78 | 27.85 | 13.57 | 1098.5719 | 0.033994 | 368.3 | 14.31 | 5.83 | 1090.0173 | 0.034035 | 400.71 | 15.32 | 6.07 | 1000 | 0.050127 | 267.77 | 10.3 | 3.92 | 999.7858 | 0.06929 | 225.9 | 8.35 | 3.03 | 1000 | 0.06929 | 242.06 | 8.75 | 3.14 | 1000.3126 | 0.090722 | 197.3 | 6.97 | 2.46 | 1000.0588 | 0.090732 | 209.62 | 7.25 | 2.54 | 1000.0556 | 0.090733 | 221.96 | 7.51 | 2.62 | 1052.7424 | 0.11332 | 199.28 | 6.99 | 2.26 | 1000.4002 | 0.14072 | 159 | 5.59 | 1.77 | 1071.7348 | 0.13892 | 183.43 | 6.74 | 1.97 | 1023.1458 | 0.14012 | 180.37 | 6.65 | 1.91 | 1042.3181 | 0.20033 | 140.64 | 5.26 | 1.41 | 1019.198 | 0.25273 | 122.49 | 4.58 | 1.13 | 1072.3094 | 0.27594 | 123.2 | 4.55 | 1.12 | 1035.3396 | 0.27764 | 121.65 | 4.51 | 1.1 | 1016.5145 | 0.38005 | 96.27 | 3.51 | 0.8128 | 1000.8865 | 0.41386 | 94.68 | 3.41 | 0.77844 | 1014.4457 | 0.41275 | 101.95 | 3.6 | 0.8138 | 1042.5934 | 0.47396 | 89.22 | 3.14 | 0.70526 | 1000.9509 | 0.47756 | 93.75 | 3.24 | 0.71032 | 1000.9259 | 0.56648 | 79.08 | 2.74 | 0.60827 | 1023.7743 | 0.56407 | 89.71 | 3.27 | 0.65602 | 1042.6876 | 0.56217 | 100.34 | 3.72 | 0.70097 | 1042.7964 | 0.67399 | 83.73 | 3.1 | 0.58498 | 1001.1012 | 0.67909 | 82.48 | 3.07 | 0.56983 | 1079.6168 | 0.73549 | 84.95 | 3.14 | 0.56988 | 1058.8937 | 0.8055 | 77.3 | 2.86 | 0.51416 | 1072.6736 | 0.93402 | 72.93 | 2.67 | 0.46744 | 1035.6434 | 1.0961 | 61.77 | 2.27 | 0.38971 | 1016.7689 | 1.1001 | 66.47 | 2.41 | 0.40153 | 1032.8937 | 1.1742 | 62.45 | 2.26 | 0.37861 | 1001.1089 | 1.1812 | 61.74 | 2.24 | 0.37111 | 1016.753 | 1.2612 | 57.99 | 2.1 | 0.34941 | 1001.0726 | 1.2652 | 62.1 | 2.22 | 0.35954 | 1001.0869 | 1.4332 | 54.87 | 1.96 | 0.31756 | 1112.3161 | 1.4062 | 65.1 | 2.47 | 0.36361 | 1098.673 | 1.5942 | 64.52 | 2.51 | 0.33843 | 1013.7104 | 1.7102 | 52.69 | 2.02 | 0.28592 | 1112.2646 | 1.6832 | 61.24 | 2.38 | 0.32208 | 1026.694 | 1.8542 | 48.83 | 1.86 | 0.26264 | 1072.565 | 1.8402 | 55.79 | 2.17 | 0.28698 | 1047.5958 | 1.8472 | 55.33 | 2.15 | 0.28285 | 1012.3051 | 2.1463 | 47.29 | 1.85 | 0.24026 | 1001.0567 | 2.2803 | 44.43 | 1.74 | 0.22395 | 1042.6659 | 2.2643 | 50.09 | 1.95 | 0.24279 | 1076.3567 | 2.3473 | 48.6 | 1.89 | 0.23821 | 1088.0564 | 2.4863 | 45.99 | 1.78 | 0.22461 | 1028.9509 | 3.1484 | 39.61 | 1.53 | 0.18125 | 1010.0546 | 3.1594 | 39.35 | 1.52 | 0.17918 | 1024.3964 | 4.0155 | 36.75 | 1.37 | 0.1544 | 1049.1824 | 4.1905 | 35.44 | 1.31 | 0.14925 | 1008.4946 | 4.2195 | 34.95 | 1.3 | 0.1457 | 1030.1162 | 4.2045 | 37.93 | 1.38 | 0.15349 | 1064.5244 | 4.8356 | 35.55 | 1.26 | 0.14215 | 1042.3036 | 5.3417 | 32.11 | 1.14 | 0.12775 | 1006.7642 | 5.7488 | 31.68 | 1.1 | 0.12271 | 1030.7403 | 6.4768 | 30.04 | 1.02 | 0.1102 | 1006.3102 | 6.5699 | 29.53 | 1 | 0.11031 | 1105.2899 | 7.3159 | 31.8 | 1.09 | 0.11209 | 1010.2643 | 8.7821 | 26.23 | 0.90108 | 0.08905 | 1015.3985 | 8.9051 | 25.87 | 0.88844 | 0.08832 | 1081.8504 | 9.3051 | 28.23 | 1.01 | 0.09356 | 1076.6581 | 9.9051 | 26.59 | 0.95168 | 0.08666 | 1077.4097 | 11.0113 | 26.62 | 0.96702 | 0.08468 | 1063.6306 | 11.7614 | 24.82 | 0.90395 | 0.07762 | 1050.1951 | 11.7814 | 24.72 | 0.90109 | 0.07708
1190.4762 | 0.0013932 | 992.62 | 39.97 | 47.35 | 1241.3108 | 0.0013862 | 2100 | 79.75 | 72.23 | 1160.4775 | 0.0013982 | 2880 | 104.85 | 83.43 | 1160.4775 | 0.0055977 | 719.62 | 26.19 | 20.21 | 1124.1569 | 0.0056247 | 915.74 | 33.7 | 22.71 | 1282.7822 | 0.012441 | 849.35 | 32.88 | 15.43 | 1198.442 | 0.033554 | 413.81 | 15.71 | 6.42 | 1180.852 | 0.033624 | 446.14 | 16.64 | 6.64 | 1083.3333 | 0.049417 | 298.65 | 11.21 | 4.3 | 1071.199 | 0.068429 | 248.22 | 8.93 | 3.28 | 1066.6667 | 0.068479 | 264.38 | 9.31 | 3.38 | 1062.8321 | 0.089732 | 214.34 | 7.39 | 2.64 | 1058.8858 | 0.089792 | 226.65 | 7.64 | 2.72 | 1111.1728 | 0.089071 | 256.16 | 8.94 | 2.95 | 1184.3352 | 0.11111 | 233.53 | 8.51 | 2.58 | 1125.4502 | 0.13782 | 186.6 | 6.83 | 2.03 | 1190.8164 | 0.13662 | 211.32 | 7.82 | 2.21 | 1136.8287 | 0.13762 | 208.05 | 7.73 | 2.15 | 1146.5499 | 0.19722 | 159.98 | 5.93 | 1.57 | 1111.8523 | 0.24903 | 137.81 | 5.07 | 1.25 | 1161.6685 | 0.27243 | 137.21 | 4.97 | 1.23 | 1121.6179 | 0.27393 | 135.58 | 4.92 | 1.21 | 1094.7079 | 0.37525 | 106.45 | 3.8 | 0.88465 | 1072.3784 | 0.40865 | 104.02 | 3.66 | 0.84307 | 1082.0754 | 0.40805 | 111.31 | 3.83 | 0.87662 | 1112.0996 | 0.46876 | 97.37 | 3.35 | 0.75925 | 1126.0698 | 0.46786 | 110.01 | 3.98 | 0.81318 | 1126.0416 | 0.55497 | 92.79 | 3.36 | 0.69633 | 1137.527 | 0.55407 | 103.46 | 3.81 | 0.73993 | 1146.9564 | 0.55337 | 114.13 | 4.2 | 0.78126 | 1147.076 | 0.66338 | 95.22 | 3.5 | 0.65197 | 1101.2113 | 0.66768 | 93.9 | 3.47 | 0.63594 | 1177.7638 | 0.72549 | 95.48 | 3.48 | 0.62858 | 1155.1568 | 0.7943 | 86.91 | 3.17 | 0.56744 | 1162.0631 | 0.92221 | 81.22 | 2.92 | 0.51167 | 1121.947 | 1.0811 | 68.83 | 2.48 | 0.42697 | 1094.9819 | 1.0861 | 73.51 | 2.61 | 0.43718 | 1112.3471 | 1.1601 | 69.03 | 2.45 | 0.41204 | 1078.1173 | 1.1661 | 68.29 | 2.43 | 0.4042 | 1094.9647 | 1.2452 | 64.12 | 2.28 | 0.38041 | 1144.0829 | 1.2361 | 74.39 | 2.82 | 0.41879 | 1144.0993 | 1.4002 | 65.72 | 2.49 | 0.36984 | 1251.3556 | 1.3832 | 76.12 | 2.92 | 0.41432 | 1220.7478 | 1.5692 | 74.25 | 2.86 | 0.38055 | 1140.4242 | 1.6762 | 61.77 | 2.39 | 0.32695 | 1235.8495 | 1.6572 | 70.45 | 2.71 | 0.362 | 1155.0308 | 1.8192 | 57.2 | 2.21 | 0.3 | 1191.7389 | 1.8102 | 64.21 | 2.47 | 0.32279 | 1163.9953 | 1.8162 | 63.72 | 2.46 | 0.31842 | 1124.7835 | 2.1083 | 54.52 | 2.11 | 0.27087 | 1112.2852 | 2.2393 | 51.23 | 1.99 | 0.25255 | 1146.9325 | 2.2293 | 56.94 | 2.18 | 0.27037 | 1183.9924 | 2.3133 | 55.19 | 2.11 | 0.26498 | 1196.862 | 2.4513 | 52.22 | 1.99 | 0.24975 | 1122.4919 | 3.1034 | 44.53 | 1.68 | 0.19998 | 1101.8778 | 3.1124 | 44.25 | 1.67 | 0.19779 | 1103.1961 | 3.9655 | 40.61 | 1.47 | 0.16787 | 1129.8888 | 4.1415 | 39.13 | 1.41 | 0.16212 | 1086.0711 | 4.1665 | 38.62 | 1.4 | 0.15842 | 1103.6959 | 4.1565 | 41.6 | 1.47 | 0.16585 | 1135.4927 | 4.7866 | 38.75 | 1.34 | 0.15272 | 1111.7905 | 5.2856 | 35 | 1.21 | 0.13729 | 1069.687 | 5.6897 | 34.37 | 1.16 | 0.13135 | 1091.3721 | 6.4157 | 32.42 | 1.07 | 0.11744 | 1065.5049 | 6.5068 | 31.88 | 1.06 | 0.11759 | 1243.4512 | 7.2008 | 37.1 | 1.32 | 0.12719 | 1136.5473 | 8.623 | 30.65 | 1.1 | 0.10124 | 1142.3233 | 8.743 | 30.23 | 1.08 | 0.1004 | 1202.056 | 9.172 | 32.39 | 1.17 | 0.10468 | 1196.2867 | 9.764 | 30.5 | 1.1 | 0.09691 | 1185.1507 | 10.8712 | 30.13 | 1.09 | 0.09366 | 1169.9937 | 11.6013 | 28.11 | 1.02 | 0.08594 | 1155.2146 | 11.6213 | 28 | 1.01 | 0.08536
1289.6825 | 0.0013791 | 1100 | 43.33 | 51.64 | 1365.4419 | 0.0013711 | 2380 | 89.46 | 79.94 | 1243.3687 | 0.0013852 | 3160 | 112.27 | 89.95 | 1243.3687 | 0.0055456 | 788.51 | 28.05 | 21.79 | 1249.0632 | 0.0055426 | 1050 | 39.05 | 25.5 | 1425.3136 | 0.012301 | 973.57 | 37.35 | 17.24 | 1298.3122 | 0.033204 | 459.85 | 17.03 | 7.01 | 1271.6868 | 0.033294 | 492.07 | 17.88 | 7.2 | 1166.6667 | 0.048846 | 329.93 | 12.06 | 4.67 | 1142.6123 | 0.067718 | 270.79 | 9.5 | 3.53 | 1133.3333 | 0.067809 | 286.93 | 9.85 | 3.62 | 1125.3517 | 0.088891 | 231.55 | 7.78 | 2.82 | 1176.5398 | 0.088301 | 261.18 | 9.08 | 3.06 | 1250.0694 | 0.08757 | 299.67 | 10.87 | 3.37 | 1315.928 | 0.10961 | 268.34 | 9.84 | 2.89 | 1250.5002 | 0.13572 | 214.69 | 7.91 | 2.28 | 1309.8981 | 0.13502 | 239.61 | 8.79 | 2.46 | 1250.5116 | 0.13572 | 236.17 | 8.7 | 2.39 | 1250.7817 | 0.19482 | 179.59 | 6.55 | 1.73 | 1204.5067 | 0.24603 | 153.34 | 5.53 | 1.36 | 1251.0276 | 0.26963 | 151.39 | 5.36 | 1.34 | 1207.8962 | 0.27093 | 149.69 | 5.31 | 1.31 | 1172.9013 | 0.37124 | 116.74 | 4.07 | 0.95563 | 1143.8703 | 0.40445 | 113.47 | 3.89 | 0.90703 | 1217.3348 | 0.40085 | 130.32 | 4.69 | 1 | 1251.1121 | 0.46085 | 113.91 | 4.09 | 0.86547 | 1251.1886 | 0.46085 | 126.57 | 4.62 | 0.91404 | 1251.1573 | 0.54666 | 106.75 | 3.9 | 0.78266 | 1251.2797 | 0.54666 | 117.43 | 4.29 | 0.82232 | 1251.2252 | 0.54666 | 128.1 | 4.64 | 0.86021 | 1251.3556 | 0.65537 | 106.88 | 3.87 | 0.71783 | 1201.3215 | 0.65898 | 105.49 | 3.84 | 0.70104 | 1275.9108 | 0.71778 | 106.13 | 3.79 | 0.68632 | 1251.4199 | 0.78549 | 96.64 | 3.46 | 0.61989 | 1251.4526 | 0.9128 | 89.59 | 3.15 | 0.55524 | 1208.2506 | 1.0701 | 75.97 | 2.68 | 0.46372 | 1251.4078 | 1.0651 | 87.8 | 3.3 | 0.50719 | 1271.2538 | 1.1381 | 82.41 | 3.1 | 0.47766 | 1232.1341 | 1.1431 | 81.61 | 3.07 | 0.46924 | 1251.3883 | 1.2211 | 76.59 | 2.88 | 0.44129 | 1287.0933 | 1.2171 | 86.92 | 3.33 | 0.4767 | 1287.1117 | 1.3782 | 76.79 | 2.94 | 0.42093 | 1390.3952 | 1.3661 | 87.3 | 3.33 | 0.46377 | 1342.8226 | 1.5512 | 84.1 | 3.18 | 0.42179 | 1267.138 | 1.6522 | 71 | 2.73 | 0.36715 | 1359.4345 | 1.6392 | 79.78 | 3.01 | 0.40105 | 1283.3676 | 1.7932 | 65.71 | 2.52 | 0.33657 | 1310.9128 | 1.7892 | 72.75 | 2.75 | 0.35788 | 1280.3948 | 1.7942 | 72.24 | 2.74 | 0.35329 | 1237.2618 | 2.0792 | 61.86 | 2.35 | 0.30093 | 1223.5137 | 2.2082 | 58.14 | 2.21 | 0.28066 | 1251.1991 | 2.2022 | 63.88 | 2.39 | 0.29748 | 1291.6281 | 2.2872 | 61.88 | 2.31 | 0.29126 | 1305.6677 | 2.4243 | 58.52 | 2.18 | 0.27443 | 1216.0329 | 3.0683 | 49.51 | 1.82 | 0.21842 | 1193.7009 | 3.0753 | 49.22 | 1.81 | 0.21614 | 1181.9958 | 3.9254 | 44.5 | 1.57 | 0.18117 | 1210.5951 | 4.1014 | 42.86 | 1.51 | 0.17483 | 1163.6476 | 4.1235 | 42.33 | 1.49 | 0.17099 | 1177.2756 | 4.1175 | 45.32 | 1.56 | 0.17807 | 1206.461 | 4.7465 | 41.97 | 1.41 | 0.16317 | 1181.2774 | 5.2396 | 37.93 | 1.28 | 0.14671 | 1132.6097 | 5.6397 | 37.08 | 1.23 | 0.13992 | 1212.6357 | 6.3207 | 37.25 | 1.27 | 0.13171 | 1183.8943 | 6.4057 | 36.64 | 1.25 | 0.13195 | 1381.6124 | 7.1217 | 42.46 | 1.53 | 0.1419 | 1262.8304 | 8.5099 | 35.14 | 1.27 | 0.11315 | 1269.2481 | 8.6279 | 34.65 | 1.25 | 0.11221 | 1322.2616 | 9.0759 | 36.6 | 1.31 | 0.11555 | 1315.9154 | 9.663 | 34.46 | 1.23 | 0.10691 | 1292.8917 | 10.7711 | 33.68 | 1.2 | 0.10245 | 1276.3568 | 11.4812 | 31.44 | 1.12 | 0.09408 | 1260.2342 | 11.5012 | 31.33 | 1.12 | 0.09348
1388.8889 | 0.0013681 | 1210 | 46.53 | 55.84 | 1489.573 | 0.0013601 | 2660 | 98.39 | 87.45 | 1326.2599 | 0.0013752 | 3430 | 119.36 | 96.36 | 1326.2599 | 0.0055036 | 857.98 | 29.82 | 23.35 | 1373.9695 | 0.0054836 | 1190 | 43.87 | 28.21 | 1567.8449 | 0.012211 | 1100 | 41.41 | 19 | 1398.1824 | 0.032944 | 506.31 | 18.27 | 7.58 | 1362.5216 | 0.033034 | 538.42 | 19.07 | 7.75 | 1250 | 0.048386 | 361.54 | 12.88 | 5.04 | 1214.0256 | 0.067128 | 293.59 | 10.04 | 3.77 | 1200 | 0.067238 | 309.69 | 10.37 | 3.86 | 1250.3907 | 0.08757 | 266.39 | 9.22 | 3.17 | 1323.6073 | 0.08697 | 305.03 | 11.01 | 3.48 | 1388.9661 | 0.086529 | 343.82 | 12.55 | 3.77 | 1447.5208 | 0.10861 | 303.55 | 11.04 | 3.2 | 1375.5502 | 0.13431 | 243.15 | 8.88 | 2.52 | 1428.9797 | 0.13381 | 268.21 | 9.68 | 2.69 | 1364.1944 | 0.13441 | 264.62 | 9.59 | 2.63 | 1355.0136 | 0.19292 | 199.41 | 7.13 | 1.89 | 1297.1611 | 0.24373 | 169.03 | 5.96 | 1.48 | 1340.3867 | 0.26743 | 165.7 | 5.73 | 1.44 | 1294.1745 | 0.26853 | 163.94 | 5.69 | 1.41 | 1251.0947 | 0.36804 | 127.14 | 4.33 | 1.03 | 1286.8541 | 0.39794 | 132.63 | 4.75 | 1.03 | 1352.5943 | 0.39564 | 149.62 | 5.43 | 1.12 | 1390.1246 | 0.45525 | 130.69 | 4.73 | 0.96907 | 1376.3075 | 0.45575 | 143.34 | 5.2 | 1.01 | 1376.2731 | 0.54066 | 120.89 | 4.38 | 0.86708 | 1365.0324 | 0.54116 | 131.56 | 4.74 | 0.90304 | 1355.4939 | 0.54156 | 142.23 | 5.06 | 0.93768 | 1355.6353 | 0.64927 | 118.66 | 4.22 | 0.78247 | 1301.4316 | 0.65217 | 117.21 | 4.18 | 0.76504 | 1374.0578 | 0.71178 | 116.88 | 4.09 | 0.74303 | 1347.6829 | 0.77858 | 106.47 | 3.73 | 0.67143 | 1430.2315 | 0.89939 | 106.56 | 3.96 | 0.64031 | 1380.8579 | 1.0531 | 90.46 | 3.37 | 0.53557 | 1407.8338 | 1.0511 | 102.34 | 3.89 | 0.57529 | 1430.1605 | 1.1241 | 96.01 | 3.65 | 0.54142 | 1386.1508 | 1.1271 | 95.15 | 3.62 | 0.53254 | 1407.8118 | 1.2051 | 89.26 | 3.39 | 0.50051 | 1430.1037 | 1.2031 | 99.63 | 3.79 | 0.53311 | 1430.1241 | 1.3631 | 88.01 | 3.34 | 0.47071 | 1529.4347 | 1.3551 | 98.6 | 3.69 | 0.51192 | 1464.8974 | 1.5382 | 94.05 | 3.48 | 0.46208 | 1393.8518 | 1.6352 | 80.36 | 3.03 | 0.40643 | 1483.0194 | 1.6252 | 89.19 | 3.3 | 0.4392 | 1411.7043 | 1.7752 | 74.33 | 2.8 | 0.37227 | 1430.0866 | 1.7732 | 81.38 | 3.01 | 0.39219 | 1396.7944 | 1.7772 | 80.85 | 3 | 0.38742 | 1349.7402 | 2.0582 | 69.29 | 2.58 | 0.33041 | 1334.7422 | 2.1852 | 65.14 | 2.43 | 0.30823 | 1355.4657 | 2.1822 | 70.89 | 2.59 | 0.32408 | 1399.2638 | 2.2682 | 68.63 | 2.5 | 0.31703 | 1414.4733 | 2.4042 | 64.89 | 2.36 | 0.29861 | 1309.5739 | 3.0403 | 54.54 | 1.95 | 0.23657 | 1285.5241 | 3.0463 | 54.24 | 1.95 | 0.2342 | 1260.7956 | 3.8924 | 48.44 | 1.67 | 0.1943 | 1291.3015 | 4.0694 | 46.62 | 1.6 | 0.18735 | 1241.2242 | 4.0884 | 46.07 | 1.58 | 0.18339 | 1250.8554 | 4.0844 | 49.07 | 1.65 | 0.19014 | 1277.4292 | 4.7125 | 45.23 | 1.49 | 0.17348 | 1250.7644 | 5.2016 | 40.87 | 1.35 | 0.15603 | 1258.4552 | 5.5606 | 42.57 | 1.45 | 0.15677 | 1364.2151 | 6.2366 | 43.37 | 1.54 | 0.14912 | 1331.8811 | 6.3177 | 42.68 | 1.52 | 0.14947 | 1519.7736 | 7.0677 | 47.88 | 1.71 | 0.15621 | 1389.1134 | 8.4298 | 39.67 | 1.42 | 0.12477 | 1396.173 | 8.5458 | 39.13 | 1.4 | 0.12373 | 1442.4672 | 9.0069 | 40.85 | 1.45 | 0.12616 | 1435.5441 | 9.5899 | 38.45 | 1.36 | 0.11667 | 1400.6327 | 10.6911 | 37.27 | 1.3 | 0.11105 | 1382.7198 | 11.4011 | 34.8 | 1.22 | 0.10205 | 1365.2537 | 11.4111 | 34.68 | 1.21 | 0.10143
1488.0952 | 0.0013601 | 1330 | 49.58 | 59.97 | 1613.7041 | 0.0013521 | 2940 | 106.71 | 94.77 | 1492.0424 | 0.0013601 | 4000 | 144.03 | 108.86 | 1492.0424 | 0.0054425 | 998.27 | 35.99 | 26.39 | 1498.8758 | 0.0054405 | 1330 | 48.3 | 30.86 | 1710.3763 | 0.012141 | 1230 | 45.16 | 20.7 | 1498.0525 | 0.032743 | 553.1 | 19.46 | 8.14 | 1453.3563 | 0.032823 | 585.09 | 20.2 | 8.29 | 1333.3333 | 0.048015 | 393.42 | 13.66 | 5.4 | 1285.4388 | 0.066638 | 316.57 | 10.56 | 4.01 | 1333.3333 | 0.066357 | 355.71 | 12.26 | 4.33 | 1406.6896 | 0.086419 | 310.57 | 11.15 | 3.59 | 1470.6747 | 0.086069 | 349.45 | 12.69 | 3.88 | 1527.8627 | 0.085798 | 388.42 | 14.06 | 4.16 | 1579.1136 | 0.10781 | 339.07 | 12.14 | 3.5 | 1500.6002 | 0.13321 | 271.89 | 9.77 | 2.76 | 1548.0614 | 0.13291 | 297.03 | 10.51 | 2.92 | 1477.8773 | 0.13341 | 293.32 | 10.42 | 2.86 | 1459.2454 | 0.19162 | 219.39 | 7.68 | 2.04 | 1389.8154 | 0.24192 | 184.85 | 6.37 | 1.59 | 1429.7459 | 0.26573 | 180.12 | 6.09 | 1.54 | 1380.4528 | 0.26663 | 178.3 | 6.04 | 1.51 | 1407.4815 | 0.36324 | 148.16 | 5.26 | 1.16 | 1429.8379 | 0.39344 | 152.06 | 5.49 | 1.16 | 1487.8537 | 0.39204 | 169.13 | 6.09 | 1.24 | 1529.137 | 0.45144 | 147.64 | 5.3 | 1.07 | 1501.4264 | 0.45204 | 160.27 | 5.72 | 1.11 | 1501.3888 | 0.53635 | 135.16 | 4.83 | 0.94949 | 1478.7851 | 0.53695 | 145.82 | 5.15 | 0.98202 | 1459.7627 | 0.53755 | 156.47 | 5.45 | 1.01 | 1459.9149 | 0.64456 | 130.54 | 4.54 | 0.84584 | 1401.5417 | 0.64697 | 129.04 | 4.5 | 0.82785 | 1570.3518 | 0.70347 | 138.61 | 5.11 | 0.85328 | 1540.2091 | 0.76907 | 126.34 | 4.67 | 0.77173 | 1609.0105 | 0.89098 | 123.73 | 4.65 | 0.72246 | 1553.4651 | 1.0421 | 105.14 | 3.96 | 0.60509 | 1564.2598 | 1.0411 | 117.03 | 4.41 | 0.64135 | 1589.0672 | 1.1141 | 109.75 | 4.13 | 0.60323 | 1540.1676 | 1.1171 | 108.86 | 4.11 | 0.594 | 1564.2353 | 1.1941 | 102.08 | 3.85 | 0.55796 | 1573.1141 | 1.1941 | 112.45 | 4.2 | 0.58796 | 1573.1365 | 1.3521 | 99.33 | 3.71 | 0.51911 | 1668.4742 | 1.3471 | 109.98 | 4.03 | 0.55875 | 1586.9722 | 1.5281 | 104.08 | 3.76 | 0.5014 | 1520.5657 | 1.6222 | 89.8 | 3.31 | 0.44477 | 1606.6044 | 1.6161 | 98.68 | 3.56 | 0.47642 | 1540.0411 | 1.7622 | 83.02 | 3.05 | 0.40709 | 1549.2605 | 1.7622 | 90.08 | 3.25 | 0.42569 | 1513.1939 | 1.7652 | 89.53 | 3.24 | 0.42078 | 1462.2185 | 2.0422 | 76.79 | 2.79 | 0.35925 | 1445.9707 | 2.1682 | 72.2 | 2.62 | 0.33522 | 1459.7322 | 2.1662 | 77.96 | 2.78 | 0.35016 | 1506.8994 | 2.2532 | 75.43 | 2.68 | 0.34226 | 1523.279 | 2.3882 | 71.31 | 2.53 | 0.32228 | 1403.1149 | 3.0183 | 59.62 | 2.08 | 0.2544 | 1377.3472 | 3.0233 | 59.31 | 2.07 | 0.25196 | 1339.5953 | 3.8654 | 52.4 | 1.76 | 0.20723 | 1372.0078 | 4.0434 | 50.41 | 1.69 | 0.19969 | 1318.8007 | 4.0604 | 49.85 | 1.67 | 0.19561 | 1324.4351 | 4.0584 | 52.84 | 1.74 | 0.20204 | 1419.3658 | 4.6615 | 51.79 | 1.75 | 0.1937 | 1389.7382 | 5.1425 | 46.82 | 1.59 | 0.17429 | 1415.7622 | 5.4936 | 49.53 | 1.75 | 0.17729 | 1515.7946 | 6.1816 | 49.56 | 1.77 | 0.166 | 1479.8679 | 6.2576 | 48.8 | 1.75 | 0.16649 | 1657.9349 | 7.0306 | 53.33 | 1.87 | 0.17011 | 1515.3964 | 8.3727 | 44.25 | 1.56 | 0.13609 | 1523.0978 | 8.4878 | 43.64 | 1.54 | 0.13495 | 1562.6728 | 8.9578 | 45.13 | 1.57 | 0.13649 | 1555.1727 | 9.5378 | 42.47 | 1.47 | 0.12619 | 1508.3736 | 10.631 | 40.87 | 1.4 | 0.11945 | 1489.0829 | 11.331 | 38.18 | 1.31 | 0.10984 | 1470.2732 | 11.3411 | 38.06 | 1.31 | 0.10921
1587.3016 | 0.0013541 | 1440 | 52.5 | 64 | 1737.8352 | 0.0013471 | 3230 | 114.51 | 101.89 | 1657.8249 | 0.0013501 | 4560 | 165.46 | 120.93 | 1657.8249 | 0.0054045 | 1140 | 41.34 | 29.32 | 1623.7822 | 0.0054105 | 1470 | 52.42 | 33.44 | 1852.9076 | 0.012111 | 1350 | 48.64 | 22.35 | 1597.9227 | 0.032583 | 600.15 | 20.58 | 8.69 | 1544.1911 | 0.032663 | 632.02 | 21.28 | 8.82 | 1416.6667 | 0.047715 | 425.53 | 14.41 | 5.76 | 1428.2654 | 0.065887 | 362.96 | 12.45 | 4.49 | 1500 | 0.065607 | 413.95 | 14.79 | 4.89 | 1562.9884 | 0.085658 | 355.23 | 12.83 | 4 | 1617.7422 | 0.085458 | 394.25 | 14.2 | 4.28 | 1666.7593 | 0.085298 | 433.33 | 15.44 | 4.54 | 1710.7064 | 0.10731 | 374.79 | 13.16 | 3.79 | 1625.6503 | 0.13241 | 300.82 | 10.6 | 3 | 1667.143 | 0.13221 | 326.02 | 11.29 | 3.15 | 1591.5602 | 0.13261 | 322.22 | 11.2 | 3.08 | 1563.4772 | 0.19052 | 239.51 | 8.19 | 2.19 | 1482.4698 | 0.24052 | 200.78 | 6.76 | 1.7 | 1608.4641 | 0.26322 | 209.18 | 7.35 | 1.74 | 1553.0094 | 0.26383 | 207.28 | 7.31 | 1.71 | 1563.8684 | 0.36013 | 169.41 | 6.06 | 1.3 | 1572.8216 | 0.39044 | 171.67 | 6.15 | 1.27 | 1623.1131 | 0.38954 | 188.8 | 6.7 | 1.35 | 1668.1495 | 0.44874 | 164.72 | 5.83 | 1.17 | 1626.5452 | 0.44944 | 177.32 | 6.21 | 1.2 | 1626.5045 | 0.53325 | 149.53 | 5.24 | 1.03 | 1592.5378 | 0.53395 | 160.17 | 5.54 | 1.06 | 1668.3002 | 0.53245 | 185.21 | 6.8 | 1.16 | 1668.4742 | 0.63836 | 154.51 | 5.67 | 0.96871 | 1601.7619 | 0.63996 | 152.93 | 5.63 | 0.94986 | 1766.6457 | 0.69876 | 160.53 | 5.98 | 0.95925 | 1732.7352 | 0.76347 | 146.4 | 5.47 | 0.86822 | 1787.7894 | 0.88607 | 141.04 | 5.26 | 0.80168 | 1726.0723 | 1.0351 | 119.94 | 4.48 | 0.67224 | 1720.6858 | 1.0351 | 131.83 | 4.89 | 0.70535 | 1747.9739 | 1.1081 | 123.58 | 4.57 | 0.66309 | 1694.1843 | 1.1101 | 122.67 | 4.55 | 0.65358 | 1720.6589 | 1.1881 | 114.98 | 4.26 | 0.61362 | 1716.1244 | 1.1881 | 125.36 | 4.58 | 0.64125 | 1716.149 | 1.3451 | 110.73 | 4.04 | 0.56613 | 1807.5137 | 1.3421 | 121.41 | 4.34 | 0.60426 | 1709.047 | 1.5221 | 114.16 | 4.02 | 0.53977 | 1647.2795 | 1.6131 | 99.3 | 3.57 | 0.48214 | 1730.1893 | 1.6091 | 108.21 | 3.81 | 0.51272 | 1668.3778 | 1.7542 | 91.76 | 3.3 | 0.44101 | 1668.4344 | 1.7542 | 98.82 | 3.48 | 0.4584 | 1629.5934 | 1.7562 | 98.26 | 3.47 | 0.45337 | 1574.6969 | 2.0302 | 84.34 | 2.99 | 0.38746 | 1557.1993 | 2.1552 | 79.31 | 2.81 | 0.36162 | 1563.9988 | 2.1542 | 85.07 | 2.95 | 0.3757 | 1614.5351 | 2.2422 | 82.27 | 2.85 | 0.36696 | 1632.0846 | 2.3772 | 77.76 | 2.69 | 0.34544 | 1496.6559 | 3.0013 | 64.73 | 2.2 | 0.2719 | 1469.1704 | 3.0053 | 64.41 | 2.2 | 0.2694 | 1418.395 | 3.8444 | 56.39 | 1.85 | 0.21997 | 1452.7142 | 4.0224 | 54.23 | 1.77 | 0.21182 | 1396.3772 | 4.0364 | 53.64 | 1.76 | 0.20765 | 1471.5945 | 4.0184 | 60.46 | 2.04 | 0.22533 | 1596.7866 | 4.6204 | 60.07 | 2.11 | 0.21819 | 1563.4554 | 5.0935 | 54.33 | 1.91 | 0.19643 | 1573.0691 | 5.4485 | 56.55 | 2.02 | 0.19717 | 1667.374 | 6.1455 | 55.8 | 1.98 | 0.18237 | 1627.8547 | 6.2185 | 54.96 | 1.95 | 0.183 | 1796.0961 | 7.0076 | 58.81 | 2.03 | 0.1836 | 1641.6795 | 8.3337 | 48.85 | 1.69 | 0.14711 | 1650.0226 | 8.4487 | 48.18 | 1.67 | 0.14588 | 1682.8784 | 8.9247 | 49.43 | 1.68 | 0.14657 | 1674.8014 | 9.5028 | 46.5 | 1.58 | 0.13546 | 1616.1146 | 10.5909 | 44.49 | 1.49 | 0.12766 | 1595.446 | 11.291 | 41.58 | 1.39 | 0.11746 | 1575.2927 | 11.291 | 41.46 | 1.39 | 0.11681
1686.5079 | 0.0013491 | 1550 | 55.29 | 67.96 | 1861.9662 | 0.0013441 | 3510 | 121.87 | 108.83 | 1823.6074 | 0.0013441 | 5130 | 184.65 | 132.58 | 1823.6074 | 0.0053814 | 1280 | 46.14 | 32.15 | 1748.6885 | 0.0053895 | 1620 | 56.27 | 35.95 | 1995.439 | 0.012081 | 1480 | 51.92 | 23.96 | 1697.7929 | 0.032473 | 647.39 | 21.66 | 9.22 | 1635.0259 | 0.032543 | 679.16 | 22.32 | 9.34 | 1500 | 0.047475 | 457.82 | 15.13 | 6.11 | 1606.7985 | 0.065276 | 421.55 | 14.97 | 5.06 | 1666.6667 | 0.065136 | 472.73 | 16.98 | 5.44 | 1719.2873 | 0.085158 | 400.22 | 14.33 | 4.4 | 1764.8097 | 0.085057 | 439.32 | 15.57 | 4.66 | 1805.6559 | 0.084977 | 478.47 | 16.71 | 4.91 | 1842.2992 | 0.10691 | 410.66 | 14.11 | 4.07 | 1750.7003 | 0.13191 | 329.9 | 11.38 | 3.22 | 1786.2246 | 0.13181 | 355.13 | 12.02 | 3.37 | 1705.2431 | 0.13211 | 351.25 | 11.94 | 3.3 | 1667.709 | 0.18972 | 259.72 | 8.68 | 2.34 | 1667.7785 | 0.23852 | 232.87 | 8.15 | 1.91 | 1787.1823 | 0.26172 | 238.46 | 8.44 | 1.93 | 1725.566 | 0.26212 | 236.5 | 8.4 | 1.9 | 1720.2552 | 0.35813 | 190.81 | 6.77 | 1.42 | 1715.8054 | 0.38833 | 191.41 | 6.76 | 1.39 | 1758.3726 | 0.38793 | 208.57 | 7.26 | 1.46 | 1807.1619 | 0.44704 | 181.88 | 6.32 | 1.26 | 1751.6641 | 0.44764 | 194.46 | 6.67 | 1.29 | 1751.6202 | 0.53105 | 163.98 | 5.62 | 1.11 | 1820.0432 | 0.53024 | 189.06 | 6.88 | 1.21 | 1876.8377 | 0.52964 | 214.16 | 7.94 | 1.3 | 1877.0335 | 0.63495 | 178.66 | 6.62 | 1.09 | 1801.9822 | 0.63595 | 177.03 | 6.59 | 1.07 | 1962.9397 | 0.69635 | 182.57 | 6.75 | 1.06 | 1925.2614 | 0.76046 | 166.57 | 6.17 | 0.96098 | 1966.5683 | 0.88337 | 158.41 | 5.8 | 0.87805 | 1898.6796 | 1.0311 | 134.81 | 4.95 | 0.73705 | 1877.1118 | 1.0321 | 146.7 | 5.32 | 0.76734 | 1906.8807 | 1.1041 | 137.48 | 4.98 | 0.72103 | 1848.2011 | 1.1061 | 136.54 | 4.96 | 0.71132 | 1877.0824 | 1.1831 | 127.95 | 4.64 | 0.66752 | 1859.1348 | 1.1841 | 138.32 | 4.93 | 0.69299 | 1859.1614 | 1.3411 | 122.17 | 4.36 | 0.6118 | 1946.5532 | 1.3391 | 132.88 | 4.63 | 0.64849 | 1831.1217 | 1.5171 | 124.28 | 4.27 | 0.57719 | 1773.9933 | 1.6071 | 108.84 | 3.82 | 0.51856 | 1853.7743 | 1.6051 | 117.78 | 4.04 | 0.54811 | 1796.7146 | 1.7481 | 100.54 | 3.52 | 0.47404 | 1787.6083 | 1.7481 | 107.6 | 3.7 | 0.4903 | 1745.9929 | 1.7501 | 107.03 | 3.68 | 0.48518 | 1687.1752 | 2.0222 | 91.93 | 3.17 | 0.41504 | 1668.4278 | 2.1462 | 86.46 | 2.99 | 0.38744 | 1668.2654 | 2.1462 | 92.22 | 3.12 | 0.40071 | 1722.1708 | 2.2342 | 89.14 | 3.01 | 0.39111 | 1740.8902 | 2.3692 | 84.24 | 2.84 | 0.36809 | 1590.1969 | 2.9883 | 69.86 | 2.32 | 0.28908 | 1560.9935 | 2.9913 | 69.53 | 2.31 | 0.28652 | 1575.9945 | 3.8123 | 64.42 | 2.17 | 0.24485 | 1614.1268 | 3.9923 | 61.9 | 2.08 | 0.23551 | 1551.5302 | 4.0024 | 61.29 | 2.06 | 0.23118 | 1655.5439 | 3.9863 | 70.06 | 2.45 | 0.25349 | 1774.2073 | 4.5954 | 68.41 | 2.42 | 0.24179 | 1737.1727 | 5.0644 | 61.89 | 2.19 | 0.21779 | 1730.376 | 5.4215 | 63.62 | 2.25 | 0.21641 | 1818.9535 | 6.1235 | 62.06 | 2.17 | 0.19822 | 1775.8415 | 6.1935 | 61.15 | 2.14 | 0.199 | 1934.2574 | 6.9945 | 64.3 | 2.17 | 0.19671 | 1767.9625 | 8.3086 | 53.47 | 1.81 | 0.15784 | 1776.9474 | 8.4217 | 52.74 | 1.79 | 0.15652 | 1803.084 | 8.9027 | 53.74 | 1.79 | 0.15638 | 1794.4301 | 9.4797 | 50.55 | 1.68 | 0.14449 | 1723.8556 | 10.5709 | 48.12 | 1.57 | 0.13567 | 1701.809 | 11.2509 | 44.99 | 1.47 | 0.12489 | 1680.3122 | 11.2609 | 44.86 | 1.47 | 0.12423
1785.7143 | 0.0013451 | 1670 | 57.98 | 71.83 | 1986.0973 | 0.0013421 | 3800 | 128.86 | 115.59 | 1989.3899 | 0.0013411 | 5700 | 202.15 | 143.82 | 1989.3899 | 0.0053694 | 1430 | 50.51 | 34.89 | 1998.5011 | 0.0053684 | 1900 | 69.47 | 40.78 | 2137.9704 | 0.012081 | 1610 | 55 | 25.51 | 1797.663 | 0.032383 | 694.79 | 22.7 | 9.75 | 1816.6954 | 0.032373 | 773.87 | 26.07 | 10.35 | 1666.6667 | 0.047134 | 522.79 | 17.72 | 6.79 | 1785.3317 | 0.064916 | 480.58 | 17.16 | 5.61 | 1833.3333 | 0.064845 | 531.86 | 18.95 | 5.97 | 1875.5861 | 0.084867 | 445.42 | 15.71 | 4.78 | 1911.8772 | 0.084817 | 484.56 | 16.85 | 5.03 | 1944.5525 | 0.084777 | 523.74 | 17.91 | 5.27 | 1973.892 | 0.10671 | 446.62 | 15.01 | 4.34 | 1875.7503 | 0.13151 | 359.07 | 12.11 | 3.44 | 1905.3063 | 0.13151 | 384.33 | 12.72 | 3.59 | 1818.9259 | 0.13171 | 380.39 | 12.63 | 3.51 | 1876.1726 | 0.18872 | 300.34 | 10.42 | 2.62 | 1853.0872 | 0.23742 | 265.16 | 9.34 | 2.12 | 1965.9006 | 0.26092 | 267.87 | 9.41 | 2.11 | 1898.1226 | 0.26122 | 265.87 | 9.37 | 2.08 | 1876.6421 | 0.35683 | 212.31 | 7.43 | 1.55 | 1858.7892 | 0.38703 | 211.23 | 7.32 | 1.5 | 1893.632 | 0.38683 | 228.41 | 7.79 | 1.57 | 1946.1744 | 0.44593 | 199.1 | 6.77 | 1.36 | 2001.9018 | 0.44563 | 228.88 | 8.26 | 1.47 | 2001.8517 | 0.52874 | 192.99 | 6.97 | 1.26 | 2047.5486 | 0.52854 | 218.1 | 8.02 | 1.35 | 2085.3753 | 0.52844 | 243.21 | 8.94 | 1.44 | 2085.5927 | 0.63355 | 202.89 | 7.46 | 1.2 | 2002.2024 | 0.63395 | 201.24 | 7.43 | 1.18 | 2159.2337 | 0.69545 | 204.66 | 7.44 | 1.16 | 2117.7875 | 0.75925 | 186.8 | 6.8 | 1.05 | 2145.3473 | 0.88226 | 175.82 | 6.31 | 0.95169 | 2071.2868 | 1.0301 | 149.73 | 5.39 | 0.79961 | 2033.5377 | 1.0301 | 161.61 | 5.72 | 0.82737 | 2065.7874 | 1.1031 | 151.41 | 5.36 | 0.77711 | 2002.2178 | 1.1031 | 150.46 | 5.34 | 0.76725 | 2033.5059 | 1.1811 | 140.95 | 4.99 | 0.71973 | 2002.1452 | 1.1811 | 151.32 | 5.27 | 0.74325 | 2002.1738 | 1.3381 | 133.65 | 4.65 | 0.65614 | 2085.5927 | 1.3371 | 144.36 | 4.91 | 0.69148 | 1953.1965 | 1.5141 | 134.42 | 4.5 | 0.61368 | 1900.7071 | 1.6031 | 118.42 | 4.06 | 0.55404 | 1977.3592 | 1.6021 | 127.37 | 4.26 | 0.58261 | 1925.0513 | 1.7441 | 109.35 | 3.74 | 0.50621 | 1906.7822 | 1.7441 | 116.41 | 3.9 | 0.52143 | 1862.3925 | 1.7451 | 115.82 | 3.89 | 0.51623 | 1799.6536 | 2.0162 | 99.54 | 3.35 | 0.44198 | 1779.6563 | 2.1392 | 93.64 | 3.15 | 0.41267 | 1772.532 | 2.1392 | 99.4 | 3.28 | 0.42519 | 1829.8065 | 2.2282 | 96.03 | 3.16 | 0.41474 | 1849.6959 | 2.3632 | 90.73 | 2.99 | 0.39024 | 1683.7379 | 2.9783 | 75.01 | 2.43 | 0.30593 | 1652.8167 | 2.9813 | 74.68 | 2.43 | 0.30333 | 1772.9938 | 3.7883 | 74.53 | 2.6 | 0.27486 | 1815.8927 | 3.9703 | 71.55 | 2.49 | 0.26404 | 1745.4715 | 3.9763 | 70.93 | 2.47 | 0.25956 | 1839.4932 | 3.9693 | 79.72 | 2.81 | 0.2806 | 1951.628 | 4.5823 | 76.78 | 2.69 | 0.26454 | 1910.89 | 5.0484 | 69.49 | 2.44 | 0.23839 | 1887.6829 | 5.4054 | 70.72 | 2.46 | 0.23502 | 1970.533 | 6.1114 | 68.35 | 2.34 | 0.21358 | 1923.8282 | 6.1795 | 67.36 | 2.31 | 0.21451 | 2072.4186 | 6.9895 | 69.79 | 2.31 | 0.20944 | 1894.2455 | 8.2936 | 58.1 | 1.93 | 0.16827 | 1903.8722 | 8.4066 | 57.3 | 1.9 | 0.16687 | 1923.2896 | 8.8907 | 58.06 | 1.89 | 0.16595 | 1914.0588 | 9.4677 | 54.61 | 1.78 | 0.15329 | 1939.3375 | 10.5408 | 55.41 | 1.88 | 0.15115 | 1914.5352 | 11.2208 | 51.83 | 1.76 | 0.13927 | 1890.3512 | 11.2208 | 51.7 | 1.76 | 0.13859
1984.127 | 0.0013421 | 1900 | 67.05 | 79.33 | 2234.3595 | 0.0013411 | 4370 | 152.94 | 128.58 | 2155.1724 | 0.0013411 | 6280 | 218.32 | 154.67 | 2155.1724 | 0.0053654 | 1570 | 54.55 | 37.53 | 2248.3138 | 0.0053654 | 2190 | 80.59 | 45.36 | 2280.5017 | 0.012081 | 1730 | 57.93 | 27.03 | 1997.4034 | 0.032283 | 789.84 | 26.41 | 10.77 | 2043.7824 | 0.032273 | 892.73 | 31.06 | 11.57 | 1875 | 0.046894 | 604.52 | 21.19 | 7.61 | 1963.8649 | 0.064715 | 539.86 | 19.11 | 6.14 | 2000 | 0.064695 | 591.19 | 20.74 | 6.48 | 2031.885 | 0.084706 | 490.74 | 16.97 | 5.16 | 2058.9446 | 0.084696 | 529.9 | 18.04 | 5.39 | 2083.4491 | 0.084676 | 569.09 | 19.03 | 5.61 | 2105.4848 | 0.10661 | 482.64 | 15.85 | 4.61 | 2000.8003 | 0.13131 | 388.31 | 12.8 | 3.66 | 2143.4696 | 0.13121 | 442.84 | 15.18 | 4 | 2046.2917 | 0.13131 | 438.85 | 15.11 | 3.93 | 2084.6362 | 0.18831 | 341.1 | 11.91 | 2.89 | 2038.396 | 0.23692 | 297.56 | 10.41 | 2.32 | 2144.6188 | 0.26062 | 297.34 | 10.3 | 2.29 | 2070.6792 | 0.26072 | 295.33 | 10.26 | 2.26 | 2033.0289 | 0.35623 | 233.87 | 8.03 | 1.67 | 2001.773 | 0.38633 | 231.11 | 7.84 | 1.61 | 2164.1508 | 0.38593 | 268.2 | 9.61 | 1.78 | 2224.1993 | 0.44523 | 233.59 | 8.35 | 1.53 | 2252.1395 | 0.44523 | 263.39 | 9.6 | 1.64 | 2252.0832 | 0.52834 | 222.07 | 8.09 | 1.4 | 2275.054 | 0.52834 | 247.19 | 9.01 | 1.49 | 2293.9128 | 0.52834 | 272.31 | 9.84 | 1.57 | 2294.152 | 0.63344 | 227.16 | 8.21 | 1.31 | 2202.4227 | 0.63334 | 225.5 | 8.18 | 1.29 | 2355.5276 | 0.69565 | 226.76 | 8.07 | 1.25 | 2310.3136 | 0.75925 | 207.05 | 7.38 | 1.14 | 2324.1262 | 0.88246 | 193.24 | 6.77 | 1.02 | 2243.894 | 1.0291 | 164.66 | 5.79 | 0.86003 | 2189.9637 | 1.0291 | 176.54 | 6.1 | 0.88552 | 2224.6941 | 1.1021 | 165.35 | 5.71 | 0.83142 | 2156.2346 | 1.1021 | 164.4 | 5.69 | 0.82147 | 2189.9295 | 1.1801 | 153.97 | 5.32 | 0.7703 | 2145.1555 | 1.1811 | 164.34 | 5.58 | 0.79206 | 2145.1862 | 1.3371 | 145.14 | 4.93 | 0.69922 | 2224.6322 | 1.3371 | 155.86 | 5.17 | 0.73329 | 2075.2713 | 1.5131 | 144.58 | 4.73 | 0.64927 | 2027.4209 | 1.6011 | 128.01 | 4.28 | 0.58862 | 2100.9442 | 1.6001 | 136.97 | 4.47 | 0.61625 | 2053.3881 | 1.7421 | 118.17 | 3.94 | 0.53754 | 2025.9561 | 1.7421 | 125.23 | 4.1 | 0.55181 | 1978.792 | 1.7431 | 124.64 | 4.08 | 0.54655 | 1912.1319 | 2.0122 | 107.17 | 3.52 | 0.46831 | 1890.8848 | 2.1352 | 100.83 | 3.32 | 0.43733 | 1876.7986 | 2.1352 | 106.59 | 3.44 | 0.44915 | 1937.4421 | 2.2242 | 102.93 | 3.31 | 0.43785 | 1958.5015 | 2.3602 | 97.24 | 3.13 | 0.41189 | 1870.8199 | 2.9652 | 85.36 | 2.84 | 0.33869 | 1836.463 | 2.9672 | 85.02 | 2.83 | 0.33601 | 1969.9931 | 3.7763 | 84.69 | 2.97 | 0.30367 | 2017.6585 | 3.9613 | 81.24 | 2.84 | 0.29139 | 1939.4127 | 3.9633 | 80.61 | 2.83 | 0.28681 | 2023.4425 | 3.9603 | 89.42 | 3.13 | 0.30668 | 2129.0487 | 4.5783 | 85.17 | 2.94 | 0.28647 | 2084.6073 | 5.0424 | 77.11 | 2.67 | 0.25826 | 2044.9898 | 5.3974 | 77.84 | 2.66 | 0.25304 | 2122.1124 | 6.1074 | 74.64 | 2.51 | 0.22846 | 2071.815 | 6.1734 | 73.59 | 2.47 | 0.22955 | 2210.5798 | 6.9895 | 75.29 | 2.43 | 0.22181 | 2020.5286 | 8.2866 | 62.73 | 2.04 | 0.17844 | 2030.797 | 8.3986 | 61.88 | 2.01 | 0.17695 | 2163.7008 | 8.8856 | 66.71 | 2.25 | 0.18436 | 2153.3161 | 9.4626 | 62.73 | 2.11 | 0.17023 | 2154.8195 | 10.5407 | 62.7 | 2.15 | 0.16592 | 2127.2613 | 11.2108 | 58.68 | 2.01 | 0.153 | 2100.3903 | 11.2108 | 58.55 | 2.01 | 0.15231
2232.1429 | 0.0013411 | 2180 | 79.04 | 88.28 | 2482.6216 | 0.0013431 | 4940 | 173.74 | 140.93 | 2320.9549 | 0.0013411 | 6850 | 233.4 | 165.16 | 2320.9549 | 0.0053664 | 1710 | 58.32 | 40.08 | 2498.1264 | 0.0053733 | 2470 | 90.35 | 49.71 | 2423.0331 | 0.012091 | 1860 | 60.71 | 28.49 | 2247.0788 | 0.032262 | 908.88 | 31.36 | 11.99 | 2270.8693 | 0.032262 | 1010 | 35.36 | 12.72 | 2083.3333 | 0.046794 | 686.53 | 24.18 | 8.39 | 2142.3981 | 0.064635 | 599.27 | 20.89 | 6.66 | 2166.6667 | 0.064635 | 650.61 | 22.39 | 6.97 | 2188.1838 | 0.084656 | 536.12 | 18.16 | 5.52 | 2206.0121 | 0.084656 | 575.28 | 19.15 | 5.74 | 2222.3457 | 0.084656 | 614.47 | 20.1 | 5.95 | 2368.6704 | 0.10671 | 554.7 | 18.86 | 5.12 | 2250.9004 | 0.13121 | 446.85 | 15.26 | 4.07 | 2381.6328 | 0.13131 | 501.39 | 17.31 | 4.39 | 2273.6574 | 0.13121 | 497.4 | 17.24 | 4.32 | 2293.0999 | 0.18831 | 381.92 | 13.24 | 3.15 | 2223.7047 | 0.23682 | 330.01 | 11.38 | 2.51 | 2323.337 | 0.26062 | 326.83 | 11.12 | 2.46 | 2243.2358 | 0.26062 | 324.81 | 11.08 | 2.43 | 2189.4157 | 0.35602 | 255.45 | 8.6 | 1.79 | 2287.7406 | 0.38593 | 270.92 | 9.66 | 1.82 | 2434.6697 | 0.38622 | 308.01 | 11.14 | 1.98 | 2500.556 | 0.44573 | 267.88 | 9.66 | 1.7 | 2500.6256 | 0.44573 | 297.64 | 10.75 | 1.8 | 2500.563 | 0.52893 | 250.93 | 9.07 | 1.54 | 2500.5119 | 0.52893 | 276.01 | 9.9 | 1.62 | 2500.5735 | 0.52893 | 301.11 | 10.66 | 1.69 | 2500.4171 | 0.63414 | 251.15 | 8.89 | 1.41 | 2402.6429 | 0.63374 | 249.76 | 8.87 | 1.39 | 2500.5889 | 0.69634 | 243.07 | 8.39 | 1.32 | 2500.5294 | 0.76005 | 227.04 | 7.9 | 1.22 | 2500.581 | 0.88335 | 210.42 | 7.2 | 1.09 | 2416.5013 | 1.0301 | 179.59 | 6.16 | 0.91842 | 2346.3897 | 1.0301 | 191.48 | 6.46 | 0.94189 | 2383.6008 | 1.1031 | 179.29 | 6.04 | 0.88404 | 2310.2514 | 1.1021 | 178.34 | 6.02 | 0.87404 | 2346.353 | 1.1811 | 166.99 | 5.63 | 0.81932 | 2288.1659 | 1.1811 | 177.36 | 5.88 | 0.83949 | 2288.1986 | 1.3371 | 156.64 | 5.19 | 0.74108 | 2363.6718 | 1.3371 | 167.35 | 5.42 | 0.77395 | 2197.3461 | 1.5121 | 154.74 | 4.94 | 0.684 | 2154.1347 | 1.6001 | 137.61 | 4.49 | 0.62232 | 2224.5291 | 1.6001 | 146.57 | 4.68 | 0.64907 | 2181.7248 | 1.7411 | 127 | 4.13 | 0.56806 | 2145.13 | 1.7411 | 134.05 | 4.28 | 0.58145 | 2095.1915 | 1.7411 | 133.46 | 4.27 | 0.57615 | 2024.6103 | 2.0091 | 114.82 | 3.68 | 0.49404 | 2002.1133 | 2.1322 | 108.04 | 3.47 | 0.46144 | 2085.3318 | 2.1312 | 121 | 4 | 0.49558 | 2152.7135 | 2.2212 | 116.76 | 3.85 | 0.48259 | 2176.1128 | 2.3572 | 110.28 | 3.63 | 0.4538 | 2104.6724 | 2.9582 | 98.34 | 3.38 | 0.37791 | 2066.0208 | 2.9592 | 97.99 | 3.38 | 0.37518 | 2166.9924 | 3.7733 | 94.87 | 3.3 | 0.33134 | 2219.4244 | 3.9593 | 90.95 | 3.15 | 0.31763 | 2133.354 | 3.9593 | 90.31 | 3.14 | 0.31299 | 2207.3918 | 3.9593 | 99.12 | 3.41 | 0.3318 | 2306.4695 | 4.5793 | 93.57 | 3.17 | 0.30763 | 2258.3245 | 5.0423 | 84.73 | 2.88 | 0.27743 | 2202.2967 | 5.3964 | 84.96 | 2.85 | 0.27048 | 2273.6919 | 6.1094 | 80.93 | 2.66 | 0.24289 | 2219.8018 | 6.1734 | 79.81 | 2.63 | 0.24414 | 2486.9023 | 7.0034 | 86.28 | 2.89 | 0.24555 | 2273.0946 | 8.2895 | 72.01 | 2.42 | 0.19797 | 2284.6467 | 8.4015 | 71.03 | 2.39 | 0.19633 | 2404.112 | 8.8995 | 75.35 | 2.56 | 0.20188 | 2392.5735 | 9.4786 | 70.85 | 2.41 | 0.18635 | 2370.3014 | 10.5507 | 69.99 | 2.38 | 0.18005 | 2339.9874 | 11.2307 | 65.53 | 2.23 | 0.16613 | 2310.4293 | 11.2307 | 65.4 | 2.23 | 0.16544
2480.1587 | 0.0013431 | 2470 | 89.47 | 96.79 | 2502.4826 | 0.0013431 | 4980 | 173.89 | 141.81 | 2500 | 0.0013431 | 7470 | 249.87 | 176.13 | 2500 | 0.0053753 | 1870 | 62.44 | 42.75 | 2500.6245 | 0.0053733 | 2480 | 90.35 | 49.75 | 2500 | 0.012101 | 1930 | 61.52 | 29.27 | 2496.7542 | 0.032302 | 1030 | 35.63 | 13.14 | 2497.9562 | 0.032302 | 1130 | 39.2 | 13.82 | 2291.6667 | 0.046793 | 768.64 | 26.84 | 9.15 | 2320.9312 | 0.064644 | 658.71 | 22.54 | 7.15 | 2333.3333 | 0.064654 | 710.05 | 23.93 | 7.45 | 2344.4827 | 0.084686 | 581.5 | 19.27 | 5.87 | 2353.0796 | 0.084686 | 620.66 | 20.21 | 6.08 | 2500.1389 | 0.084775 | 705.19 | 23.86 | 6.6 | 2500.7896 | 0.10681 | 590.78 | 19.55 | 5.37 | 2500.5002 | 0.13141 | 505.28 | 17.36 | 4.47 | 2500.7145 | 0.13141 | 530.59 | 17.8 | 4.58 | 2500.5684 | 0.13141 | 555.81 | 19.12 | 4.7 | 2500.3127 | 0.18851 | 422.5 | 14.44 | 3.4 | 2409.0134 | 0.23701 | 362.45 | 12.28 | 2.69 | 2500.6255 | 0.26092 | 356.04 | 11.86 | 2.62 | 2415.7924 | 0.26082 | 354.29 | 11.84 | 2.59 | 2500.6255 | 0.35652 | 298.36 | 10.53 | 2.01 | 2500.5004 | 0.38652 | 300.53 | 10.53 | 1.97 | 2500.4058 | 0.38642 | 317.69 | 11.23 | 2.02 | [30 empty] | 2500.5506 | 0.63424 | 261.61 | 9.03 | 1.44 | [15 empty] | 2500.561 | 1.0311 | 186.85 | 6.25 | 0.94614 | 2500.4693 | 1.0311 | 206.18 | 6.79 | 0.99577 | 2500.5562 | 1.1041 | 189.54 | 6.21 | 0.92172 | 2464.2681 | 1.1031 | 192.28 | 6.34 | 0.92504 | 2500.4302 | 1.1821 | 179.81 | 5.92 | 0.86619 | 2431.1763 | 1.1811 | 190.37 | 6.16 | 0.88561 | 2431.211 | 1.3381 | 168.13 | 5.44 | 0.78177 | 2500.4866 | 1.3391 | 178.66 | 5.66 | 0.81291 | 2441.4957 | 1.5131 | 175.07 | 5.72 | 0.75099 | 2280.8485 | 1.6001 | 147.22 | 4.69 | 0.65517 | 2471.699 | 1.6021 | 165.77 | 5.41 | 0.71236 | 2310.0616 | 1.7421 | 135.82 | 4.32 | 0.5978 | 2383.4777 | 1.7421 | 151.7 | 4.96 | 0.63867 | 2327.9906 | 1.7421 | 151.11 | 4.95 | 0.63332 | 2249.567 | 2.0081 | 130.12 | 4.27 | 0.54378 | 2224.5704 | 2.1301 | 122.46 | 4.03 | 0.50806 | 2345.9982 | 2.1311 | 139.04 | 4.74 | 0.55094 | 2421.8027 | 2.2231 | 134.05 | 4.56 | 0.53587 | 2448.1269 | 2.3591 | 126.57 | 4.3 | 0.5037 | 2338.5249 | 2.9592 | 111.32 | 3.85 | 0.41532 | 2295.5787 | 2.9592 | 110.98 | 3.84 | 0.41256 | 2363.9917 | 3.7752 | 105.06 | 3.6 | 0.35793 | 2421.1903 | 3.9632 | 100.65 | 3.44 | 0.34283 | 2327.2953 | 3.9612 | 100.01 | 3.43 | 0.33816 | 2391.3411 | 3.9622 | 108.82 | 3.68 | 0.356 | 2483.8902 | 4.5853 | 101.95 | 3.39 | 0.32806 | 2432.0418 | 5.0473 | 92.35 | 3.07 | 0.29596 | 2359.6036 | 5.4003 | 92.08 | 3.02 | 0.28738 | 2425.2713 | 6.1154 | 87.22 | 2.8 | 0.25689 | 2367.7886 | 6.1784 | 86.03 | 2.77 | 0.2583 | 2500.4974 | 7.0044 | 86.82 | 2.89 | 0.24669 | 2500.5051 | 8.3065 | 80.35 | 2.69 | 0.21473 | 2500.4696 | 8.4175 | 78.8 | 2.63 | 0.21204 | 2500.5169 | 8.9105 | 78.81 | 2.61 | 0.20867 | 2500.5264 | 9.4905 | 74.5 | 2.46 | 0.19337 | 2500.4956 | 10.5706 | 74.39 | 2.46 | 0.18828 | 2500.5105 | 11.2506 | 70.69 | 2.35 | 0.17567 | 2500.5146 | 11.2506 | 71.59 | 2.4 | 0.17685
2500 | 0.0013431 | 2490 | 89.59 | 97.45 | [25 empty] | 2500.749 | 0.032302 | 1030 | 35.63 | 13.16 | 2500.6813 | 0.032302 | 1130 | 39.2 | 13.84 | 2500 | 0.046853 | 850.71 | 29.27 | 9.87 | 2499.4644 | 0.064714 | 718.12 | 24.07 | 7.63 | 2500 | 0.064714 | 769.45 | 25.37 | 7.91 | 2500.7815 | 0.084775 | 626.76 | 20.31 | 6.21 | 2500.7353 | 0.084795 | 666.12 | 21.22 | 6.41 | 2500.6945 | 0.084775 | 705.32 | 23.86 | 6.6 | [25 empty] | 2500.5559 | 0.23721 | 378.45 | 12.49 | 2.78 | [5 empty] | 2500.6902 | 0.26102 | 368.76 | 12.02 | 2.67 | [80 empty] | 2500.4621 | 1.1041 | 195.56 | 6.35 | 0.93682 | [5 empty] | 2500.5363 | 1.1821 | 196.68 | 6.22 | 0.90751 | 2500.572 | 1.3391 | 173.7 | 5.5 | 0.80109 | [5 empty] | 2500.4578 | 1.5141 | 179.97 | 5.76 | 0.76671 | 2500.5702 | 1.6021 | 163.86 | 5.25 | 0.71023 | 2500.4943 | 1.6021 | 168.01 | 5.42 | 0.71954 | 2500.5133 | 1.7441 | 148.91 | 4.7 | 0.64059 | 2500.5065 | 1.7441 | 160.36 | 5.11 | 0.6658 | 2500.4947 | 1.7441 | 164.18 | 5.28 | 0.67402 | 2500.5062 | 2.0111 | 147.19 | 4.91 | 0.59673 | 2500.5283 | 2.1331 | 140.35 | 4.75 | 0.56311 | 2500.5213 | 2.1331 | 149.72 | 4.98 | 0.58244 | 2500.4844 | 2.2251 | 139.11 | 4.62 | 0.55094 | 2500.4624 | 2.3611 | 129.71 | 4.32 | 0.51301 | 2500.5379 | 2.9632 | 120.31 | 4.05 | 0.44024 | 2500.528 | 2.9632 | 122.56 | 4.18 | 0.44453 | 2500.4728 | 3.7792 | 112.11 | 3.74 | 0.37576 | 2500.5246 | 3.9662 | 104.46 | 3.48 | 0.35246 | 2500.5236 | 3.9662 | 108.67 | 3.64 | 0.35984 | 2500.5335 | 3.9662 | 114.58 | 3.77 | 0.36996 | 2500.4968 | 4.5863 | 102.74 | 3.39 | 0.32994 | 2500.4864 | 5.0513 | 95.35 | 3.1 | 0.30309 | 2500.4877 | 5.4063 | 98.45 | 3.15 | 0.30207 | 2500.5154 | 6.1203 | 90.33 | 2.84 | 0.26368 | 2500.5032 | 6.1864 | 91.61 | 2.88 | 0.27065
[40 empty] | 2500.8333 | 0.046853 | 850.91 | 29.27 | 9.87 | 2500.1785 | 0.064714 | 718.46 | 24.07 | 7.63 | 2500.6667 | 0.064714 | 769.64 | 25.37 | 7.91

## indium (hidden)
h-1_energy | h-1_let | h-1_range | h-1_z_straggling | h-1_xy_straggling | h-2_energy | h-2_let | h-2_range | h-2_z_straggling | h-2_xy_straggling | h-3_energy | h-3_let | h-3_range | h-3_z_straggling | h-3_xy_straggling | he-3_energy | he-3_let | he-3_range | he-3_z_straggling | he-3_xy_straggling | he-4_energy | he-4_let | he-4_range | he-4_z_straggling | he-4_xy_straggling | li-7_energy | li-7_let | li-7_range | li-7_z_straggling | li-7_xy_straggling | b-10_energy | b-10_let | b-10_range | b-10_z_straggling | b-10_xy_straggling | b-11_energy | b-11_let | b-11_range | b-11_z_straggling | b-11_xy_straggling | c-12_energy | c-12_let | c-12_range | c-12_z_straggling | c-12_xy_straggling | n-14_energy | n-14_let | n-14_range | n-14_z_straggling | n-14_xy_straggling | n-15_energy | n-15_let | n-15_range | n-15_z_straggling | n-15_xy_straggling | o-16_energy | o-16_let | o-16_range | o-16_z_straggling | o-16_xy_straggling | o-17_energy | o-17_let | o-17_range | o-17_z_straggling | o-17_xy_straggling | o-18_energy | o-18_let | o-18_range | o-18_z_straggling | o-18_xy_straggling | f-19_energy | f-19_let | f-19_range | f-19_z_straggling | f-19_xy_straggling | ne-20_energy | ne-20_let | ne-20_range | ne-20_z_straggling | ne-20_xy_straggling | ne-21_energy | ne-21_let | ne-21_range | ne-21_z_straggling | ne-21_xy_straggling | ne-22_energy | ne-22_let | ne-22_range | ne-22_z_straggling | ne-22_xy_straggling | mg-24_energy | mg-24_let | mg-24_range | mg-24_z_straggling | mg-24_xy_straggling | al-27_energy | al-27_let | al-27_range | al-27_z_straggling | al-27_xy_straggling | si-28_energy | si-28_let | si-28_range | si-28_z_straggling | si-28_xy_straggling | si-29_energy | si-29_let | si-29_range | si-29_z_straggling | si-29_xy_straggling | s-32_energy | s-32_let | s-32_range | s-32_z_straggling | s-32_xy_straggling | cl-35_energy | cl-35_let | cl-35_range | cl-35_z_straggling | cl-35_xy_straggling | cl-37_energy | cl-37_let | cl-37_range | cl-37_z_straggling | cl-37_xy_straggling | ar-36_energy | ar-36_let | ar-36_range | ar-36_z_straggling | ar-36_xy_straggling | ar-40_energy | ar-40_let | ar-40_range | ar-40_z_straggling | ar-40_xy_straggling | ca-40_energy | ca-40_let | ca-40_range | ca-40_z_straggling | ca-40_xy_straggling | ca-44_energy | ca-44_let | ca-44_range | ca-44_z_straggling | ca-44_xy_straggling | ca-48_energy | ca-48_let | ca-48_range | ca-48_z_straggling | ca-48_xy_straggling | ti-48_energy | ti-48_let | ti-48_range | ti-48_z_straggling | ti-48_xy_straggling | ti-50_energy | ti-50_let | ti-50_range | ti-50_z_straggling | ti-50_xy_straggling | v-51_energy | v-51_let | v-51_range | v-51_z_straggling | v-51_xy_straggling | cr-52_energy | cr-52_let | cr-52_range | cr-52_z_straggling | cr-52_xy_straggling | fe-56_energy | fe-56_let | fe-56_range | fe-56_z_straggling | fe-56_xy_straggling | ni-58_energy | ni-58_let | ni-58_range | ni-58_z_straggling | ni-58_xy_straggling | ni-64_energy | ni-64_let | ni-64_range | ni-64_z_straggling | ni-64_xy_straggling | cu-63_energy | cu-63_let | cu-63_range | cu-63_z_straggling | cu-63_xy_straggling | cu-65_energy | cu-65_let | cu-65_range | cu-65_z_straggling | cu-65_xy_straggling | zn-64_energy | zn-64_let | zn-64_range | zn-64_z_straggling | zn-64_xy_straggling | zn-70_energy | zn-70_let | zn-70_range | zn-70_z_straggling | zn-70_xy_straggling | ge-70_energy | ge-70_let | ge-70_range | ge-70_z_straggling | ge-70_xy_straggling | ge-72_energy | ge-72_let | ge-72_range | ge-72_z_straggling | ge-72_xy_straggling | se-82_energy | se-82_let | se-82_range | se-82_z_straggling | se-82_xy_straggling | br-79_energy | br-79_let | br-79_range | br-79_z_straggling | br-79_xy_straggling | br-81_energy | br-81_let | br-81_range | br-81_z_straggling | br-81_xy_straggling | kr-78_energy | kr-78_let | kr-78_range | kr-78_z_straggling | kr-78_xy_straggling | kr-84_energy | kr-84_let | kr-84_range | kr-84_z_straggling | kr-84_xy_straggling | kr-86_energy | kr-86_let | kr-86_range | kr-86_z_straggling | kr-86_xy_straggling | y-89_energy | y-89_let | y-89_range | y-89_z_straggling | y-89_xy_straggling | zr-90_energy | zr-90_let | zr-90_range | zr-90_z_straggling | zr-90_xy_straggling | zr-96_energy | zr-96_let | zr-96_range | zr-96_z_straggling | zr-96_xy_straggling | nb-93_energy | nb-93_let | nb-93_range | nb-93_z_straggling | nb-93_xy_straggling | mo-92_energy | mo-92_let | mo-92_range | mo-92_z_straggling | mo-92_xy_straggling | ag-107_energy | ag-107_let | ag-107_range | ag-107_z_straggling | ag-107_xy_straggling | ag-109_energy | ag-109_let | ag-109_range | ag-109_z_straggling | ag-109_xy_straggling | i-127_energy | i-127_let | i-127_range | i-127_z_straggling | i-127_xy_straggling | xe-124_energy | xe-124_let | xe-124_range | xe-124_z_straggling | xe-124_xy_straggling | xe-129_energy | xe-129_let | xe-129_range | xe-129_z_straggling | xe-129_xy_straggling | xe-136_energy | xe-136_let | xe-136_range | xe-136_z_straggling | xe-136_xy_straggling | pr-141_energy | pr-141_let | pr-141_range | pr-141_z_straggling | pr-141_xy_straggling | sm-144_energy | sm-144_let | sm-144_range | sm-144_z_straggling | sm-144_xy_straggling | tb-159_energy | tb-159_let | tb-159_range | tb-159_z_straggling | tb-159_xy_straggling | ho-165_energy | ho-165_let | ho-165_range | ho-165_z_straggling | ho-165_xy_straggling | tm-169_energy | tm-169_let | tm-169_range | tm-169_z_straggling | tm-169_xy_straggling | ta-181_energy | ta-181_let | ta-181_range | ta-181_z_straggling | ta-181_xy_straggling | pt-198_energy | pt-198_let | pt-198_range | pt-198_z_straggling | pt-198_xy_straggling | au-197_energy | au-197_let | au-197_range | au-197_z_straggling | au-197_xy_straggling | pb-208_energy | pb-208_let | pb-208_range | pb-208_z_straggling | pb-208_xy_straggling | bi-209_energy | bi-209_let | bi-209_range | bi-209_z_straggling | bi-209_xy_straggling | th-232_energy | th-232_let | th-232_range | th-232_z_straggling | th-232_xy_straggling | u-235_energy | u-235_let | u-235_range | u-235_z_straggling | u-235_xy_straggling | u-238_energy | u-238_let | u-238_range | u-238_z_straggling | u-238_xy_straggling
0.10913 | 0.2023 | 0.0007081 | 0.0001874 | 0.0001999 | 0.11172 | 0.20218 | 0.00156 | 0.0003197 | 0.0003679 | 0.10776 | 0.20245 | 0.00235 | 0.0004254 | 0.0005069 | 0.10776 | 0.5656 | 0.0009581 | 0.0002401 | 0.0002525 | 0.099925 | 0.55386 | 0.00124 | 0.0002949 | 0.000315 | 0.11403 | 0.83592 | 0.00175 | 0.000366 | 0.000407 | 0.10986 | 1.3846 | 0.00146 | 0.0003204 | 0.0003498 | 0.109 | 1.379 | 0.00161 | 0.0003425 | 0.000377 | 0.1 | 1.5497 | 0.0014 | 0.0003319 | 0.000354 | 0.099979 | 1.8199 | 0.00142 | 0.0003385 | 0.0003598 | 0.1 | 1.8203 | 0.00153 | 0.0003554 | 0.0003805 | 0.10003 | 2.002 | 0.00152 | 0.0003759 | 0.0003964 | 0.10001 | 2.0015 | 0.00163 | 0.0003923 | 0.0004163 | 0.10001 | 2.0019 | 0.00173 | 0.0004083 | 0.0004359 | 0.10527 | 2.3331 | 0.00166 | 0.0003922 | 0.0004146 | 0.10004 | 2.2587 | 0.00163 | 0.0004173 | 0.000433 | 0.10717 | 2.357 | 0.0018 | 0.0004378 | 0.0004603 | 0.10231 | 2.2911 | 0.00184 | 0.0004477 | 0.0004705 | 0.10423 | 2.6938 | 0.00184 | 0.0004968 | 0.0005084 | 0.10192 | 2.7317 | 0.0019 | 0.0004867 | 0.0005038 | 0.10723 | 3.3187 | 0.00173 | 0.0004151 | 0.0004348 | 0.10353 | 3.2436 | 0.00176 | 0.0004217 | 0.0004414 | 0.10165 | 3.365 | 0.00176 | 0.0004287 | 0.0004454 | 0.10009 | 3.5275 | 0.00179 | 0.0004259 | 0.0004436 | 0.10144 | 3.561 | 0.00192 | 0.0004425 | 0.0004644 | 0.10426 | 3.4616 | 0.00188 | 0.0004371 | 0.0004569 | 0.1001 | 3.3683 | 0.00204 | 0.0004616 | 0.0004848 | 0.10009 | 4.09 | 0.00179 | 0.0004347 | 0.0004475 | 0.10238 | 4.1581 | 0.00201 | 0.0004636 | 0.0004832 | 0.10427 | 4.2152 | 0.00224 | 0.0004909 | 0.0005173 | 0.10428 | 4.1963 | 0.00219 | 0.0005051 | 0.0005258 | 0.10011 | 4.0753 | 0.00222 | 0.0005121 | 0.0005322 | 0.10796 | 4.8271 | 0.00223 | 0.0005054 | 0.0005287 | 0.10589 | 4.9169 | 0.00221 | 0.0005245 | 0.0005426 | 0.10727 | 4.6198 | 0.00246 | 0.000594 | 0.0006109 | 0.10356 | 3.3129 | 0.00306 | 0.0008089 | 0.0008097 | 0.10168 | 3.25 | 0.00336 | 0.0008512 | 0.0008565 | 0.10329 | 4.5173 | 0.00255 | 0.0006222 | 0.0006322 | 0.10011 | 4.4093 | 0.00258 | 0.0006276 | 0.0006367 | 0.10168 | 5.0641 | 0.00227 | 0.0005333 | 0.0005424 | 0.10011 | 5.0123 | 0.00247 | 0.0005584 | 0.0005715 | 0.10011 | 4.9153 | 0.00266 | 0.0006697 | 0.0006749 | 0.11123 | 5.4004 | 0.00293 | 0.000699 | 0.0007172 | 0.10987 | 5.6448 | 0.0029 | 0.0006223 | 0.0006419 | 0.10137 | 5.0435 | 0.00265 | 0.0006113 | 0.000616 | 0.11123 | 5.4015 | 0.00292 | 0.0006387 | 0.0006547 | 0.10267 | 5.1619 | 0.00256 | 0.0005967 | 0.0005995 | 0.10726 | 5.3348 | 0.00286 | 0.0006307 | 0.0006423 | 0.10476 | 5.2466 | 0.00288 | 0.0006338 | 0.0006444 | 0.10123 | 5.7969 | 0.00261 | 0.0005785 | 0.0005803 | 0.10011 | 5.5487 | 0.00268 | 0.0006107 | 0.0006078 | 0.10427 | 5.7297 | 0.00296 | 0.0006412 | 0.0006465 | 0.10764 | 5.5004 | 0.00294 | 0.0006479 | 0.0006497 | 0.10881 | 6.2956 | 0.00274 | 0.000605 | 0.0006085 | 0.1029 | 5.9876 | 0.00302 | 0.0006765 | 0.0006661 | 0.10101 | 5.8972 | 0.00303 | 0.0006782 | 0.0006663 | 0.10244 | 5.944 | 0.00326 | 0.0006919 | 0.0006695 | 0.10492 | 7.15 | 0.00279 | 0.000574 | 0.0005636 | 0.10085 | 6.982 | 0.00281 | 0.0005755 | 0.000563 | 0.10301 | 7.084 | 0.00302 | 0.0005964 | 0.0005889 | 0.10645 | 6.948 | 0.00329 | 0.0006826 | 0.0006663 | 0.10423 | 7.111 | 0.00313 | 0.0006585 | 0.0006362 | 0.10068 | 7.347 | 0.00299 | 0.0005845 | 0.0005572 | 0.10307 | 8.186 | 0.00299 | 0.0005687 | 0.0005478 | 0.10063 | 7.804 | 0.003 | 0.0005782 | 0.0005485 | 0.11053 | 8.517 | 0.00344 | 0.0006478 | 0.0006258 | 0.10103 | 9.245 | 0.00292 | 0.000524 | 0.0004973 | 0.10154 | 7.58 | 0.00325 | 0.0006088 | 0.0005586 | 0.10819 | 9.477 | 0.00315 | 0.0005466 | 0.0005196 | 0.10767 | 10.088 | 0.00304 | 0.0005241 | 0.0005002 | 0.10774 | 9.984 | 0.00324 | 0.000551 | 0.0005199 | 0.10636 | 10.085 | 0.00312 | 0.0005301 | 0.0004984 | 0.10502 | 10.059 | 0.00312 | 0.0005286 | 0.0004967
0.11905 | 0.20148 | 0.0007689 | 0.0001937 | 0.0002098 | 0.12413 | 0.20085 | 0.00172 | 0.0003311 | 0.0003878 | 0.11605 | 0.20192 | 0.00251 | 0.0004348 | 0.0005244 | 0.11605 | 0.57651 | 0.00101 | 0.0002438 | 0.000259 | 0.11242 | 0.57209 | 0.00135 | 0.0003018 | 0.0003273 | 0.12828 | 0.87636 | 0.0019 | 0.0003742 | 0.0004221 | 0.11984 | 1.4459 | 0.00155 | 0.0003261 | 0.0003598 | 0.11809 | 1.4363 | 0.0017 | 0.000348 | 0.0003868 | 0.10833 | 1.6207 | 0.00148 | 0.0003374 | 0.0003635 | 0.10712 | 1.8908 | 0.00149 | 0.0003432 | 0.0003679 | 0.10667 | 1.8873 | 0.0016 | 0.00036 | 0.0003884 | 0.10628 | 2.0847 | 0.00159 | 0.0003804 | 0.000404 | 0.10589 | 2.0802 | 0.00169 | 0.0003967 | 0.0004238 | 0.11112 | 2.1476 | 0.00186 | 0.0004165 | 0.0004501 | 0.11843 | 2.531 | 0.00179 | 0.0004007 | 0.0004293 | 0.11255 | 2.4289 | 0.00176 | 0.0004274 | 0.0004496 | 0.11908 | 2.5166 | 0.00193 | 0.0004467 | 0.0004755 | 0.11368 | 2.4456 | 0.00197 | 0.0004571 | 0.0004863 | 0.11465 | 2.8945 | 0.00195 | 0.0005052 | 0.0005224 | 0.11119 | 2.912 | 0.00201 | 0.0004954 | 0.0005182 | 0.11617 | 3.4969 | 0.00182 | 0.0004219 | 0.000446 | 0.11216 | 3.4187 | 0.00185 | 0.0004287 | 0.0004531 | 0.10947 | 3.5472 | 0.00186 | 0.0004361 | 0.0004575 | 0.10724 | 3.6943 | 0.00188 | 0.0004331 | 0.0004551 | 0.10821 | 3.7181 | 0.002 | 0.0004494 | 0.0004756 | 0.11121 | 3.6243 | 0.00197 | 0.0004448 | 0.0004692 | 0.11261 | 3.6604 | 0.00222 | 0.0004768 | 0.0005089 | 0.1126 | 4.441 | 0.00194 | 0.000447 | 0.0004671 | 0.11375 | 4.4763 | 0.00216 | 0.0004751 | 0.0005019 | 0.1147 | 4.5054 | 0.00238 | 0.0005016 | 0.0005352 | 0.11471 | 4.5007 | 0.00234 | 0.0005172 | 0.0005454 | 0.11012 | 4.3692 | 0.00237 | 0.0005248 | 0.0005526 | 0.11778 | 5.1598 | 0.00236 | 0.0005151 | 0.000545 | 0.11552 | 5.2504 | 0.00233 | 0.0005344 | 0.0005589 | 0.11621 | 4.9455 | 0.00259 | 0.0006054 | 0.0006294 | 0.11219 | 3.6453 | 0.00323 | 0.0008298 | 0.0008423 | 0.1095 | 3.5461 | 0.00354 | 0.0008721 | 0.0008894 | 0.11123 | 4.7967 | 0.00269 | 0.0006351 | 0.0006523 | 0.10781 | 4.6783 | 0.00272 | 0.000641 | 0.0006575 | 0.1095 | 5.3543 | 0.00239 | 0.0005445 | 0.0005599 | 0.11441 | 5.5418 | 0.00271 | 0.0005798 | 0.000605 | 0.11441 | 5.5343 | 0.00289 | 0.0006928 | 0.0007116 | 0.12514 | 5.9924 | 0.00315 | 0.000718 | 0.0007486 | 0.12207 | 6.129 | 0.00312 | 0.0006405 | 0.0006715 | 0.11404 | 5.5 | 0.00289 | 0.0006349 | 0.0006519 | 0.12358 | 5.8446 | 0.00314 | 0.0006589 | 0.0006866 | 0.1155 | 5.6301 | 0.0028 | 0.0006201 | 0.0006346 | 0.11917 | 5.7734 | 0.00309 | 0.0006518 | 0.0006751 | 0.1164 | 5.6725 | 0.00311 | 0.0006555 | 0.0006779 | 0.11248 | 6.2749 | 0.00282 | 0.0005988 | 0.0006115 | 0.11123 | 6.0106 | 0.0029 | 0.000633 | 0.0006417 | 0.11469 | 6.159 | 0.00317 | 0.0006616 | 0.0006782 | 0.1184 | 5.9102 | 0.00316 | 0.0006701 | 0.0006834 | 0.11969 | 6.7793 | 0.00293 | 0.0006234 | 0.0006372 | 0.11225 | 6.4548 | 0.00322 | 0.0006979 | 0.0006991 | 0.11019 | 6.3536 | 0.00324 | 0.0007002 | 0.0007 | 0.11032 | 6.297 | 0.00346 | 0.0007151 | 0.0007034 | 0.11299 | 7.507 | 0.00296 | 0.0005917 | 0.0005893 | 0.10861 | 7.318 | 0.00299 | 0.000594 | 0.0005895 | 0.11037 | 7.406 | 0.0032 | 0.0006139 | 0.0006144 | 0.11355 | 7.255 | 0.00346 | 0.0007017 | 0.000694 | 0.11118 | 7.399 | 0.0033 | 0.0006778 | 0.0006635 | 0.10697 | 7.575 | 0.00316 | 0.0006037 | 0.0005829 | 0.10914 | 8.457 | 0.00314 | 0.0005849 | 0.0005702 | 0.10655 | 8.04 | 0.00316 | 0.0005962 | 0.0005727 | 0.12435 | 9.23 | 0.0038 | 0.000685 | 0.0006786 | 0.11365 | 9.727 | 0.00326 | 0.0005603 | 0.0005442 | 0.11423 | 8.036 | 0.00366 | 0.0006585 | 0.0006207 | 0.12021 | 9.956 | 0.00349 | 0.0005815 | 0.0005647 | 0.11963 | 10.58 | 0.00335 | 0.0005561 | 0.0005421 | 0.11852 | 10.384 | 0.00356 | 0.0005848 | 0.0005626 | 0.117 | 10.369 | 0.00344 | 0.0005645 | 0.0005402 | 0.11552 | 10.331 | 0.00344 | 0.0005632 | 0.0005386
0.12897 | 0.20006 | 0.0008303 | 0.0001999 | 0.0002195 | 0.13654 | 0.19882 | 0.00188 | 0.000342 | 0.0004072 | 0.12434 | 0.20089 | 0.00267 | 0.0004438 | 0.0005416 | 0.12434 | 0.58593 | 0.00107 | 0.0002473 | 0.0002652 | 0.12491 | 0.58665 | 0.00146 | 0.000308 | 0.0003387 | 0.14253 | 0.91176 | 0.00204 | 0.0003815 | 0.0004356 | 0.12983 | 1.5033 | 0.00163 | 0.0003312 | 0.0003689 | 0.12717 | 1.4887 | 0.00179 | 0.0003529 | 0.0003959 | 0.11667 | 1.6879 | 0.00156 | 0.0003423 | 0.0003722 | 0.11426 | 1.9588 | 0.00155 | 0.0003475 | 0.0003753 | 0.11333 | 1.9503 | 0.00167 | 0.0003642 | 0.0003958 | 0.11254 | 2.1645 | 0.00165 | 0.0003845 | 0.000411 | 0.11765 | 2.229 | 0.00181 | 0.0004045 | 0.0004372 | 0.12501 | 2.3172 | 0.002 | 0.0004253 | 0.0004655 | 0.13159 | 2.7174 | 0.00191 | 0.0004079 | 0.0004421 | 0.12505 | 2.5927 | 0.00189 | 0.0004359 | 0.0004641 | 0.13099 | 2.6678 | 0.00206 | 0.0004544 | 0.0004889 | 0.12505 | 2.5936 | 0.0021 | 0.0004651 | 0.0005003 | 0.12508 | 3.0878 | 0.00206 | 0.0005124 | 0.0005348 | 0.12045 | 3.0889 | 0.00212 | 0.000503 | 0.0005311 | 0.1251 | 3.6707 | 0.00191 | 0.0004278 | 0.0004562 | 0.12079 | 3.5883 | 0.00194 | 0.0004349 | 0.0004636 | 0.11729 | 3.727 | 0.00194 | 0.0004427 | 0.0004684 | 0.11439 | 3.8587 | 0.00196 | 0.0004395 | 0.0004657 | 0.12173 | 4.028 | 0.00217 | 0.0004615 | 0.0004955 | 0.12511 | 3.9525 | 0.00214 | 0.0004583 | 0.0004909 | 0.12512 | 3.9554 | 0.00239 | 0.0004895 | 0.0005298 | 0.12512 | 4.7823 | 0.00208 | 0.0004573 | 0.0004841 | 0.12513 | 4.7855 | 0.0023 | 0.0004848 | 0.0005183 | 0.12512 | 4.7883 | 0.00252 | 0.0005109 | 0.0005511 | 0.12514 | 4.7989 | 0.00247 | 0.0005276 | 0.0005627 | 0.12013 | 4.658 | 0.00251 | 0.0005357 | 0.0005707 | 0.12759 | 5.4811 | 0.00248 | 0.0005235 | 0.0005595 | 0.12514 | 5.5728 | 0.00245 | 0.0005429 | 0.0005734 | 0.12515 | 5.267 | 0.00272 | 0.0006153 | 0.000646 | 0.12083 | 3.9877 | 0.00339 | 0.0008474 | 0.0008708 | 0.12514 | 4.1673 | 0.00386 | 0.0009055 | 0.0009441 | 0.12713 | 5.3537 | 0.00293 | 0.0006568 | 0.0006871 | 0.12321 | 5.2185 | 0.00297 | 0.0006636 | 0.0006935 | 0.12514 | 5.9243 | 0.00262 | 0.0005636 | 0.0005905 | 0.12871 | 6.0575 | 0.00293 | 0.000597 | 0.0006334 | 0.12871 | 6.1401 | 0.00311 | 0.000711 | 0.0007419 | 0.13904 | 6.5656 | 0.00335 | 0.0007333 | 0.0007749 | 0.13428 | 6.601 | 0.00332 | 0.0006558 | 0.0006972 | 0.12671 | 5.9528 | 0.00311 | 0.0006544 | 0.000683 | 0.13594 | 6.2796 | 0.00335 | 0.0006759 | 0.0007146 | 0.12834 | 6.1108 | 0.00301 | 0.0006395 | 0.0006651 | 0.13109 | 6.2212 | 0.0033 | 0.0006697 | 0.0007038 | 0.12804 | 6.1077 | 0.00333 | 0.0006739 | 0.0007073 | 0.12373 | 6.747 | 0.00302 | 0.0006159 | 0.0006389 | 0.12235 | 6.463 | 0.0031 | 0.0006518 | 0.0006715 | 0.12512 | 6.5797 | 0.00337 | 0.000679 | 0.0007064 | 0.12916 | 6.3245 | 0.00337 | 0.0006892 | 0.0007134 | 0.13057 | 7.2566 | 0.00311 | 0.0006391 | 0.0006625 | 0.1216 | 6.9267 | 0.00341 | 0.0007164 | 0.0007285 | 0.11937 | 6.816 | 0.00343 | 0.0007191 | 0.0007299 | 0.1182 | 6.6617 | 0.00365 | 0.0007355 | 0.0007345 | 0.12106 | 7.875 | 0.00313 | 0.0006076 | 0.0006131 | 0.11636 | 7.667 | 0.00316 | 0.0006106 | 0.000614 | 0.11773 | 7.737 | 0.00337 | 0.0006297 | 0.000638 | 0.12065 | 7.564 | 0.00364 | 0.000719 | 0.0007198 | 0.11813 | 7.693 | 0.00347 | 0.0006955 | 0.0006891 | 0.11326 | 7.816 | 0.00333 | 0.0006214 | 0.0006074 | 0.12126 | 9.027 | 0.00344 | 0.0006143 | 0.0006118 | 0.11839 | 8.54 | 0.00347 | 0.0006291 | 0.0006178 | 0.13816 | 9.967 | 0.00414 | 0.0007161 | 0.0007251 | 0.12628 | 10.252 | 0.00358 | 0.000592 | 0.0005871 | 0.12692 | 8.578 | 0.00404 | 0.0007012 | 0.0006776 | 0.13223 | 10.491 | 0.0038 | 0.0006122 | 0.0006065 | 0.13159 | 11.11 | 0.00365 | 0.0005844 | 0.0005808 | 0.12929 | 10.84 | 0.00386 | 0.0006151 | 0.0006027 | 0.12764 | 10.718 | 0.00374 | 0.0005959 | 0.00058 | 0.12602 | 10.665 | 0.00374 | 0.0005948 | 0.0005785
0.13889 | 0.19834 | 0.0008926 | 0.0002058 | 0.0002291 | 0.14896 | 0.19629 | 0.00204 | 0.0003525 | 0.0004263 | 0.13263 | 0.19957 | 0.00283 | 0.0004526 | 0.0005584 | 0.13263 | 0.59396 | 0.00112 | 0.0002505 | 0.0002711 | 0.1374 | 0.59803 | 0.00157 | 0.0003136 | 0.0003493 | 0.15678 | 0.94261 | 0.00218 | 0.0003879 | 0.000448 | 0.13982 | 1.5557 | 0.00172 | 0.0003358 | 0.0003773 | 0.13625 | 1.5372 | 0.00187 | 0.0003574 | 0.0004042 | 0.125 | 1.7521 | 0.00164 | 0.0003468 | 0.0003802 | 0.1214 | 2.0238 | 0.00162 | 0.0003515 | 0.0003823 | 0.12 | 2.0114 | 0.00173 | 0.0003681 | 0.0004027 | 0.12504 | 2.3174 | 0.00176 | 0.0003918 | 0.0004237 | 0.13236 | 2.4007 | 0.00195 | 0.0004127 | 0.0004518 | 0.1389 | 2.4732 | 0.00214 | 0.0004326 | 0.0004788 | 0.14475 | 2.8902 | 0.00203 | 0.0004139 | 0.0004533 | 0.13756 | 2.747 | 0.00201 | 0.0004432 | 0.000477 | 0.1429 | 2.8114 | 0.00217 | 0.000461 | 0.000501 | 0.13642 | 2.7341 | 0.00222 | 0.0004721 | 0.0005129 | 0.1355 | 3.2736 | 0.00216 | 0.0005185 | 0.0005457 | 0.12972 | 3.2613 | 0.00222 | 0.0005097 | 0.0005427 | 0.13404 | 3.839 | 0.002 | 0.0004331 | 0.0004655 | 0.12942 | 3.7535 | 0.00203 | 0.0004404 | 0.0004732 | 0.12511 | 3.9053 | 0.00203 | 0.0004486 | 0.0004785 | 0.12869 | 4.1831 | 0.00212 | 0.0004509 | 0.0004845 | 0.13526 | 4.3305 | 0.00232 | 0.0004715 | 0.0005127 | 0.13901 | 4.2785 | 0.00229 | 0.0004695 | 0.0005097 | 0.13763 | 4.249 | 0.00255 | 0.0005002 | 0.0005481 | 0.13763 | 5.1093 | 0.00221 | 0.000466 | 0.000499 | 0.1365 | 5.0831 | 0.00243 | 0.0004931 | 0.0005328 | 0.13555 | 5.0614 | 0.00265 | 0.0005189 | 0.0005654 | 0.13556 | 5.0876 | 0.0026 | 0.0005366 | 0.0005782 | 0.13014 | 4.9403 | 0.00265 | 0.0005452 | 0.0005869 | 0.13741 | 5.7908 | 0.00259 | 0.0005309 | 0.0005725 | 0.13477 | 5.8806 | 0.00256 | 0.0005503 | 0.0005863 | 0.14302 | 5.8951 | 0.00295 | 0.0006319 | 0.0006743 | 0.13809 | 4.6873 | 0.00368 | 0.0008753 | 0.0009176 | 0.14078 | 4.8017 | 0.00413 | 0.0009304 | 0.0009874 | 0.14302 | 5.9002 | 0.00316 | 0.000674 | 0.0007161 | 0.13862 | 5.7523 | 0.0032 | 0.0006816 | 0.0007236 | 0.14078 | 6.4721 | 0.00282 | 0.000579 | 0.0006163 | 0.14301 | 6.5528 | 0.00314 | 0.0006111 | 0.0006576 | 0.14301 | 6.7239 | 0.00331 | 0.0007257 | 0.0007674 | 0.15294 | 7.1157 | 0.00354 | 0.0007459 | 0.0007975 | 0.14649 | 7.0568 | 0.00351 | 0.0006688 | 0.0007198 | 0.13939 | 6.3974 | 0.00332 | 0.0006709 | 0.0007102 | 0.1483 | 6.7045 | 0.00355 | 0.0006904 | 0.0007392 | 0.14117 | 6.5975 | 0.00321 | 0.0006557 | 0.0006917 | 0.14301 | 6.6723 | 0.0035 | 0.0006849 | 0.0007292 | 0.13968 | 6.5482 | 0.00353 | 0.0006896 | 0.0007334 | 0.13497 | 7.2061 | 0.0032 | 0.0006306 | 0.0006631 | 0.13347 | 6.9005 | 0.00329 | 0.0006679 | 0.0006978 | 0.13555 | 6.9867 | 0.00356 | 0.0006942 | 0.0007315 | 0.13993 | 6.7401 | 0.00357 | 0.0007057 | 0.0007403 | 0.14145 | 7.7213 | 0.00328 | 0.0006527 | 0.0006852 | 0.13096 | 7.3985 | 0.00358 | 0.0007323 | 0.0007547 | 0.12855 | 7.2793 | 0.00361 | 0.0007354 | 0.0007567 | 0.12608 | 7.0336 | 0.00384 | 0.0007538 | 0.0007629 | 0.12913 | 8.2529 | 0.00329 | 0.0006219 | 0.0006351 | 0.12412 | 8.0239 | 0.00332 | 0.0006256 | 0.0006367 | 0.12509 | 8.0768 | 0.00353 | 0.0006441 | 0.0006601 | 0.12774 | 7.875 | 0.0038 | 0.0007348 | 0.0007439 | 0.12508 | 7.99 | 0.00363 | 0.0007117 | 0.0007132 | 0.12585 | 8.323 | 0.00365 | 0.0006538 | 0.0006528 | 0.13642 | 9.776 | 0.00378 | 0.0006456 | 0.0006579 | 0.13319 | 9.202 | 0.00383 | 0.0006645 | 0.0006684 | 0.15198 | 10.714 | 0.00445 | 0.0007424 | 0.0007663 | 0.13891 | 10.809 | 0.00389 | 0.0006198 | 0.0006265 | 0.13962 | 9.187 | 0.00441 | 0.0007378 | 0.0007294 | 0.14425 | 11.07 | 0.0041 | 0.0006391 | 0.0006448 | 0.14355 | 11.668 | 0.00393 | 0.0006094 | 0.0006164 | 0.14006 | 11.341 | 0.00415 | 0.0006423 | 0.0006402 | 0.13827 | 11.124 | 0.00404 | 0.0006244 | 0.0006177 | 0.13653 | 11.058 | 0.00404 | 0.0006235 | 0.0006163
0.14881 | 0.19633 | 0.0009559 | 0.0002117 | 0.0002386 | 0.16137 | 0.19347 | 0.00221 | 0.0003628 | 0.0004452 | 0.1492 | 0.19633 | 0.00316 | 0.0004705 | 0.0005915 | 0.1492 | 0.60613 | 0.00123 | 0.0002567 | 0.0002823 | 0.14989 | 0.60663 | 0.00168 | 0.0003188 | 0.0003593 | 0.17104 | 0.96919 | 0.00232 | 0.0003936 | 0.0004593 | 0.14981 | 1.6033 | 0.0018 | 0.0003399 | 0.0003852 | 0.14534 | 1.5827 | 0.00196 | 0.0003615 | 0.000412 | 0.13333 | 1.8124 | 0.00171 | 0.0003509 | 0.0003877 | 0.12854 | 2.085 | 0.00168 | 0.0003551 | 0.0003889 | 0.13333 | 2.1258 | 0.00186 | 0.0003751 | 0.0004153 | 0.14067 | 2.4903 | 0.00189 | 0.0003995 | 0.0004374 | 0.14707 | 2.5568 | 0.00208 | 0.0004196 | 0.0004645 | 0.15279 | 2.6134 | 0.00226 | 0.0004389 | 0.0004906 | 0.15791 | 3.0484 | 0.00214 | 0.0004191 | 0.0004632 | 0.15006 | 2.8927 | 0.00213 | 0.0004495 | 0.0004885 | 0.15481 | 2.9462 | 0.00229 | 0.0004669 | 0.0005118 | 0.14779 | 2.8678 | 0.00234 | 0.0004783 | 0.0005242 | 0.14592 | 3.4508 | 0.00226 | 0.0005239 | 0.0005556 | 0.13898 | 3.4291 | 0.00232 | 0.0005155 | 0.0005532 | 0.14297 | 4.0016 | 0.00208 | 0.0004379 | 0.0004741 | 0.13805 | 3.913 | 0.00211 | 0.0004454 | 0.0004821 | 0.14075 | 4.2502 | 0.00218 | 0.000459 | 0.0004962 | 0.14298 | 4.497 | 0.00227 | 0.0004603 | 0.0005009 | 0.14879 | 4.6213 | 0.00247 | 0.0004801 | 0.0005278 | 0.15291 | 4.5988 | 0.00244 | 0.0004789 | 0.0005261 | 0.15014 | 4.5387 | 0.0027 | 0.0005094 | 0.0005642 | 0.15014 | 5.4207 | 0.00233 | 0.0004734 | 0.0005122 | 0.14788 | 5.3688 | 0.00255 | 0.0005004 | 0.0005458 | 0.14598 | 5.3246 | 0.00278 | 0.000526 | 0.0005782 | 0.14599 | 5.3665 | 0.00272 | 0.0005445 | 0.0005921 | 0.14015 | 5.2129 | 0.00277 | 0.0005535 | 0.0006014 | 0.15704 | 6.3734 | 0.00281 | 0.0005434 | 0.0005948 | 0.15402 | 6.4547 | 0.00277 | 0.000563 | 0.0006088 | 0.1609 | 6.4944 | 0.00315 | 0.000645 | 0.0006977 | 0.15535 | 5.3856 | 0.00393 | 0.0008961 | 0.0009543 | 0.15643 | 5.433 | 0.00438 | 0.0009496 | 0.00102 | 0.15891 | 6.4296 | 0.00337 | 0.000688 | 0.0007407 | 0.15402 | 6.2702 | 0.00342 | 0.0006962 | 0.0007491 | 0.15642 | 6.9911 | 0.00302 | 0.0005917 | 0.0006383 | 0.15731 | 7.0246 | 0.00333 | 0.000623 | 0.0006787 | 0.15731 | 7.2816 | 0.00349 | 0.0007378 | 0.0007891 | 0.16685 | 7.639 | 0.00371 | 0.0007564 | 0.0008169 | 0.1587 | 7.4936 | 0.00368 | 0.00068 | 0.0007399 | 0.15206 | 6.8299 | 0.00351 | 0.000685 | 0.0007342 | 0.16066 | 7.1176 | 0.00374 | 0.000703 | 0.0007612 | 0.154 | 7.0831 | 0.0034 | 0.0006695 | 0.0007151 | 0.15493 | 7.1236 | 0.00369 | 0.0006979 | 0.0007517 | 0.15132 | 6.9891 | 0.00372 | 0.000703 | 0.0007565 | 0.14622 | 7.649 | 0.00337 | 0.0006433 | 0.0006848 | 0.1446 | 7.3211 | 0.00347 | 0.0006819 | 0.0007213 | 0.14597 | 7.3772 | 0.00374 | 0.0007074 | 0.0007541 | 0.15069 | 7.1524 | 0.00375 | 0.0007201 | 0.0007645 | 0.15233 | 8.1717 | 0.00344 | 0.0006646 | 0.0007055 | 0.14031 | 7.8664 | 0.00375 | 0.0007462 | 0.0007783 | 0.13773 | 7.7406 | 0.00378 | 0.0007497 | 0.0007808 | 0.13396 | 7.4093 | 0.00402 | 0.00077 | 0.0007891 | 0.1372 | 8.6353 | 0.00344 | 0.0006348 | 0.0006555 | 0.13188 | 8.3882 | 0.00348 | 0.0006391 | 0.0006578 | 0.13244 | 8.423 | 0.00368 | 0.0006571 | 0.0006806 | 0.14194 | 8.495 | 0.00411 | 0.000763 | 0.0007875 | 0.13897 | 8.585 | 0.00394 | 0.0007408 | 0.000757 | 0.14158 | 8.995 | 0.00402 | 0.0006884 | 0.0007034 | 0.15158 | 10.552 | 0.0041 | 0.0006718 | 0.0006985 | 0.14799 | 9.889 | 0.00416 | 0.0006943 | 0.0007132 | 0.16579 | 11.457 | 0.00474 | 0.0007649 | 0.0008029 | 0.15154 | 11.389 | 0.00418 | 0.0006442 | 0.0006624 | 0.15231 | 9.845 | 0.00475 | 0.0007692 | 0.0007762 | 0.15627 | 11.68 | 0.00439 | 0.0006629 | 0.0006801 | 0.15552 | 12.243 | 0.0042 | 0.0006316 | 0.0006493 | 0.15084 | 11.878 | 0.00443 | 0.0006666 | 0.000675 | 0.14891 | 11.579 | 0.00433 | 0.0006502 | 0.0006532 | 0.14703 | 11.498 | 0.00433 | 0.0006496 | 0.000652
0.15873 | 0.19401 | 0.00102 | 0.0002174 | 0.0002481 | 0.17378 | 0.19055 | 0.00237 | 0.0003728 | 0.000464 | 0.16578 | 0.1925 | 0.0035 | 0.0004878 | 0.000624 | 0.16578 | 0.61402 | 0.00134 | 0.0002623 | 0.0002928 | 0.16238 | 0.61284 | 0.00179 | 0.0003236 | 0.0003688 | 0.18529 | 0.9921 | 0.00246 | 0.0003989 | 0.0004699 | 0.15979 | 1.6458 | 0.00188 | 0.0003437 | 0.0003925 | 0.15442 | 1.6233 | 0.00204 | 0.0003653 | 0.0004193 | 0.14167 | 1.8688 | 0.00178 | 0.0003546 | 0.0003946 | 0.14283 | 2.1995 | 0.0018 | 0.0003617 | 0.0004008 | 0.15 | 2.2531 | 0.00201 | 0.0003827 | 0.0004292 | 0.1563 | 2.6454 | 0.00202 | 0.000406 | 0.0004494 | 0.16177 | 2.6962 | 0.0022 | 0.0004255 | 0.0004756 | 0.16668 | 2.739 | 0.00239 | 0.0004443 | 0.0005011 | 0.17107 | 3.1927 | 0.00224 | 0.0004237 | 0.0004722 | 0.16257 | 3.0296 | 0.00224 | 0.0004551 | 0.0004989 | 0.16671 | 3.0734 | 0.0024 | 0.0004721 | 0.0005217 | 0.15916 | 2.9939 | 0.00245 | 0.0004837 | 0.0005345 | 0.15635 | 3.6202 | 0.00235 | 0.0005287 | 0.0005645 | 0.14825 | 3.5912 | 0.00241 | 0.0005208 | 0.0005628 | 0.16085 | 4.3078 | 0.00224 | 0.0004464 | 0.0004893 | 0.1553 | 4.216 | 0.00227 | 0.0004541 | 0.0004978 | 0.15639 | 4.5795 | 0.00233 | 0.0004675 | 0.0005115 | 0.15728 | 4.7972 | 0.00241 | 0.0004683 | 0.0005152 | 0.16231 | 4.9001 | 0.0026 | 0.0004874 | 0.0005412 | 0.16681 | 4.9091 | 0.00257 | 0.0004869 | 0.0005405 | 0.16265 | 4.8203 | 0.00283 | 0.0005172 | 0.0005786 | 0.16265 | 5.7171 | 0.00244 | 0.0004799 | 0.000524 | 0.15925 | 5.6406 | 0.00267 | 0.0005068 | 0.0005576 | 0.16683 | 5.8174 | 0.00301 | 0.0005383 | 0.0006004 | 0.16685 | 5.8931 | 0.00296 | 0.0005581 | 0.0006161 | 0.16018 | 5.7309 | 0.00301 | 0.0005678 | 0.0006265 | 0.17666 | 6.9042 | 0.003 | 0.0005536 | 0.0006135 | 0.17327 | 6.9732 | 0.00297 | 0.0005733 | 0.0006276 | 0.17878 | 7.0568 | 0.00335 | 0.0006556 | 0.0007173 | 0.17261 | 6.0625 | 0.00415 | 0.0009121 | 0.0009839 | 0.17207 | 6.0462 | 0.0046 | 0.0009647 | 0.00105 | 0.1748 | 6.9381 | 0.00356 | 0.0006997 | 0.0007619 | 0.16942 | 6.7702 | 0.00362 | 0.0007084 | 0.0007711 | 0.17207 | 7.4814 | 0.0032 | 0.0006023 | 0.0006575 | 0.17161 | 7.4712 | 0.00351 | 0.0006332 | 0.0006973 | 0.17161 | 7.8103 | 0.00366 | 0.000748 | 0.0008079 | 0.18075 | 8.1357 | 0.00388 | 0.0007654 | 0.000834 | 0.1709 | 7.9099 | 0.00385 | 0.0006898 | 0.0007579 | 0.16473 | 7.2484 | 0.0037 | 0.0006972 | 0.0007556 | 0.17302 | 7.5152 | 0.00391 | 0.000714 | 0.0007809 | 0.16684 | 7.5659 | 0.00358 | 0.0006812 | 0.0007359 | 0.16684 | 7.5707 | 0.00386 | 0.0007092 | 0.0007719 | 0.16296 | 7.4268 | 0.0039 | 0.0007147 | 0.0007772 | 0.15747 | 8.0752 | 0.00354 | 0.0006544 | 0.0007042 | 0.15572 | 7.721 | 0.00364 | 0.0006942 | 0.0007425 | 0.1564 | 7.7497 | 0.00391 | 0.0007192 | 0.0007746 | 0.16145 | 7.5595 | 0.00393 | 0.0007327 | 0.0007863 | 0.16321 | 8.6052 | 0.0036 | 0.000675 | 0.0007239 | 0.14967 | 8.3286 | 0.00391 | 0.0007585 | 0.0007995 | 0.14692 | 8.1953 | 0.00394 | 0.0007623 | 0.0008026 | 0.14184 | 7.7864 | 0.00418 | 0.0007846 | 0.0008131 | 0.14527 | 9.022 | 0.00359 | 0.0006465 | 0.0006744 | 0.13964 | 8.7578 | 0.00363 | 0.0006513 | 0.0006774 | 0.14716 | 9.1253 | 0.00398 | 0.0006803 | 0.0007177 | 0.15968 | 9.2516 | 0.00448 | 0.0007925 | 0.0008349 | 0.15635 | 9.324 | 0.0043 | 0.0007714 | 0.0008048 | 0.15731 | 9.694 | 0.00436 | 0.0007174 | 0.000748 | 0.16674 | 11.343 | 0.00439 | 0.0006938 | 0.0007342 | 0.16279 | 10.589 | 0.00448 | 0.0007197 | 0.000753 | 0.17961 | 12.192 | 0.00502 | 0.0007843 | 0.0008356 | 0.16417 | 11.986 | 0.00446 | 0.0006657 | 0.0006954 | 0.165 | 10.539 | 0.00506 | 0.0007963 | 0.0008184 | 0.16829 | 12.313 | 0.00466 | 0.0006839 | 0.0007124 | 0.16748 | 12.834 | 0.00446 | 0.0006514 | 0.0006796 | 0.16161 | 12.444 | 0.0047 | 0.0006885 | 0.0007075 | 0.15954 | 12.075 | 0.0046 | 0.0006736 | 0.0006865 | 0.15753 | 11.982 | 0.00461 | 0.0006733 | 0.0006855
0.16865 | 0.1917 | 0.00109 | 0.0002231 | 0.0002576 | 0.1862 | 0.18743 | 0.00255 | 0.0003828 | 0.0004828 | 0.18236 | 0.18837 | 0.00385 | 0.0005048 | 0.0006563 | 0.18236 | 0.61853 | 0.00144 | 0.0002676 | 0.0003028 | 0.17487 | 0.61696 | 0.0019 | 0.0003282 | 0.0003779 | 0.19954 | 1.0118 | 0.00259 | 0.0004037 | 0.0004798 | 0.16978 | 1.6854 | 0.00196 | 0.0003473 | 0.0003993 | 0.1635 | 1.6619 | 0.00212 | 0.0003688 | 0.0004262 | 0.15 | 1.9222 | 0.00185 | 0.000358 | 0.0004011 | 0.16068 | 2.326 | 0.00195 | 0.0003689 | 0.000414 | 0.16667 | 2.3648 | 0.00215 | 0.0003893 | 0.0004414 | 0.17193 | 2.7829 | 0.00214 | 0.0004115 | 0.0004599 | 0.17648 | 2.8198 | 0.00232 | 0.0004306 | 0.0004856 | 0.18057 | 2.8517 | 0.0025 | 0.0004491 | 0.0005105 | 0.18423 | 3.3223 | 0.00234 | 0.0004278 | 0.0004803 | 0.17507 | 3.1578 | 0.00234 | 0.00046 | 0.0005083 | 0.17862 | 3.1927 | 0.0025 | 0.0004768 | 0.0005307 | 0.17052 | 3.1131 | 0.00255 | 0.0004886 | 0.0005439 | 0.16677 | 3.7799 | 0.00244 | 0.000533 | 0.0005726 | 0.16678 | 3.8962 | 0.00258 | 0.00053 | 0.0005796 | 0.17872 | 4.592 | 0.00238 | 0.0004534 | 0.0005024 | 0.17256 | 4.497 | 0.00242 | 0.0004615 | 0.0005114 | 0.17203 | 4.8907 | 0.00247 | 0.0004747 | 0.0005248 | 0.17158 | 5.0823 | 0.00254 | 0.0004752 | 0.0005278 | 0.17584 | 5.1647 | 0.00273 | 0.0004938 | 0.0005532 | 0.18072 | 5.2084 | 0.0027 | 0.0004938 | 0.0005533 | 0.17517 | 5.0927 | 0.00297 | 0.0005241 | 0.0005915 | 0.17516 | 5.9975 | 0.00256 | 0.0004857 | 0.0005346 | 0.182 | 6.1464 | 0.00289 | 0.0005179 | 0.0005779 | 0.18768 | 6.2666 | 0.00323 | 0.0005483 | 0.0006192 | 0.1877 | 6.3776 | 0.00317 | 0.000569 | 0.0006363 | 0.1802 | 6.2099 | 0.00323 | 0.0005793 | 0.0006476 | 0.19629 | 7.3864 | 0.00319 | 0.0005619 | 0.0006294 | 0.19253 | 7.4413 | 0.00315 | 0.0005818 | 0.0006437 | 0.19666 | 7.5815 | 0.00352 | 0.0006643 | 0.0007342 | 0.18987 | 6.7091 | 0.00435 | 0.0009248 | 0.00101 | 0.18771 | 6.6347 | 0.00481 | 0.0009769 | 0.00107 | 0.19069 | 7.422 | 0.00374 | 0.0007095 | 0.0007803 | 0.18482 | 7.2467 | 0.0038 | 0.0007186 | 0.0007902 | 0.18771 | 7.9403 | 0.00336 | 0.0006114 | 0.0006743 | 0.18591 | 7.893 | 0.00368 | 0.0006419 | 0.0007138 | 0.18592 | 8.3114 | 0.00382 | 0.0007566 | 0.0008244 | 0.19466 | 8.6045 | 0.00403 | 0.0007732 | 0.0008492 | 0.18311 | 8.3062 | 0.00401 | 0.0006984 | 0.0007741 | 0.1774 | 7.6514 | 0.00387 | 0.0007079 | 0.0007748 | 0.18538 | 7.8979 | 0.00408 | 0.0007236 | 0.0007987 | 0.17967 | 8.0413 | 0.00374 | 0.0006914 | 0.0007543 | 0.17876 | 8.0121 | 0.00403 | 0.0007191 | 0.00079 | 0.1746 | 7.8598 | 0.00407 | 0.0007249 | 0.0007958 | 0.16872 | 8.4821 | 0.00369 | 0.0006642 | 0.0007218 | 0.16684 | 8.1008 | 0.00381 | 0.0007051 | 0.0007617 | 0.16683 | 8.1057 | 0.00407 | 0.0007296 | 0.0007934 | 0.17222 | 7.9582 | 0.00409 | 0.0007439 | 0.0008061 | 0.17409 | 9.0223 | 0.00375 | 0.0006843 | 0.0007406 | 0.15902 | 8.7816 | 0.00406 | 0.0007693 | 0.0008188 | 0.1561 | 8.643 | 0.00409 | 0.0007734 | 0.0008223 | 0.1576 | 8.5379 | 0.0045 | 0.0008101 | 0.0008559 | 0.16141 | 9.7989 | 0.00386 | 0.0006671 | 0.0007083 | 0.15515 | 9.5028 | 0.00391 | 0.000673 | 0.0007127 | 0.16555 | 10.0083 | 0.00432 | 0.0007044 | 0.0007576 | 0.17742 | 9.9795 | 0.00481 | 0.000817 | 0.0008758 | 0.17372 | 10.044 | 0.00463 | 0.000797 | 0.0008464 | 0.17304 | 10.408 | 0.00469 | 0.0007419 | 0.0007874 | 0.1819 | 12.133 | 0.00467 | 0.0007126 | 0.0007658 | 0.17758 | 11.293 | 0.00478 | 0.0007414 | 0.0007885 | 0.19343 | 12.916 | 0.00528 | 0.0008012 | 0.000865 | 0.1768 | 12.588 | 0.00473 | 0.0006848 | 0.0007256 | 0.17769 | 11.256 | 0.00536 | 0.0008197 | 0.0008565 | 0.18031 | 12.965 | 0.00492 | 0.0007025 | 0.0007422 | 0.17944 | 13.434 | 0.00471 | 0.0006691 | 0.0007075 | 0.17239 | 13.026 | 0.00496 | 0.0007081 | 0.0007376 | 0.17018 | 12.609 | 0.00487 | 0.0006948 | 0.0007177 | 0.16803 | 12.5 | 0.00488 | 0.0006947 | 0.000717
0.17857 | 0.18929 | 0.00115 | 0.0002287 | 0.0002671 | 0.19861 | 0.18431 | 0.00272 | 0.0003926 | 0.0005016 | 0.19894 | 0.18424 | 0.0042 | 0.0005214 | 0.0006885 | 0.19894 | 0.62035 | 0.00155 | 0.0002725 | 0.0003123 | 0.19985 | 0.62053 | 0.00211 | 0.0003372 | 0.0003952 | 0.2138 | 1.0287 | 0.00272 | 0.0004082 | 0.0004891 | 0.17977 | 1.7211 | 0.00204 | 0.0003506 | 0.0004058 | 0.18167 | 1.7282 | 0.00227 | 0.0003754 | 0.0004389 | 0.16667 | 2.0182 | 0.00198 | 0.0003644 | 0.000413 | 0.17853 | 2.4357 | 0.00208 | 0.0003751 | 0.0004256 | 0.18333 | 2.4626 | 0.00228 | 0.000395 | 0.0004525 | 0.18756 | 2.9036 | 0.00226 | 0.0004164 | 0.0004694 | 0.19119 | 2.9296 | 0.00244 | 0.0004352 | 0.0004946 | 0.19446 | 2.9526 | 0.00262 | 0.0004534 | 0.0005191 | 0.19739 | 3.438 | 0.00244 | 0.0004314 | 0.0004877 | 0.18758 | 3.2772 | 0.00244 | 0.0004645 | 0.000517 | 0.19053 | 3.3042 | 0.0026 | 0.000481 | 0.000539 | 0.18189 | 3.2246 | 0.00266 | 0.0004931 | 0.0005526 | 0.18762 | 4.073 | 0.0026 | 0.0005405 | 0.0005869 | 0.18531 | 4.1761 | 0.00274 | 0.0005375 | 0.000594 | 0.19659 | 4.8519 | 0.00252 | 0.0004595 | 0.000514 | 0.18981 | 4.7558 | 0.00257 | 0.0004678 | 0.0005233 | 0.18766 | 5.1828 | 0.0026 | 0.0004809 | 0.0005365 | 0.18588 | 5.3511 | 0.00266 | 0.0004812 | 0.0005391 | 0.18936 | 5.4159 | 0.00286 | 0.0004994 | 0.0005639 | 0.19462 | 5.4952 | 0.00282 | 0.0004998 | 0.0005648 | 0.20019 | 5.6082 | 0.00321 | 0.000536 | 0.0006136 | 0.20019 | 6.5123 | 0.00277 | 0.0004957 | 0.0005531 | 0.20475 | 6.6024 | 0.0031 | 0.000527 | 0.0005951 | 0.20854 | 6.6747 | 0.00344 | 0.0005567 | 0.0006353 | 0.20856 | 6.8212 | 0.00337 | 0.0005781 | 0.0006536 | 0.20022 | 6.6491 | 0.00343 | 0.0005888 | 0.0006656 | 0.21592 | 7.8223 | 0.00336 | 0.000569 | 0.0006433 | 0.21178 | 7.8614 | 0.00332 | 0.0005891 | 0.0006577 | 0.21453 | 8.0691 | 0.00369 | 0.0006717 | 0.0007488 | 0.20713 | 7.3178 | 0.00453 | 0.0009351 | 0.00103 | 0.20335 | 7.1921 | 0.00499 | 0.000987 | 0.0011 | 0.20658 | 7.8809 | 0.00391 | 0.0007179 | 0.0007965 | 0.20022 | 7.7012 | 0.00398 | 0.0007273 | 0.000807 | 0.20335 | 8.3702 | 0.00352 | 0.0006193 | 0.0006893 | 0.20021 | 8.2895 | 0.00384 | 0.0006496 | 0.0007286 | 0.20022 | 8.7836 | 0.00397 | 0.0007641 | 0.000839 | 0.20856 | 9.0479 | 0.00418 | 0.00078 | 0.0008627 | 0.19532 | 8.6832 | 0.00417 | 0.000706 | 0.0007888 | 0.19007 | 8.0385 | 0.00404 | 0.0007172 | 0.0007921 | 0.19774 | 8.2674 | 0.00424 | 0.0007323 | 0.0008149 | 0.19251 | 8.5058 | 0.0039 | 0.0007004 | 0.0007709 | 0.19068 | 8.4444 | 0.00419 | 0.0007277 | 0.0008063 | 0.18624 | 8.2858 | 0.00423 | 0.0007338 | 0.0008126 | 0.17997 | 8.8702 | 0.00384 | 0.0006729 | 0.0007378 | 0.17797 | 8.4609 | 0.00396 | 0.0007148 | 0.0007792 | 0.17725 | 8.4428 | 0.00423 | 0.0007391 | 0.0008105 | 0.18298 | 8.3481 | 0.00425 | 0.0007539 | 0.0008242 | 0.18497 | 9.4225 | 0.00389 | 0.0006926 | 0.0007558 | 0.16837 | 9.2252 | 0.0042 | 0.000779 | 0.0008364 | 0.16528 | 9.0812 | 0.00423 | 0.0007833 | 0.0008403 | 0.1773 | 9.4564 | 0.00486 | 0.0008361 | 0.000901 | 0.18159 | 10.7627 | 0.00418 | 0.0006885 | 0.0007447 | 0.17455 | 10.4326 | 0.00424 | 0.0006955 | 0.0007505 | 0.18395 | 10.8857 | 0.00463 | 0.0007241 | 0.0007918 | 0.19516 | 10.6726 | 0.00513 | 0.0008377 | 0.0009116 | 0.19109 | 10.7387 | 0.00494 | 0.0008186 | 0.0008829 | 0.18877 | 11.125 | 0.00499 | 0.0007628 | 0.0008224 | 0.19705 | 12.912 | 0.00493 | 0.0007288 | 0.0007941 | 0.19238 | 11.998 | 0.00506 | 0.0007602 | 0.0008204 | 0.20724 | 13.627 | 0.00553 | 0.0008161 | 0.0008915 | 0.18942 | 13.198 | 0.00498 | 0.0007018 | 0.0007533 | 0.19039 | 11.983 | 0.00564 | 0.0008401 | 0.0008909 | 0.19233 | 13.625 | 0.00517 | 0.0007191 | 0.0007695 | 0.19141 | 14.042 | 0.00495 | 0.0006851 | 0.0007334 | 0.19393 | 14.245 | 0.00544 | 0.0007431 | 0.0007916 | 0.19145 | 13.751 | 0.00536 | 0.0007327 | 0.0007742 | 0.18904 | 13.62 | 0.00538 | 0.0007332 | 0.0007739
0.19841 | 0.18436 | 0.00129 | 0.0002401 | 0.0002862 | 0.22344 | 0.17819 | 0.00308 | 0.0004135 | 0.0005394 | 0.21552 | 0.18012 | 0.00456 | 0.000538 | 0.0007207 | 0.21552 | 0.62009 | 0.00165 | 0.0002771 | 0.0003215 | 0.22483 | 0.61912 | 0.00232 | 0.0003456 | 0.0004115 | 0.22805 | 1.0426 | 0.00285 | 0.0004124 | 0.000498 | 0.19974 | 1.7825 | 0.00219 | 0.0003568 | 0.0004178 | 0.20438 | 1.7955 | 0.00246 | 0.0003828 | 0.0004531 | 0.1875 | 2.1202 | 0.00214 | 0.0003714 | 0.0004262 | 0.19639 | 2.5306 | 0.00222 | 0.0003805 | 0.0004361 | 0.2 | 2.5476 | 0.00242 | 0.0004001 | 0.0004624 | 0.20319 | 3.0085 | 0.00237 | 0.0004207 | 0.000478 | 0.20589 | 3.0255 | 0.00255 | 0.0004393 | 0.0005028 | 0.20834 | 3.0406 | 0.00273 | 0.0004573 | 0.0005271 | 0.21055 | 3.5419 | 0.00254 | 0.0004348 | 0.0004945 | 0.20008 | 3.3878 | 0.00254 | 0.0004685 | 0.000525 | 0.21435 | 3.5046 | 0.00279 | 0.0004887 | 0.000554 | 0.20463 | 3.4269 | 0.00286 | 0.0005011 | 0.0005681 | 0.20846 | 4.3318 | 0.00276 | 0.0005467 | 0.0005992 | 0.20384 | 4.4306 | 0.00289 | 0.000544 | 0.0006066 | 0.21446 | 5.0894 | 0.00266 | 0.0004647 | 0.0005243 | 0.20707 | 4.9942 | 0.0027 | 0.0004732 | 0.000534 | 0.2033 | 5.4555 | 0.00272 | 0.0004863 | 0.0005469 | 0.20018 | 5.6056 | 0.00278 | 0.0004865 | 0.0005493 | 0.21642 | 5.8759 | 0.00309 | 0.0005094 | 0.0005827 | 0.22242 | 6.0256 | 0.00305 | 0.0005103 | 0.0005845 | 0.22521 | 6.0775 | 0.00344 | 0.0005456 | 0.000632 | 0.22521 | 6.9701 | 0.00296 | 0.0005039 | 0.0005688 | 0.22751 | 7.0112 | 0.00329 | 0.0005346 | 0.0006099 | 0.22939 | 7.0451 | 0.00363 | 0.0005638 | 0.0006494 | 0.22942 | 7.2263 | 0.00355 | 0.0005858 | 0.0006687 | 0.22024 | 7.0529 | 0.00363 | 0.0005968 | 0.0006813 | 0.23555 | 8.2167 | 0.00353 | 0.0005751 | 0.0006556 | 0.23103 | 8.241 | 0.00348 | 0.0005954 | 0.0006702 | 0.23241 | 8.5191 | 0.00385 | 0.0006781 | 0.0007617 | 0.22439 | 7.8872 | 0.0047 | 0.0009437 | 0.00105 | 0.219 | 7.717 | 0.00517 | 0.0009955 | 0.00111 | 0.22247 | 8.3153 | 0.00408 | 0.0007252 | 0.0008109 | 0.21562 | 8.1322 | 0.00414 | 0.0007349 | 0.000822 | 0.21899 | 8.7718 | 0.00368 | 0.0006263 | 0.0007028 | 0.21452 | 8.6626 | 0.00399 | 0.0006564 | 0.0007419 | 0.21452 | 9.2283 | 0.00412 | 0.0007707 | 0.0008521 | 0.22246 | 9.4657 | 0.00432 | 0.0007861 | 0.0008749 | 0.20753 | 9.0417 | 0.00432 | 0.0007129 | 0.0008022 | 0.20274 | 8.4113 | 0.00419 | 0.0007256 | 0.0008078 | 0.21009 | 8.6214 | 0.0044 | 0.00074 | 0.0008297 | 0.20534 | 8.9581 | 0.00405 | 0.0007082 | 0.0007859 | 0.2026 | 8.8673 | 0.00434 | 0.0007355 | 0.0008212 | 0.19788 | 8.7024 | 0.00439 | 0.0007418 | 0.0008279 | 0.19121 | 9.2402 | 0.00399 | 0.0006808 | 0.0007525 | 0.18909 | 8.802 | 0.00411 | 0.0007235 | 0.0007952 | 0.18768 | 8.7637 | 0.00438 | 0.0007476 | 0.0008263 | 0.19374 | 8.7287 | 0.0044 | 0.0007629 | 0.0008408 | 0.19585 | 9.8056 | 0.00402 | 0.0007001 | 0.0007699 | 0.18708 | 10.0765 | 0.00447 | 0.0007959 | 0.0008674 | 0.18365 | 9.9248 | 0.00451 | 0.0008007 | 0.000872 | 0.197 | 10.3414 | 0.00518 | 0.0008571 | 0.000939 | 0.20177 | 11.7082 | 0.00447 | 0.000706 | 0.0007756 | 0.19394 | 11.3423 | 0.00454 | 0.0007139 | 0.0007828 | 0.20234 | 11.7357 | 0.00492 | 0.0007404 | 0.0008213 | 0.2129 | 11.3246 | 0.00542 | 0.0008554 | 0.0009432 | 0.20846 | 11.3997 | 0.00524 | 0.0008372 | 0.0009153 | 0.2045 | 11.8483 | 0.00527 | 0.0007808 | 0.0008537 | 0.21221 | 13.687 | 0.00518 | 0.0007429 | 0.0008193 | 0.20718 | 12.69 | 0.00532 | 0.0007767 | 0.000849 | 0.22106 | 14.313 | 0.00576 | 0.0008293 | 0.0009157 | 0.20205 | 13.815 | 0.00523 | 0.0007171 | 0.0007789 | 0.20308 | 12.729 | 0.00591 | 0.000858 | 0.000922 | 0.21637 | 14.943 | 0.00563 | 0.0007486 | 0.0008178 | 0.21533 | 15.247 | 0.0054 | 0.0007138 | 0.0007796 | 0.21548 | 15.487 | 0.00588 | 0.0007719 | 0.0008384 | 0.21273 | 14.958 | 0.00582 | 0.0007639 | 0.0008234 | 0.21004 | 14.806 | 0.00584 | 0.0007649 | 0.0008237
0.22321 | 0.17824 | 0.00146 | 0.0002544 | 0.0003103 | 0.24826 | 0.17226 | 0.00346 | 0.0004343 | 0.0005776 | 0.2321 | 0.1761 | 0.00494 | 0.0005544 | 0.0007532 | 0.2321 | 0.61803 | 0.00176 | 0.0002816 | 0.0003305 | 0.24981 | 0.61444 | 0.00254 | 0.0003535 | 0.0004272 | 0.2423 | 1.0534 | 0.00297 | 0.0004164 | 0.0005064 | 0.22471 | 1.8428 | 0.00237 | 0.0003638 | 0.0004313 | 0.22709 | 1.8479 | 0.00264 | 0.0003894 | 0.0004659 | 0.20833 | 2.2053 | 0.00229 | 0.0003774 | 0.0004379 | 0.21424 | 2.6117 | 0.00235 | 0.0003854 | 0.0004457 | 0.21667 | 2.6228 | 0.00254 | 0.0004046 | 0.0004716 | 0.21882 | 3.1005 | 0.00248 | 0.0004246 | 0.0004858 | 0.2206 | 3.1106 | 0.00266 | 0.000443 | 0.0005104 | 0.22223 | 3.1187 | 0.00284 | 0.0004608 | 0.0005344 | 0.23687 | 3.7149 | 0.00272 | 0.0004409 | 0.0005068 | 0.22509 | 3.5864 | 0.00273 | 0.0004759 | 0.0005393 | 0.23816 | 3.6795 | 0.00298 | 0.0004953 | 0.0005671 | 0.22737 | 3.6037 | 0.00304 | 0.000508 | 0.0005817 | 0.22931 | 4.56 | 0.00291 | 0.000552 | 0.00061 | 0.22237 | 4.6616 | 0.00304 | 0.0005495 | 0.0006177 | 0.23233 | 5.3074 | 0.00278 | 0.0004693 | 0.0005335 | 0.22432 | 5.213 | 0.00283 | 0.000478 | 0.0005435 | 0.21894 | 5.7097 | 0.00284 | 0.000491 | 0.0005563 | 0.22877 | 6.0669 | 0.00301 | 0.0004958 | 0.0005671 | 0.24347 | 6.2823 | 0.00331 | 0.0005175 | 0.0005985 | 0.25022 | 6.5017 | 0.00326 | 0.0005188 | 0.000601 | 0.25024 | 6.5031 | 0.00365 | 0.0005535 | 0.0006478 | 0.25023 | 7.3776 | 0.00315 | 0.0005108 | 0.0005823 | 0.25026 | 7.3792 | 0.00348 | 0.0005411 | 0.0006229 | 0.25025 | 7.3806 | 0.00381 | 0.0005699 | 0.000662 | 0.25027 | 7.5967 | 0.00373 | 0.0005925 | 0.000682 | 0.24026 | 7.4241 | 0.00381 | 0.0006038 | 0.0006952 | 0.25518 | 8.5752 | 0.00368 | 0.0005804 | 0.0006665 | 0.25028 | 8.5838 | 0.00364 | 0.0006009 | 0.0006813 | 0.25029 | 8.9364 | 0.004 | 0.0006837 | 0.0007732 | 0.24165 | 8.415 | 0.00486 | 0.000951 | 0.00106 | 0.23464 | 8.2081 | 0.00533 | 0.001 | 0.00113 | 0.23836 | 8.726 | 0.00423 | 0.0007316 | 0.0008239 | 0.23103 | 8.5406 | 0.0043 | 0.0007416 | 0.0008354 | 0.23464 | 9.1477 | 0.00382 | 0.0006324 | 0.0007149 | 0.22882 | 9.0139 | 0.00414 | 0.0006625 | 0.0007541 | 0.22882 | 9.6475 | 0.00426 | 0.0007765 | 0.0008639 | 0.23637 | 9.8598 | 0.00446 | 0.0007914 | 0.000886 | 0.21973 | 9.3814 | 0.00446 | 0.0007191 | 0.0008146 | 0.21541 | 8.7676 | 0.00435 | 0.0007331 | 0.0008222 | 0.22245 | 8.9607 | 0.00455 | 0.0007469 | 0.0008433 | 0.21817 | 9.3979 | 0.00419 | 0.0007152 | 0.0007995 | 0.21451 | 9.2776 | 0.00448 | 0.0007424 | 0.0008347 | 0.20952 | 9.1084 | 0.00453 | 0.0007489 | 0.0008418 | 0.20246 | 9.5918 | 0.00413 | 0.0006879 | 0.000766 | 0.20021 | 9.1238 | 0.00426 | 0.0007315 | 0.0008101 | 0.20853 | 9.3579 | 0.00467 | 0.000763 | 0.0008547 | 0.21527 | 9.4555 | 0.00469 | 0.0007788 | 0.0008702 | 0.21761 | 10.5205 | 0.00428 | 0.0007136 | 0.0007949 | 0.21047 | 11.0728 | 0.00478 | 0.0008132 | 0.0008998 | 0.2066 | 10.9114 | 0.00482 | 0.0008184 | 0.0009052 | 0.2167 | 11.1844 | 0.00549 | 0.0008744 | 0.0009714 | 0.22194 | 12.6117 | 0.00474 | 0.0007205 | 0.0008023 | 0.21334 | 12.2343 | 0.00482 | 0.0007292 | 0.0008107 | 0.22074 | 12.5625 | 0.00519 | 0.0007543 | 0.0008472 | 0.23065 | 11.9499 | 0.00571 | 0.0008709 | 0.0009714 | 0.22583 | 12.0407 | 0.00552 | 0.0008533 | 0.0009442 | 0.22023 | 12.5579 | 0.00554 | 0.0007965 | 0.0008817 | 0.22737 | 14.449 | 0.00541 | 0.0007553 | 0.0008421 | 0.22198 | 13.368 | 0.00558 | 0.0007912 | 0.000875 | 0.24869 | 15.631 | 0.0062 | 0.0008527 | 0.0009579 | 0.22731 | 15.026 | 0.00569 | 0.0007446 | 0.0008243 | 0.22846 | 14.198 | 0.00639 | 0.0008889 | 0.000976 | 0.24041 | 16.25 | 0.00605 | 0.0007727 | 0.0008593 | 0.23926 | 16.433 | 0.00582 | 0.0007376 | 0.0008196 | 0.23703 | 16.718 | 0.00629 | 0.0007958 | 0.0008791 | 0.234 | 16.214 | 0.00625 | 0.0007898 | 0.0008664 | 0.23104 | 16.041 | 0.00627 | 0.0007913 | 0.0008673
0.24802 | 0.17232 | 0.00165 | 0.0002687 | 0.0003348 | 0.27309 | 0.16665 | 0.00385 | 0.0004552 | 0.0006164 | 0.26525 | 0.16847 | 0.00571 | 0.0005921 | 0.0008188 | 0.26525 | 0.61033 | 0.00198 | 0.0002908 | 0.0003479 | 0.27479 | 0.60746 | 0.00276 | 0.0003611 | 0.0004425 | 0.25656 | 1.0623 | 0.0031 | 0.0004201 | 0.0005145 | 0.24968 | 1.8893 | 0.00255 | 0.0003701 | 0.0004436 | 0.2498 | 1.8894 | 0.00282 | 0.0003953 | 0.0004777 | 0.22917 | 2.2746 | 0.00244 | 0.0003828 | 0.0004485 | 0.23209 | 2.6829 | 0.00247 | 0.0003897 | 0.0004545 | 0.23333 | 2.687 | 0.00267 | 0.0004088 | 0.0004801 | 0.23445 | 3.1796 | 0.00258 | 0.0004281 | 0.0004931 | 0.23531 | 3.1837 | 0.00276 | 0.0004464 | 0.0005175 | 0.25001 | 3.2482 | 0.00305 | 0.0004675 | 0.0005477 | 0.26319 | 3.8493 | 0.0029 | 0.0004463 | 0.0005177 | 0.2501 | 3.7584 | 0.00291 | 0.0004822 | 0.0005519 | 0.26198 | 3.8307 | 0.00316 | 0.0005011 | 0.0005788 | 0.2501 | 3.7588 | 0.00322 | 0.0005139 | 0.0005938 | 0.25016 | 4.7597 | 0.00305 | 0.0005566 | 0.0006195 | 0.2409 | 4.87 | 0.00318 | 0.0005543 | 0.0006276 | 0.25021 | 5.5057 | 0.00291 | 0.0004734 | 0.0005419 | 0.24158 | 5.4123 | 0.00296 | 0.0004822 | 0.0005522 | 0.25022 | 6.1634 | 0.00306 | 0.0004994 | 0.0005726 | 0.25737 | 6.4707 | 0.00322 | 0.0005035 | 0.0005821 | 0.27052 | 6.6399 | 0.00351 | 0.0005243 | 0.0006122 | 0.27802 | 6.9229 | 0.00346 | 0.0005258 | 0.0006151 | 0.27526 | 6.8848 | 0.00385 | 0.0005602 | 0.0006614 | 0.27525 | 7.7392 | 0.00332 | 0.0005168 | 0.0005942 | 0.27301 | 7.7102 | 0.00365 | 0.0005468 | 0.0006345 | 0.2711 | 7.685 | 0.00399 | 0.0005753 | 0.0006732 | 0.27113 | 7.9351 | 0.0039 | 0.0005983 | 0.0006939 | 0.26029 | 7.7632 | 0.00398 | 0.0006098 | 0.0007076 | 0.27481 | 8.8996 | 0.00384 | 0.0005852 | 0.0006764 | 0.26954 | 8.8946 | 0.00379 | 0.0006058 | 0.0006915 | 0.26817 | 9.3206 | 0.00415 | 0.0006886 | 0.0007836 | 0.25891 | 8.904 | 0.00501 | 0.0009572 | 0.00107 | 0.25028 | 8.6673 | 0.00549 | 0.00101 | 0.00114 | 0.25425 | 9.1137 | 0.00438 | 0.0007372 | 0.0008356 | 0.24643 | 8.9262 | 0.00445 | 0.0007475 | 0.0008476 | 0.25028 | 9.4999 | 0.00397 | 0.0006379 | 0.0007261 | 0.24312 | 9.3443 | 0.00429 | 0.000668 | 0.0007653 | 0.24312 | 10.0428 | 0.00439 | 0.0007817 | 0.0008746 | 0.25027 | 10.2298 | 0.00459 | 0.0007963 | 0.0008962 | 0.24415 | 10.011 | 0.00473 | 0.0007304 | 0.0008366 | 0.22808 | 9.1101 | 0.00449 | 0.0007398 | 0.0008355 | 0.24717 | 9.6014 | 0.00483 | 0.0007595 | 0.0008675 | 0.23101 | 9.823 | 0.00433 | 0.0007214 | 0.0008119 | 0.23835 | 10.0626 | 0.00476 | 0.0007546 | 0.0008586 | 0.2328 | 9.8859 | 0.00481 | 0.0007616 | 0.0008664 | 0.22496 | 10.2462 | 0.00439 | 0.0007008 | 0.0007902 | 0.22246 | 9.7187 | 0.00454 | 0.0007459 | 0.0008366 | 0.2346 | 10.0218 | 0.00501 | 0.0007795 | 0.0008852 | 0.24218 | 10.301 | 0.00502 | 0.0007953 | 0.0009013 | 0.24481 | 11.336 | 0.00458 | 0.0007278 | 0.0008216 | 0.23385 | 11.9938 | 0.00506 | 0.0008272 | 0.000927 | 0.22956 | 11.8318 | 0.00511 | 0.0008328 | 0.000933 | 0.2364 | 11.9847 | 0.00577 | 0.0008889 | 0.0009996 | 0.24212 | 13.4815 | 0.00499 | 0.0007327 | 0.0008256 | 0.23273 | 13.0829 | 0.00508 | 0.000742 | 0.0008351 | 0.23913 | 13.3647 | 0.00545 | 0.0007661 | 0.0008699 | 0.24839 | 12.5305 | 0.00597 | 0.0008845 | 0.0009967 | 0.2432 | 12.6374 | 0.00578 | 0.0008675 | 0.0009702 | 0.23596 | 13.2531 | 0.0058 | 0.0008102 | 0.000907 | 0.24253 | 15.1855 | 0.00564 | 0.0007662 | 0.0008628 | 0.23678 | 14.0419 | 0.00582 | 0.0008041 | 0.0008986 | 0.27632 | 16.8641 | 0.00661 | 0.000872 | 0.0009937 | 0.25257 | 16.214 | 0.00611 | 0.0007672 | 0.0008635 | 0.25385 | 15.645 | 0.00684 | 0.0009135 | 0.00102 | 0.26445 | 17.533 | 0.00644 | 0.0007927 | 0.0008951 | 0.26318 | 17.584 | 0.00621 | 0.0007576 | 0.0008546 | 0.25858 | 17.944 | 0.00668 | 0.0008161 | 0.0009149 | 0.25527 | 17.466 | 0.00664 | 0.0008116 | 0.0009042 | 0.25205 | 17.282 | 0.00667 | 0.0008135 | 0.0009055
0.27282 | 0.16671 | 0.00184 | 0.000283 | 0.0003598 | 0.29791 | 0.16143 | 0.00425 | 0.0004762 | 0.0006559 | 0.29841 | 0.16135 | 0.00652 | 0.00063 | 0.0008858 | 0.29841 | 0.59935 | 0.0022 | 0.0002996 | 0.0003648 | 0.29978 | 0.599 | 0.00298 | 0.0003684 | 0.0004575 | 0.28506 | 1.0761 | 0.00335 | 0.0004278 | 0.0005298 | 0.27464 | 1.9239 | 0.00272 | 0.0003758 | 0.0004549 | 0.2725 | 1.922 | 0.003 | 0.0004007 | 0.0004886 | 0.25 | 2.332 | 0.00258 | 0.0003876 | 0.0004583 | 0.24995 | 2.7432 | 0.00259 | 0.0003937 | 0.0004627 | 0.25 | 2.7433 | 0.00279 | 0.0004126 | 0.0004881 | 0.25008 | 3.2488 | 0.00268 | 0.0004313 | 0.0004999 | 0.26472 | 3.3043 | 0.00297 | 0.0004528 | 0.0005303 | 0.27779 | 3.3489 | 0.00325 | 0.0004734 | 0.0005596 | 0.2895 | 3.9539 | 0.00307 | 0.000451 | 0.0005275 | 0.27511 | 3.9056 | 0.00308 | 0.0004878 | 0.0005632 | 0.2858 | 3.9622 | 0.00333 | 0.0005061 | 0.0005893 | 0.27284 | 3.8932 | 0.0034 | 0.0005192 | 0.0006047 | 0.271 | 4.9356 | 0.00319 | 0.0005607 | 0.0006282 | 0.25943 | 5.0576 | 0.00331 | 0.0005586 | 0.0006366 | 0.28595 | 5.8512 | 0.00314 | 0.000481 | 0.0005568 | 0.27609 | 5.7626 | 0.00319 | 0.00049 | 0.0005675 | 0.2815 | 6.5522 | 0.00327 | 0.0005063 | 0.0005865 | 0.28597 | 6.8236 | 0.00342 | 0.00051 | 0.0005951 | 0.29757 | 6.9534 | 0.00371 | 0.0005302 | 0.0006243 | 0.30583 | 7.295 | 0.00365 | 0.0005318 | 0.0006274 | 0.30029 | 7.2251 | 0.00403 | 0.0005659 | 0.0006735 | 0.30028 | 8.0626 | 0.00349 | 0.0005219 | 0.0006049 | 0.29576 | 8.0079 | 0.00382 | 0.0005518 | 0.0006449 | 0.29195 | 7.962 | 0.00416 | 0.0005802 | 0.0006834 | 0.29198 | 8.2463 | 0.00407 | 0.0006034 | 0.0007046 | 0.28031 | 8.0762 | 0.00415 | 0.0006152 | 0.0007187 | 0.29444 | 9.1958 | 0.00398 | 0.0005894 | 0.0006855 | 0.28879 | 9.1792 | 0.00394 | 0.0006102 | 0.0007007 | 0.28605 | 9.6756 | 0.00429 | 0.000693 | 0.000793 | 0.27617 | 9.3549 | 0.00516 | 0.0009627 | 0.00109 | 0.26592 | 9.0943 | 0.00563 | 0.00101 | 0.00115 | 0.27014 | 9.4794 | 0.00452 | 0.0007423 | 0.0008463 | 0.26183 | 9.2916 | 0.0046 | 0.0007528 | 0.0008586 | 0.26592 | 9.83 | 0.0041 | 0.0006429 | 0.0007363 | 0.25742 | 9.6555 | 0.00443 | 0.000673 | 0.0007756 | 0.25742 | 10.4141 | 0.00452 | 0.0007864 | 0.0008845 | 0.27808 | 10.9125 | 0.00484 | 0.000805 | 0.0009142 | 0.27467 | 10.7127 | 0.00505 | 0.0007425 | 0.0008603 | 0.25343 | 9.7554 | 0.00477 | 0.0007521 | 0.0008591 | 0.27807 | 10.3323 | 0.00516 | 0.0007728 | 0.0008933 | 0.25667 | 10.6295 | 0.00458 | 0.0007325 | 0.0008338 | 0.26814 | 10.9736 | 0.00507 | 0.0007673 | 0.0008837 | 0.2619 | 10.7894 | 0.00513 | 0.0007747 | 0.0008922 | 0.25308 | 10.9803 | 0.0047 | 0.0007145 | 0.0008161 | 0.25026 | 10.3784 | 0.00486 | 0.0007613 | 0.0008653 | 0.26067 | 10.6112 | 0.00533 | 0.0007933 | 0.0009115 | 0.26909 | 11.0761 | 0.00533 | 0.0008088 | 0.0009276 | 0.27201 | 12.0672 | 0.00486 | 0.0007396 | 0.0008445 | 0.25724 | 12.8407 | 0.00533 | 0.0008388 | 0.0009503 | 0.25251 | 12.6681 | 0.00538 | 0.0008447 | 0.0009568 | 0.2561 | 12.74 | 0.00604 | 0.0009013 | 0.00102 | 0.2623 | 14.3065 | 0.00523 | 0.0007432 | 0.0008462 | 0.25212 | 13.8967 | 0.00532 | 0.0007531 | 0.0008565 | 0.25753 | 14.1214 | 0.00569 | 0.0007764 | 0.0008902 | 0.26613 | 13.0854 | 0.00623 | 0.0008965 | 0.00102 | 0.26058 | 13.2088 | 0.00604 | 0.0008802 | 0.0009939 | 0.25169 | 13.9427 | 0.00604 | 0.0008224 | 0.0009299 | 0.27284 | 16.6005 | 0.00605 | 0.0007857 | 0.0008989 | 0.26638 | 15.3318 | 0.00627 | 0.000827 | 0.00094 | 0.30395 | 18.0286 | 0.00699 | 0.0008881 | 0.00102 | 0.27782 | 17.376 | 0.00651 | 0.0007862 | 0.0008976 | 0.27923 | 17.036 | 0.00724 | 0.0009336 | 0.00106 | 0.28849 | 18.767 | 0.00681 | 0.0008096 | 0.0009264 | 0.28711 | 18.696 | 0.00658 | 0.0007748 | 0.0008855 | 0.28013 | 19.131 | 0.00703 | 0.0008334 | 0.0009465 | 0.27654 | 18.709 | 0.00701 | 0.0008302 | 0.0009375 | 0.27305 | 18.515 | 0.00704 | 0.0008323 | 0.0009393
0.29762 | 0.1615 | 0.00203 | 0.0002975 | 0.0003852 | 0.32274 | 0.15652 | 0.00467 | 0.0004974 | 0.0006961 | 0.33156 | 0.15483 | 0.00736 | 0.0006682 | 0.0009543 | 0.33156 | 0.58668 | 0.00242 | 0.0003082 | 0.0003815 | 0.32476 | 0.58944 | 0.0032 | 0.0003756 | 0.0004723 | 0.3207 | 1.084 | 0.00366 | 0.000437 | 0.0005477 | 0.29961 | 1.9495 | 0.0029 | 0.000381 | 0.0004655 | 0.29521 | 1.9456 | 0.00317 | 0.0004056 | 0.0004988 | 0.27083 | 2.3775 | 0.00272 | 0.000392 | 0.0004674 | 0.2678 | 2.7955 | 0.00271 | 0.0003974 | 0.0004703 | 0.26667 | 2.7927 | 0.00291 | 0.0004162 | 0.0004955 | 0.28134 | 3.3594 | 0.00289 | 0.0004376 | 0.0005123 | 0.29413 | 3.3961 | 0.00317 | 0.0004585 | 0.0005418 | 0.30557 | 3.4248 | 0.00345 | 0.0004786 | 0.0005704 | 0.31582 | 4.0317 | 0.00324 | 0.0004553 | 0.0005365 | 0.30012 | 4.0322 | 0.00325 | 0.0004927 | 0.0005734 | 0.30961 | 4.0749 | 0.00349 | 0.0005107 | 0.000599 | 0.29558 | 4.0108 | 0.00357 | 0.0005239 | 0.0006147 | 0.29185 | 5.0888 | 0.00332 | 0.0005643 | 0.000636 | 0.29649 | 5.3778 | 0.00357 | 0.0005665 | 0.0006523 | 0.32169 | 6.1385 | 0.00336 | 0.0004874 | 0.0005696 | 0.3106 | 6.0548 | 0.00342 | 0.0004966 | 0.0005806 | 0.31277 | 6.8849 | 0.00347 | 0.0005122 | 0.0005985 | 0.31456 | 7.1303 | 0.00361 | 0.0005156 | 0.0006067 | 0.32462 | 7.2295 | 0.0039 | 0.0005354 | 0.0006351 | 0.33363 | 7.6228 | 0.00383 | 0.000537 | 0.0006382 | 0.32531 | 7.5301 | 0.00422 | 0.000571 | 0.0006842 | 0.3253 | 8.3519 | 0.00365 | 0.0005265 | 0.0006145 | 0.31851 | 8.2774 | 0.00399 | 0.0005563 | 0.0006544 | 0.31281 | 8.2136 | 0.00433 | 0.0005845 | 0.0006927 | 0.31284 | 8.5322 | 0.00423 | 0.000608 | 0.0007144 | 0.30033 | 8.3639 | 0.00431 | 0.00062 | 0.0007289 | 0.31407 | 9.4676 | 0.00413 | 0.0005933 | 0.0006937 | 0.30804 | 9.4385 | 0.00408 | 0.0006142 | 0.0007092 | 0.30392 | 10.0044 | 0.00442 | 0.0006969 | 0.0008016 | 0.29343 | 9.7706 | 0.0053 | 0.0009675 | 0.0011 | 0.28157 | 9.4911 | 0.00578 | 0.00102 | 0.00117 | 0.28603 | 9.8249 | 0.00466 | 0.0007469 | 0.0008561 | 0.27723 | 9.6369 | 0.00474 | 0.0007575 | 0.0008688 | 0.28156 | 10.1399 | 0.00424 | 0.0006475 | 0.0007457 | 0.28602 | 10.2253 | 0.00469 | 0.0006823 | 0.0007941 | 0.28602 | 11.0971 | 0.00477 | 0.0007949 | 0.0009019 | 0.31284 | 11.6744 | 0.00513 | 0.0008143 | 0.0009333 | 0.30519 | 11.3442 | 0.00535 | 0.0007525 | 0.0008805 | 0.28511 | 10.4967 | 0.0051 | 0.000765 | 0.0008843 | 0.30896 | 11.0031 | 0.00547 | 0.0007839 | 0.0009155 | 0.28876 | 11.546 | 0.00488 | 0.0007441 | 0.0008568 | 0.29793 | 11.8029 | 0.00536 | 0.0007777 | 0.0009049 | 0.291 | 11.6182 | 0.00543 | 0.0007854 | 0.000914 | 0.2812 | 11.6355 | 0.00499 | 0.000726 | 0.0008385 | 0.27807 | 10.9723 | 0.00517 | 0.0007742 | 0.00089 | 0.28673 | 11.1479 | 0.00563 | 0.0008051 | 0.0009346 | 0.296 | 11.7924 | 0.00562 | 0.0008202 | 0.0009504 | 0.29922 | 12.7329 | 0.00513 | 0.0007497 | 0.0008645 | 0.28062 | 13.6121 | 0.00558 | 0.0008487 | 0.0009705 | 0.27547 | 13.4492 | 0.00563 | 0.0008548 | 0.0009774 | 0.2758 | 13.4494 | 0.00629 | 0.0009121 | 0.00105 | 0.28247 | 15.0956 | 0.00545 | 0.0007523 | 0.0008645 | 0.27152 | 14.6748 | 0.00555 | 0.0007627 | 0.0008757 | 0.27592 | 14.8518 | 0.00592 | 0.0007854 | 0.0009084 | 0.28387 | 13.604 | 0.00648 | 0.0009074 | 0.00104 | 0.27795 | 13.7542 | 0.00628 | 0.0008915 | 0.00102 | 0.28315 | 15.2632 | 0.0065 | 0.0008441 | 0.0009699 | 0.30316 | 17.9278 | 0.00644 | 0.0008017 | 0.0009294 | 0.29597 | 16.5649 | 0.00668 | 0.0008458 | 0.0009751 | 0.33159 | 19.1221 | 0.00735 | 0.0009018 | 0.00105 | 0.30308 | 18.489 | 0.00688 | 0.0008025 | 0.0009276 | 0.30462 | 18.367 | 0.00761 | 0.0009503 | 0.00109 | 0.31253 | 19.952 | 0.00715 | 0.0008241 | 0.0009541 | 0.31103 | 19.779 | 0.00692 | 0.0007896 | 0.000913 | 0.30167 | 20.288 | 0.00737 | 0.0008483 | 0.0009747 | 0.29782 | 19.933 | 0.00735 | 0.0008461 | 0.0009672 | 0.29405 | 19.728 | 0.00739 | 0.0008486 | 0.0009694
0.32242 | 0.15658 | 0.00224 | 0.0003121 | 0.0004112 | 0.34757 | 0.1519 | 0.0051 | 0.0005188 | 0.0007371 | 0.36472 | 0.14891 | 0.00824 | 0.0007071 | 0.00102 | 0.36472 | 0.57313 | 0.00265 | 0.0003166 | 0.0003981 | 0.34974 | 0.5794 | 0.00343 | 0.0003827 | 0.000487 | 0.35633 | 1.0838 | 0.00397 | 0.0004456 | 0.0005645 | 0.32458 | 1.9681 | 0.00307 | 0.0003858 | 0.0004754 | 0.31792 | 1.9643 | 0.00334 | 0.0004103 | 0.0005085 | 0.29167 | 2.415 | 0.00286 | 0.0003961 | 0.0004759 | 0.28565 | 2.84 | 0.00283 | 0.0004008 | 0.0004775 | 0.3 | 2.8717 | 0.00315 | 0.0004232 | 0.0005093 | 0.3126 | 3.4413 | 0.00308 | 0.0004431 | 0.0005234 | 0.32355 | 3.4641 | 0.00336 | 0.0004636 | 0.0005523 | 0.33335 | 3.4829 | 0.00364 | 0.0004834 | 0.0005804 | 0.34214 | 4.0907 | 0.0034 | 0.0004593 | 0.0005449 | 0.32513 | 4.1409 | 0.00342 | 0.0004971 | 0.0005828 | 0.33343 | 4.1737 | 0.00365 | 0.0005149 | 0.0006079 | 0.31831 | 4.1126 | 0.00373 | 0.0005282 | 0.0006238 | 0.33354 | 5.3408 | 0.00357 | 0.0005712 | 0.00065 | 0.33356 | 5.6377 | 0.00381 | 0.0005731 | 0.0006659 | 0.35744 | 6.3765 | 0.00358 | 0.000493 | 0.0005809 | 0.34511 | 6.2997 | 0.00364 | 0.0005023 | 0.0005922 | 0.34405 | 7.1703 | 0.00366 | 0.0005173 | 0.0006091 | 0.34316 | 7.3976 | 0.0038 | 0.0005206 | 0.000617 | 0.35167 | 7.4711 | 0.00408 | 0.00054 | 0.0006449 | 0.36143 | 7.9112 | 0.004 | 0.0005416 | 0.000648 | 0.35033 | 7.8006 | 0.00439 | 0.0005755 | 0.000694 | 0.35032 | 8.6127 | 0.00381 | 0.0005307 | 0.0006232 | 0.34126 | 8.5223 | 0.00415 | 0.0005603 | 0.0006631 | 0.33366 | 8.4447 | 0.00449 | 0.0005885 | 0.0007013 | 0.33369 | 8.7956 | 0.00438 | 0.0006122 | 0.0007234 | 0.32035 | 8.6301 | 0.00447 | 0.0006243 | 0.0007382 | 0.3337 | 9.7159 | 0.00427 | 0.0005968 | 0.0007014 | 0.32729 | 9.6774 | 0.00422 | 0.0006178 | 0.0007171 | 0.3218 | 10.3077 | 0.00455 | 0.0007005 | 0.0008096 | 0.31069 | 10.15 | 0.00543 | 0.0009718 | 0.00111 | 0.31285 | 10.2015 | 0.00604 | 0.00103 | 0.00118 | 0.31781 | 10.4587 | 0.00492 | 0.0007553 | 0.0008735 | 0.30803 | 10.2733 | 0.005 | 0.0007662 | 0.0008868 | 0.31285 | 10.7108 | 0.00449 | 0.0006559 | 0.0007627 | 0.32177 | 10.8595 | 0.00501 | 0.0006923 | 0.000814 | 0.32178 | 11.8495 | 0.00506 | 0.0008039 | 0.0009205 | 0.3476 | 12.3395 | 0.00541 | 0.000822 | 0.0009496 | 0.33571 | 11.9086 | 0.00564 | 0.0007612 | 0.0008983 | 0.31678 | 11.158 | 0.00541 | 0.0007758 | 0.0009058 | 0.33986 | 11.6169 | 0.00577 | 0.0007933 | 0.0009347 | 0.32084 | 12.3766 | 0.00516 | 0.0007536 | 0.0008763 | 0.32773 | 12.5453 | 0.00564 | 0.0007864 | 0.0009231 | 0.3201 | 12.3604 | 0.00571 | 0.0007943 | 0.0009327 | 0.30932 | 12.2345 | 0.00527 | 0.0007359 | 0.000858 | 0.30588 | 11.5102 | 0.00547 | 0.0007854 | 0.0009118 | 0.3128 | 11.6378 | 0.00592 | 0.0008155 | 0.0009551 | 0.32291 | 12.4421 | 0.0059 | 0.0008299 | 0.0009703 | 0.32642 | 13.3419 | 0.00539 | 0.0007584 | 0.0008822 | 0.30401 | 14.3373 | 0.00581 | 0.0008573 | 0.0009884 | 0.29843 | 14.1739 | 0.00587 | 0.0008636 | 0.0009957 | 0.2955 | 14.1322 | 0.00653 | 0.0009216 | 0.00107 | 0.30265 | 15.8482 | 0.00567 | 0.0007604 | 0.0008809 | 0.29091 | 15.4165 | 0.00577 | 0.0007711 | 0.0008928 | 0.29432 | 15.5453 | 0.00613 | 0.0007934 | 0.0009249 | 0.31936 | 14.5698 | 0.00695 | 0.0009272 | 0.00108 | 0.31269 | 14.7646 | 0.00675 | 0.0009121 | 0.00105 | 0.31461 | 16.5052 | 0.00691 | 0.0008618 | 0.001 | 0.33347 | 19.1647 | 0.0068 | 0.000815 | 0.0009557 | 0.32557 | 17.7282 | 0.00707 | 0.0008615 | 0.00101 | 0.35922 | 20.1429 | 0.00769 | 0.0009137 | 0.00108 | 0.32834 | 19.5707 | 0.00723 | 0.0008165 | 0.0009542 | 0.33 | 19.6279 | 0.00797 | 0.0009645 | 0.00112 | 0.33658 | 21.083 | 0.00748 | 0.0008366 | 0.0009787 | 0.33496 | 20.81 | 0.00725 | 0.0008026 | 0.0009377 | 0.34477 | 22.474 | 0.008 | 0.0008752 | 0.00102 | 0.34036 | 22.284 | 0.00798 | 0.0008743 | 0.00102 | 0.33606 | 22.057 | 0.00803 | 0.0008773 | 0.00102
0.34722 | 0.15197 | 0.00245 | 0.0003268 | 0.0004377 | 0.39722 | 0.14358 | 0.006 | 0.0005692 | 0.0008215 | 0.39788 | 0.1435 | 0.00916 | 0.0007465 | 0.0011 | 0.39788 | 0.55928 | 0.00289 | 0.000325 | 0.0004146 | 0.37472 | 0.56905 | 0.00367 | 0.0003898 | 0.0005016 | 0.39196 | 1.0797 | 0.00428 | 0.0004538 | 0.0005806 | 0.34955 | 1.9808 | 0.00324 | 0.0003904 | 0.0004849 | 0.34063 | 1.977 | 0.00351 | 0.0004147 | 0.0005178 | 0.3125 | 2.4446 | 0.003 | 0.0003999 | 0.0004839 | 0.32136 | 2.912 | 0.00307 | 0.0004077 | 0.0004909 | 0.33333 | 2.9309 | 0.00338 | 0.0004295 | 0.0005218 | 0.34386 | 3.5013 | 0.00328 | 0.0004481 | 0.0005336 | 0.35296 | 3.5152 | 0.00355 | 0.0004683 | 0.000562 | 0.36113 | 3.5271 | 0.00383 | 0.0004878 | 0.0005896 | 0.36846 | 4.1349 | 0.00356 | 0.0004629 | 0.0005527 | 0.35014 | 4.2348 | 0.00358 | 0.0005011 | 0.0005914 | 0.38106 | 4.3327 | 0.00397 | 0.0005231 | 0.0006239 | 0.36379 | 4.2806 | 0.00405 | 0.0005367 | 0.0006403 | 0.37523 | 5.5334 | 0.00382 | 0.000577 | 0.0006621 | 0.37062 | 5.8471 | 0.00404 | 0.0005788 | 0.0006778 | 0.39318 | 6.576 | 0.00378 | 0.0004979 | 0.000591 | 0.37962 | 6.5051 | 0.00385 | 0.0005073 | 0.0006026 | 0.37533 | 7.4143 | 0.00384 | 0.0005218 | 0.0006186 | 0.37176 | 7.6314 | 0.00398 | 0.000525 | 0.0006263 | 0.37873 | 7.6851 | 0.00426 | 0.0005442 | 0.0006538 | 0.38923 | 8.165 | 0.00417 | 0.0005457 | 0.0006569 | 0.37536 | 8.0425 | 0.00456 | 0.0005796 | 0.0007029 | 0.37535 | 8.848 | 0.00396 | 0.0005344 | 0.0006313 | 0.36401 | 8.7447 | 0.0043 | 0.000564 | 0.0006711 | 0.35451 | 8.6552 | 0.00464 | 0.0005922 | 0.0007093 | 0.35455 | 9.0395 | 0.00453 | 0.000616 | 0.0007317 | 0.34037 | 8.8768 | 0.00462 | 0.0006283 | 0.0007468 | 0.35333 | 9.9446 | 0.0044 | 0.0006001 | 0.0007086 | 0.34655 | 9.8978 | 0.00436 | 0.0006212 | 0.0007245 | 0.35756 | 10.8578 | 0.00481 | 0.0007073 | 0.0008238 | 0.34521 | 10.8385 | 0.00568 | 0.0009795 | 0.00112 | 0.35196 | 10.9585 | 0.00636 | 0.00104 | 0.0012 | 0.35754 | 11.1651 | 0.00523 | 0.0007643 | 0.000892 | 0.34654 | 10.9793 | 0.00532 | 0.0007755 | 0.000906 | 0.35195 | 11.3362 | 0.0048 | 0.0006652 | 0.000781 | 0.35753 | 11.4164 | 0.00531 | 0.0007008 | 0.0008313 | 0.35753 | 12.5149 | 0.00533 | 0.0008114 | 0.0009363 | 0.38236 | 12.9269 | 0.00568 | 0.0008286 | 0.0009639 | 0.36622 | 12.4252 | 0.00592 | 0.0007687 | 0.000914 | 0.34846 | 11.7721 | 0.0057 | 0.0007849 | 0.0009246 | 0.37075 | 12.183 | 0.00605 | 0.0008014 | 0.0009517 | 0.35293 | 13.1302 | 0.00542 | 0.0007615 | 0.0008931 | 0.35752 | 13.2303 | 0.0059 | 0.0007938 | 0.0009391 | 0.3492 | 13.045 | 0.00597 | 0.0008019 | 0.000949 | 0.33744 | 12.7765 | 0.00554 | 0.0007445 | 0.0008754 | 0.33369 | 11.9912 | 0.00575 | 0.0007952 | 0.0009313 | 0.33887 | 12.0804 | 0.00621 | 0.0008247 | 0.0009737 | 0.34982 | 13.0444 | 0.00616 | 0.0008383 | 0.000988 | 0.35362 | 13.9037 | 0.00563 | 0.0007661 | 0.000898 | 0.32739 | 15.0054 | 0.00604 | 0.0008647 | 0.001 | 0.32138 | 14.8417 | 0.0061 | 0.0008712 | 0.00101 | 0.3152 | 14.7679 | 0.00676 | 0.00093 | 0.00108 | 0.32283 | 16.5536 | 0.00587 | 0.0007675 | 0.0008958 | 0.31031 | 16.1211 | 0.00599 | 0.0007786 | 0.0009084 | 0.33111 | 16.8397 | 0.00655 | 0.000808 | 0.0009536 | 0.35484 | 15.4447 | 0.0074 | 0.0009439 | 0.00111 | 0.34743 | 15.6849 | 0.00719 | 0.0009294 | 0.00109 | 0.34608 | 17.6861 | 0.0073 | 0.0008765 | 0.00103 | 0.36379 | 20.3089 | 0.00714 | 0.0008264 | 0.0009786 | 0.35517 | 18.8293 | 0.00744 | 0.0008749 | 0.00103 | 0.38685 | 21.1196 | 0.00801 | 0.0009241 | 0.0011 | 0.35359 | 20.599 | 0.00756 | 0.0008287 | 0.0009781 | 0.35539 | 20.8353 | 0.00829 | 0.0009766 | 0.00115 | 0.38466 | 23.1953 | 0.00808 | 0.0008595 | 0.00102 | 0.38281 | 22.7592 | 0.00787 | 0.0008265 | 0.0009803 | 0.38787 | 24.484 | 0.00857 | 0.0008965 | 0.00106 | 0.38291 | 24.469 | 0.00856 | 0.0008965 | 0.00106 | 0.37807 | 24.231 | 0.0086 | 0.0008998 | 0.00106
0.37202 | 0.14767 | 0.00266 | 0.0003418 | 0.0004648 | 0.44687 | 0.13617 | 0.00695 | 0.0006205 | 0.0009093 | 0.43103 | 0.13848 | 0.01011 | 0.0007867 | 0.00117 | 0.43103 | 0.54544 | 0.00313 | 0.0003333 | 0.0004313 | 0.3997 | 0.55862 | 0.0039 | 0.0003968 | 0.0005163 | 0.42759 | 1.0706 | 0.0046 | 0.0004616 | 0.0005961 | 0.37451 | 1.9896 | 0.00341 | 0.0003947 | 0.0004939 | 0.36334 | 1.9868 | 0.00368 | 0.0004189 | 0.0005266 | 0.33333 | 2.4682 | 0.00314 | 0.0004034 | 0.0004915 | 0.35707 | 2.9642 | 0.00329 | 0.0004138 | 0.0005031 | 0.36667 | 2.9762 | 0.00361 | 0.0004353 | 0.0005333 | 0.37512 | 3.5445 | 0.00347 | 0.0004527 | 0.0005431 | 0.38238 | 3.5525 | 0.00374 | 0.0004726 | 0.0005711 | 0.38891 | 3.5594 | 0.00402 | 0.0004919 | 0.0005983 | 0.4211 | 4.1874 | 0.00389 | 0.0004707 | 0.0005672 | 0.40016 | 4.3849 | 0.00389 | 0.0005092 | 0.0006071 | 0.42869 | 4.4532 | 0.00428 | 0.0005304 | 0.0006382 | 0.40926 | 4.4079 | 0.00436 | 0.0005441 | 0.0006549 | 0.41693 | 5.6824 | 0.00406 | 0.0005822 | 0.0006729 | 0.40768 | 6.017 | 0.00427 | 0.0005838 | 0.0006885 | 0.42892 | 6.7418 | 0.00399 | 0.0005023 | 0.0006002 | 0.41414 | 6.6769 | 0.00405 | 0.0005118 | 0.000612 | 0.40661 | 7.6246 | 0.00402 | 0.0005259 | 0.0006273 | 0.40035 | 7.8365 | 0.00415 | 0.000529 | 0.0006349 | 0.40578 | 7.8735 | 0.00443 | 0.000548 | 0.000662 | 0.41704 | 8.3882 | 0.00433 | 0.0005494 | 0.000665 | 0.40038 | 8.2587 | 0.00473 | 0.0005833 | 0.000711 | 0.40037 | 9.0607 | 0.00411 | 0.0005379 | 0.0006388 | 0.38676 | 8.9485 | 0.00446 | 0.0005674 | 0.0006786 | 0.37537 | 8.85 | 0.0048 | 0.0005955 | 0.0007168 | 0.37541 | 9.2657 | 0.00468 | 0.0006196 | 0.0007395 | 0.3604 | 9.1049 | 0.00477 | 0.0006319 | 0.0007549 | 0.39259 | 10.3472 | 0.00467 | 0.0006065 | 0.0007215 | 0.38505 | 10.2957 | 0.00463 | 0.0006278 | 0.0007379 | 0.40225 | 11.4376 | 0.00511 | 0.0007147 | 0.0008392 | 0.38837 | 11.5465 | 0.00598 | 0.0009876 | 0.00114 | 0.39106 | 11.5877 | 0.00665 | 0.00104 | 0.00122 | 0.39727 | 11.7838 | 0.00552 | 0.0007718 | 0.000908 | 0.38504 | 11.5977 | 0.00561 | 0.0007833 | 0.0009224 | 0.39106 | 11.8841 | 0.00508 | 0.000673 | 0.000797 | 0.39328 | 11.9153 | 0.0056 | 0.0007082 | 0.0008465 | 0.39328 | 13.1026 | 0.00559 | 0.0008178 | 0.0009502 | 0.41712 | 13.4561 | 0.00593 | 0.0008344 | 0.0009764 | 0.39674 | 12.8936 | 0.00618 | 0.0007754 | 0.0009281 | 0.38014 | 12.3385 | 0.00598 | 0.0007929 | 0.0009412 | 0.40165 | 12.7009 | 0.00632 | 0.0008086 | 0.0009669 | 0.38501 | 13.7961 | 0.00567 | 0.0007684 | 0.0009078 | 0.38732 | 13.8472 | 0.00614 | 0.0008002 | 0.0009532 | 0.3783 | 13.6617 | 0.00622 | 0.0008085 | 0.0009635 | 0.36555 | 13.2708 | 0.0058 | 0.0007521 | 0.0008911 | 0.36149 | 12.4447 | 0.00603 | 0.0008038 | 0.0009488 | 0.36493 | 12.5051 | 0.00648 | 0.0008329 | 0.0009905 | 0.37672 | 13.6089 | 0.00641 | 0.0008458 | 0.001 | 0.38082 | 14.4277 | 0.00587 | 0.0007729 | 0.0009123 | 0.35078 | 15.626 | 0.00626 | 0.0008714 | 0.00102 | 0.34434 | 15.462 | 0.00632 | 0.000878 | 0.00103 | 0.3546 | 15.946 | 0.00719 | 0.0009452 | 0.00111 | 0.36318 | 17.8613 | 0.00626 | 0.0007806 | 0.0009218 | 0.34909 | 17.4174 | 0.00638 | 0.0007923 | 0.0009355 | 0.3679 | 18.0118 | 0.00693 | 0.00082 | 0.000978 | 0.39033 | 16.2366 | 0.00782 | 0.0009582 | 0.00114 | 0.38218 | 16.5229 | 0.0076 | 0.0009443 | 0.00112 | 0.37754 | 18.7938 | 0.00767 | 0.000889 | 0.00106 | 0.39411 | 21.3791 | 0.00746 | 0.0008362 | 0.0009989 | 0.38477 | 19.8667 | 0.00778 | 0.0008864 | 0.00106 | 0.44212 | 22.9066 | 0.00862 | 0.0009436 | 0.00113 | 0.40411 | 22.5318 | 0.00818 | 0.0008513 | 0.00102 | 0.40616 | 23.0367 | 0.0089 | 0.0009983 | 0.00119 | 0.43274 | 25.1056 | 0.00864 | 0.0008779 | 0.00106 | 0.43066 | 24.5475 | 0.00844 | 0.0008458 | 0.00102 | 0.43096 | 26.34 | 0.0091 | 0.0009139 | 0.0011 | 0.42545 | 26.491 | 0.00908 | 0.0009144 | 0.00109 | 0.42008 | 26.243 | 0.00914 | 0.0009181 | 0.0011
0.39683 | 0.14356 | 0.00289 | 0.0003569 | 0.0004925 | 0.49652 | 0.12965 | 0.00795 | 0.0006728 | 0.001 | 0.46419 | 0.13377 | 0.0111 | 0.0008276 | 0.00125 | 0.46419 | 0.5319 | 0.00338 | 0.0003417 | 0.0004481 | 0.42468 | 0.54818 | 0.00415 | 0.0004038 | 0.000531 | 0.46323 | 1.0595 | 0.00491 | 0.0004692 | 0.0006112 | 0.39948 | 1.9944 | 0.00357 | 0.0003988 | 0.0005026 | 0.40876 | 1.9954 | 0.00402 | 0.000428 | 0.0005433 | 0.375 | 2.5006 | 0.00341 | 0.0004109 | 0.0005057 | 0.39277 | 3.0026 | 0.00352 | 0.0004195 | 0.0005144 | 0.4 | 3.0085 | 0.00383 | 0.0004406 | 0.0005441 | 0.40638 | 3.5748 | 0.00366 | 0.0004569 | 0.000552 | 0.41179 | 3.5788 | 0.00393 | 0.0004767 | 0.0005796 | 0.44447 | 3.5993 | 0.0044 | 0.0005009 | 0.0006145 | 0.47373 | 4.2082 | 0.00421 | 0.0004778 | 0.0005804 | 0.45018 | 4.4974 | 0.00419 | 0.0005163 | 0.000621 | 0.47633 | 4.5439 | 0.00458 | 0.0005369 | 0.0006511 | 0.45473 | 4.5066 | 0.00466 | 0.0005507 | 0.0006681 | 0.45862 | 5.7977 | 0.00429 | 0.0005868 | 0.0006828 | 0.44474 | 6.1561 | 0.00449 | 0.0005883 | 0.0006982 | 0.46467 | 6.8819 | 0.00418 | 0.0005063 | 0.0006087 | 0.44865 | 6.8219 | 0.00425 | 0.0005159 | 0.0006207 | 0.43788 | 7.8052 | 0.0042 | 0.0005295 | 0.0006352 | 0.42895 | 8.016 | 0.00432 | 0.0005327 | 0.0006428 | 0.43283 | 8.0391 | 0.0046 | 0.0005515 | 0.0006696 | 0.44484 | 8.5857 | 0.00449 | 0.0005528 | 0.0006726 | 0.4254 | 8.4512 | 0.00489 | 0.0005867 | 0.0007186 | 0.42539 | 9.2547 | 0.00426 | 0.0005411 | 0.0006457 | 0.40951 | 9.1345 | 0.0046 | 0.0005706 | 0.0006855 | 0.41708 | 9.1945 | 0.0051 | 0.0006023 | 0.0007303 | 0.41712 | 9.6712 | 0.00496 | 0.0006264 | 0.0007535 | 0.40044 | 9.5162 | 0.00506 | 0.000639 | 0.0007693 | 0.44166 | 10.7796 | 0.00499 | 0.0006137 | 0.0007358 | 0.43318 | 10.7173 | 0.00495 | 0.0006353 | 0.0007527 | 0.44695 | 11.9292 | 0.00539 | 0.000721 | 0.0008525 | 0.43152 | 12.1466 | 0.00626 | 0.0009943 | 0.00116 | 0.43017 | 12.1286 | 0.00694 | 0.00105 | 0.00124 | 0.43699 | 12.3343 | 0.0058 | 0.0007783 | 0.0009219 | 0.42355 | 12.158 | 0.00589 | 0.0007899 | 0.0009367 | 0.43016 | 12.3739 | 0.00536 | 0.0006799 | 0.0008111 | 0.42903 | 12.3659 | 0.00588 | 0.0007147 | 0.00086 | 0.42904 | 13.6321 | 0.00584 | 0.0008234 | 0.0009624 | 0.45188 | 13.9367 | 0.00618 | 0.0008395 | 0.0009877 | 0.42726 | 13.3234 | 0.00644 | 0.0007814 | 0.0009409 | 0.41182 | 12.8667 | 0.00624 | 0.0007998 | 0.000956 | 0.43255 | 13.1904 | 0.00658 | 0.0008149 | 0.0009806 | 0.41709 | 14.4038 | 0.00591 | 0.0007743 | 0.0009208 | 0.41711 | 14.4058 | 0.00638 | 0.0008059 | 0.0009658 | 0.4074 | 14.23 | 0.00646 | 0.0008144 | 0.0009764 | 0.39367 | 13.7371 | 0.00604 | 0.0007589 | 0.0009053 | 0.3893 | 12.8802 | 0.00629 | 0.0008116 | 0.0009647 | 0.391 | 12.9015 | 0.00674 | 0.0008403 | 0.00101 | 0.40363 | 14.1252 | 0.00665 | 0.0008524 | 0.00102 | 0.40802 | 14.9235 | 0.00609 | 0.0007791 | 0.0009253 | 0.37416 | 16.1986 | 0.00647 | 0.0008773 | 0.00103 | 0.36729 | 16.0344 | 0.00653 | 0.000884 | 0.00104 | 0.394 | 17.0113 | 0.0076 | 0.0009577 | 0.00114 | 0.40353 | 19.0362 | 0.00663 | 0.0007914 | 0.0009439 | 0.38788 | 18.6011 | 0.00676 | 0.0008036 | 0.0009585 | 0.40469 | 19.0698 | 0.00729 | 0.0008302 | 0.000999 | 0.42581 | 16.9838 | 0.00822 | 0.0009707 | 0.00116 | 0.41692 | 17.2967 | 0.008 | 0.0009571 | 0.00114 | 0.409 | 19.837 | 0.00802 | 0.0008998 | 0.00108 | 0.42442 | 22.3741 | 0.00777 | 0.0008448 | 0.00102 | 0.41436 | 20.8493 | 0.00811 | 0.0008966 | 0.00108 | 0.49738 | 24.5375 | 0.00919 | 0.0009594 | 0.00116 | 0.45462 | 24.3011 | 0.00876 | 0.0008696 | 0.00105 | 0.45693 | 25.0148 | 0.00946 | 0.00102 | 0.00122 | 0.48082 | 26.8593 | 0.00916 | 0.000893 | 0.00109 | 0.47851 | 26.1997 | 0.00897 | 0.0008619 | 0.00105 | 0.47406 | 28.0388 | 0.00959 | 0.0009286 | 0.00113 | 0.468 | 28.357 | 0.00957 | 0.0009294 | 0.00112 | 0.46209 | 28.108 | 0.00963 | 0.0009333 | 0.00113
0.44643 | 0.13624 | 0.00335 | 0.0003904 | 0.0005495 | 0.54618 | 0.12384 | 0.00901 | 0.0007264 | 0.00109 | 0.49735 | 0.12956 | 0.01212 | 0.0008692 | 0.00132 | 0.49735 | 0.51867 | 0.00363 | 0.0003501 | 0.0004652 | 0.44966 | 0.53785 | 0.00439 | 0.0004109 | 0.0005459 | 0.49886 | 1.0464 | 0.00523 | 0.0004767 | 0.000626 | 0.44942 | 1.996 | 0.00391 | 0.000408 | 0.0005192 | 0.45417 | 1.996 | 0.00436 | 0.0004365 | 0.0005591 | 0.41667 | 2.518 | 0.00368 | 0.0004177 | 0.000519 | 0.42848 | 3.029 | 0.00374 | 0.0004248 | 0.000525 | 0.43333 | 3.032 | 0.00406 | 0.0004456 | 0.0005543 | 0.43764 | 3.5952 | 0.00384 | 0.0004609 | 0.0005604 | 0.47062 | 3.6097 | 0.00431 | 0.0004856 | 0.0005956 | 0.50003 | 3.6164 | 0.00477 | 0.0005091 | 0.0006294 | 0.52637 | 4.2112 | 0.00453 | 0.0004844 | 0.0005927 | 0.5002 | 4.5812 | 0.00449 | 0.0005227 | 0.0006337 | 0.52396 | 4.6138 | 0.00487 | 0.0005429 | 0.000663 | 0.5002 | 4.5814 | 0.00496 | 0.0005567 | 0.0006802 | 0.50031 | 5.8862 | 0.00453 | 0.000591 | 0.0006918 | 0.4818 | 6.2685 | 0.00471 | 0.0005925 | 0.0007071 | 0.50041 | 6.9983 | 0.00438 | 0.00051 | 0.0006166 | 0.48316 | 6.9442 | 0.00445 | 0.0005197 | 0.0006287 | 0.46916 | 7.9622 | 0.00437 | 0.0005329 | 0.0006426 | 0.45755 | 8.1748 | 0.00449 | 0.000536 | 0.0006502 | 0.45988 | 8.187 | 0.00477 | 0.0005547 | 0.0006768 | 0.47264 | 8.7604 | 0.00464 | 0.000556 | 0.0006796 | 0.45043 | 8.624 | 0.00504 | 0.0005898 | 0.0007257 | 0.45042 | 9.432 | 0.0044 | 0.000544 | 0.0006523 | 0.45501 | 9.4644 | 0.00489 | 0.000577 | 0.0006983 | 0.46921 | 9.5578 | 0.00546 | 0.0006101 | 0.0007453 | 0.46926 | 10.1095 | 0.0053 | 0.0006342 | 0.0007688 | 0.4505 | 9.9592 | 0.00541 | 0.0006471 | 0.0007852 | 0.49073 | 11.1533 | 0.00529 | 0.00062 | 0.0007484 | 0.48132 | 11.0804 | 0.00526 | 0.0006419 | 0.0007657 | 0.49164 | 12.3521 | 0.00567 | 0.0007265 | 0.0008643 | 0.47467 | 12.6383 | 0.00653 | 0.001 | 0.00117 | 0.46928 | 12.5809 | 0.00721 | 0.00106 | 0.00125 | 0.47672 | 12.8262 | 0.00607 | 0.0007839 | 0.0009342 | 0.46205 | 12.6496 | 0.00617 | 0.0007957 | 0.0009494 | 0.46927 | 12.8151 | 0.00563 | 0.0006859 | 0.0008237 | 0.46478 | 12.7677 | 0.00614 | 0.0007205 | 0.0008723 | 0.46479 | 14.103 | 0.00608 | 0.0008284 | 0.0009734 | 0.48664 | 14.3785 | 0.00641 | 0.000844 | 0.0009979 | 0.45778 | 13.7243 | 0.00669 | 0.0007868 | 0.0009527 | 0.4435 | 13.3563 | 0.0065 | 0.000806 | 0.0009694 | 0.46344 | 13.651 | 0.00683 | 0.0008206 | 0.000993 | 0.44918 | 14.9431 | 0.00614 | 0.0007796 | 0.0009326 | 0.4469 | 14.9056 | 0.00661 | 0.000811 | 0.0009772 | 0.4365 | 14.7396 | 0.00669 | 0.0008196 | 0.0009881 | 0.42179 | 14.1749 | 0.00629 | 0.0007651 | 0.0009182 | 0.41711 | 13.2774 | 0.00655 | 0.0008186 | 0.0009793 | 0.41707 | 13.2794 | 0.007 | 0.0008471 | 0.00102 | 0.43054 | 14.6029 | 0.00688 | 0.0008584 | 0.00103 | 0.43522 | 15.3808 | 0.00632 | 0.0007847 | 0.0009373 | 0.42093 | 17.2489 | 0.00687 | 0.0008884 | 0.00105 | 0.4132 | 17.0941 | 0.00694 | 0.0008953 | 0.00106 | 0.4334 | 17.992 | 0.00798 | 0.0009684 | 0.00116 | 0.44388 | 20.1065 | 0.00697 | 0.0008006 | 0.000963 | 0.42667 | 19.6604 | 0.00711 | 0.0008132 | 0.0009784 | 0.44148 | 20.0523 | 0.00764 | 0.0008389 | 0.00102 | 0.46129 | 17.6754 | 0.00861 | 0.0009818 | 0.00119 | 0.45166 | 18.0253 | 0.00838 | 0.0009685 | 0.00116 | 0.44046 | 20.8046 | 0.00835 | 0.0009092 | 0.0011 | 0.48505 | 24.1752 | 0.00835 | 0.0008613 | 0.00105 | 0.47356 | 22.6663 | 0.00873 | 0.0009155 | 0.00111 | 0.55264 | 26.0285 | 0.00972 | 0.0009727 | 0.00119 | 0.50513 | 25.9323 | 0.00929 | 0.0008848 | 0.00108 | 0.5077 | 26.795 | 0.00998 | 0.00103 | 0.00125 | 0.5289 | 28.4533 | 0.00965 | 0.0009058 | 0.00111 | 0.52637 | 27.7423 | 0.00947 | 0.0008756 | 0.00107 | 0.51716 | 29.6178 | 0.01006 | 0.0009412 | 0.00115 | 0.51054 | 30.0729 | 0.01003 | 0.0009421 | 0.00115 | 0.50409 | 29.823 | 0.0101 | 0.0009462 | 0.00115
0.49603 | 0.12963 | 0.00385 | 0.0004246 | 0.0006089 | 0.59583 | 0.11853 | 0.01011 | 0.0007811 | 0.00119 | 0.5305 | 0.12556 | 0.01317 | 0.0009116 | 0.0014 | 0.5305 | 0.50594 | 0.00389 | 0.0003587 | 0.0004824 | 0.49963 | 0.5179 | 0.0049 | 0.000428 | 0.0005758 | 0.53449 | 1.0323 | 0.00556 | 0.000484 | 0.0006405 | 0.49935 | 1.9907 | 0.00425 | 0.0004166 | 0.000535 | 0.49959 | 1.9897 | 0.00469 | 0.0004447 | 0.0005742 | 0.45833 | 2.5256 | 0.00394 | 0.0004242 | 0.0005314 | 0.46419 | 3.0485 | 0.00396 | 0.0004297 | 0.000535 | 0.46667 | 3.0496 | 0.00428 | 0.0004504 | 0.000564 | 0.50016 | 3.6162 | 0.00422 | 0.0004698 | 0.0005761 | 0.52944 | 3.6199 | 0.00468 | 0.0004938 | 0.0006103 | 0.55559 | 3.6196 | 0.00515 | 0.0005168 | 0.0006433 | 0.57901 | 4.2024 | 0.00485 | 0.0004907 | 0.0006044 | 0.55022 | 4.6442 | 0.00478 | 0.0005286 | 0.0006454 | 0.57159 | 4.6659 | 0.00516 | 0.0005484 | 0.0006741 | 0.54568 | 4.6395 | 0.00525 | 0.0005623 | 0.0006915 | 0.54201 | 5.955 | 0.00475 | 0.0005949 | 0.0007002 | 0.51886 | 6.3611 | 0.00492 | 0.0005963 | 0.0007155 | 0.53615 | 7.0968 | 0.00457 | 0.0005135 | 0.000624 | 0.51767 | 7.0487 | 0.00464 | 0.0005232 | 0.0006362 | 0.50044 | 8.0983 | 0.00453 | 0.000536 | 0.0006495 | 0.48614 | 8.3148 | 0.00465 | 0.0005392 | 0.0006571 | 0.48693 | 8.3191 | 0.00493 | 0.0005577 | 0.0006835 | 0.50044 | 8.9154 | 0.00479 | 0.0005589 | 0.0006861 | 0.50048 | 8.9161 | 0.00535 | 0.0005962 | 0.0007386 | 0.50046 | 9.7443 | 0.00469 | 0.00055 | 0.0006642 | 0.51189 | 9.8102 | 0.00524 | 0.0005844 | 0.0007124 | 0.52134 | 9.8621 | 0.0058 | 0.000617 | 0.0007586 | 0.5214 | 10.484 | 0.00563 | 0.000641 | 0.0007823 | 0.50055 | 10.3365 | 0.00574 | 0.000654 | 0.0007991 | 0.53981 | 11.468 | 0.00559 | 0.0006257 | 0.0007597 | 0.52945 | 11.4046 | 0.00556 | 0.0006477 | 0.0007775 | 0.53634 | 12.716 | 0.00594 | 0.0007314 | 0.0008748 | 0.51782 | 13.0712 | 0.00679 | 0.001 | 0.00118 | 0.50838 | 12.9841 | 0.00747 | 0.00106 | 0.00126 | 0.51645 | 13.2692 | 0.00632 | 0.000789 | 0.0009453 | 0.50055 | 13.0924 | 0.00643 | 0.0008009 | 0.0009608 | 0.50838 | 13.2176 | 0.00589 | 0.0006913 | 0.0008351 | 0.50054 | 13.1405 | 0.0064 | 0.0007257 | 0.0008835 | 0.50054 | 14.535 | 0.00632 | 0.0008328 | 0.0009834 | 0.5214 | 14.7712 | 0.00665 | 0.0008481 | 0.00101 | 0.4883 | 14.1063 | 0.00693 | 0.0007917 | 0.0009635 | 0.47518 | 13.8171 | 0.00675 | 0.0008116 | 0.0009816 | 0.49434 | 14.0826 | 0.00707 | 0.0008258 | 0.001 | 0.48126 | 15.4336 | 0.00636 | 0.0007844 | 0.0009432 | 0.4767 | 15.3766 | 0.00683 | 0.0008156 | 0.0009877 | 0.4656 | 15.2104 | 0.00692 | 0.0008243 | 0.0009988 | 0.44991 | 14.594 | 0.00652 | 0.0007706 | 0.0009302 | 0.44491 | 13.6659 | 0.0068 | 0.000825 | 0.0009928 | 0.4692 | 13.9986 | 0.00749 | 0.0008603 | 0.00105 | 0.48436 | 15.4718 | 0.00733 | 0.00087 | 0.00105 | 0.48963 | 16.2391 | 0.00674 | 0.0007955 | 0.0009586 | 0.4677 | 18.1942 | 0.00725 | 0.0008977 | 0.00107 | 0.45912 | 18.0291 | 0.00732 | 0.0009048 | 0.00108 | 0.4728 | 18.8868 | 0.00835 | 0.0009775 | 0.00118 | 0.48424 | 21.071 | 0.0073 | 0.0008086 | 0.0009798 | 0.46546 | 20.6341 | 0.00744 | 0.0008215 | 0.0009959 | 0.47827 | 20.9384 | 0.00797 | 0.0008466 | 0.00103 | 0.49678 | 18.3304 | 0.00898 | 0.0009916 | 0.00121 | 0.48641 | 18.6977 | 0.00874 | 0.0009787 | 0.00118 | 0.50338 | 22.6003 | 0.00897 | 0.000927 | 0.00113 | 0.54569 | 25.7576 | 0.00889 | 0.0008748 | 0.00107 | 0.53275 | 24.3153 | 0.0093 | 0.0009309 | 0.00114 | 0.60791 | 27.3971 | 0.01023 | 0.0009841 | 0.00121 | 0.55565 | 27.4327 | 0.0098 | 0.0008977 | 0.00111 | 0.55847 | 28.4045 | 0.01047 | 0.00104 | 0.00128 | 0.57699 | 29.9252 | 0.01011 | 0.0009169 | 0.00113 | 0.57422 | 29.1731 | 0.00994 | 0.0008874 | 0.0011 | 0.56025 | 31.0747 | 0.0105 | 0.0009522 | 0.00117 | 0.55309 | 31.6673 | 0.01047 | 0.0009531 | 0.00117 | 0.5461 | 31.4069 | 0.01054 | 0.0009574 | 0.00118
0.54563 | 0.12382 | 0.00436 | 0.0004596 | 0.0006705 | 0.64548 | 0.11382 | 0.01126 | 0.000837 | 0.00129 | 0.56366 | 0.12185 | 0.01426 | 0.0009547 | 0.00148 | 0.56366 | 0.49371 | 0.00416 | 0.0003673 | 0.0004999 | 0.56208 | 0.49434 | 0.00557 | 0.0004518 | 0.0006142 | 0.57013 | 1.0162 | 0.00589 | 0.0004913 | 0.000655 | 0.54929 | 1.9794 | 0.00459 | 0.0004249 | 0.0005501 | 0.54501 | 1.9805 | 0.00504 | 0.0004525 | 0.0005887 | 0.5 | 2.5252 | 0.00421 | 0.0004302 | 0.0005433 | 0.49989 | 3.0601 | 0.00419 | 0.0004344 | 0.0005446 | 0.53333 | 3.0678 | 0.00472 | 0.0004613 | 0.0005822 | 0.56268 | 3.6194 | 0.00459 | 0.000478 | 0.0005908 | 0.58827 | 3.6171 | 0.00506 | 0.0005015 | 0.0006241 | 0.61115 | 3.614 | 0.00552 | 0.0005241 | 0.0006565 | 0.63165 | 4.1877 | 0.00517 | 0.0004967 | 0.0006156 | 0.60024 | 4.6903 | 0.00507 | 0.0005341 | 0.0006563 | 0.61922 | 4.7051 | 0.00545 | 0.0005536 | 0.0006846 | 0.59115 | 4.6836 | 0.00554 | 0.0005676 | 0.000702 | 0.5837 | 6.0079 | 0.00498 | 0.0005986 | 0.0007082 | 0.55593 | 6.4359 | 0.00513 | 0.0005999 | 0.0007233 | 0.5719 | 7.1795 | 0.00476 | 0.0005167 | 0.000631 | 0.55218 | 7.1364 | 0.00483 | 0.0005264 | 0.0006433 | 0.53172 | 8.2167 | 0.0047 | 0.0005389 | 0.000656 | 0.51474 | 8.439 | 0.00481 | 0.0005421 | 0.0006636 | 0.54104 | 8.5409 | 0.00525 | 0.0005642 | 0.0006959 | 0.55605 | 9.1748 | 0.00509 | 0.000565 | 0.0006981 | 0.56303 | 9.2041 | 0.00572 | 0.0006038 | 0.0007529 | 0.56302 | 10.0695 | 0.00503 | 0.0005571 | 0.0006776 | 0.56876 | 10.0998 | 0.00558 | 0.000591 | 0.000725 | 0.57348 | 10.1201 | 0.00614 | 0.0006232 | 0.0007705 | 0.57354 | 10.8094 | 0.00595 | 0.0006471 | 0.0007944 | 0.55061 | 10.6717 | 0.00606 | 0.0006602 | 0.0008115 | 0.58888 | 11.7434 | 0.00588 | 0.0006308 | 0.00077 | 0.57758 | 11.6797 | 0.00585 | 0.000653 | 0.0007882 | 0.58103 | 13.0407 | 0.0062 | 0.0007359 | 0.0008844 | 0.56097 | 13.4351 | 0.00705 | 0.00101 | 0.00119 | 0.54749 | 13.3282 | 0.00773 | 0.00107 | 0.00127 | 0.55617 | 13.673 | 0.00657 | 0.0007935 | 0.0009553 | 0.53906 | 13.506 | 0.00668 | 0.0008055 | 0.0009711 | 0.54748 | 13.5909 | 0.00614 | 0.0006962 | 0.0008456 | 0.53629 | 13.4941 | 0.00666 | 0.0007305 | 0.0008937 | 0.5363 | 14.9379 | 0.00655 | 0.0008368 | 0.0009925 | 0.55616 | 15.1447 | 0.00687 | 0.0008519 | 0.00102 | 0.54934 | 14.7925 | 0.0074 | 0.0008017 | 0.0009827 | 0.50686 | 14.249 | 0.00699 | 0.0008166 | 0.0009927 | 0.55613 | 14.8783 | 0.00754 | 0.0008361 | 0.00102 | 0.51335 | 15.8851 | 0.00657 | 0.0007887 | 0.000953 | 0.53628 | 16.1811 | 0.00726 | 0.0008248 | 0.00101 | 0.5238 | 16.0246 | 0.00735 | 0.0008336 | 0.00102 | 0.50615 | 15.3553 | 0.00697 | 0.0007817 | 0.0009515 | 0.50053 | 14.3963 | 0.00727 | 0.0008376 | 0.00102 | 0.52133 | 14.6614 | 0.00796 | 0.0008717 | 0.00107 | 0.53818 | 16.2444 | 0.00775 | 0.0008798 | 0.00107 | 0.54403 | 17.0212 | 0.00715 | 0.0008048 | 0.0009771 | 0.51448 | 19.0434 | 0.00761 | 0.0009058 | 0.00109 | 0.50503 | 18.8779 | 0.00768 | 0.000913 | 0.0011 | 0.5122 | 19.725 | 0.0087 | 0.0009855 | 0.0012 | 0.52459 | 21.969 | 0.00761 | 0.0008156 | 0.0009948 | 0.50425 | 21.5313 | 0.00776 | 0.0008288 | 0.00101 | 0.51506 | 21.7675 | 0.00828 | 0.0008534 | 0.00105 | 0.56775 | 19.5385 | 0.00969 | 0.00101 | 0.00124 | 0.5559 | 19.9414 | 0.00944 | 0.0009985 | 0.00122 | 0.5663 | 24.1963 | 0.00954 | 0.0009415 | 0.00116 | 0.60632 | 27.1681 | 0.0094 | 0.0008862 | 0.0011 | 0.59195 | 25.823 | 0.00984 | 0.0009438 | 0.00117 | 0.66317 | 28.6817 | 0.01071 | 0.000994 | 0.00123 | 0.60616 | 28.8301 | 0.01028 | 0.0009089 | 0.00113 | 0.60924 | 29.8713 | 0.01093 | 0.00105 | 0.0013 | 0.62507 | 31.2834 | 0.01055 | 0.0009266 | 0.00115 | 0.62207 | 30.5103 | 0.01039 | 0.0008978 | 0.00112 | 0.60335 | 32.4281 | 0.01093 | 0.0009618 | 0.00119 | 0.59563 | 33.1385 | 0.01089 | 0.0009627 | 0.00119 | 0.58811 | 32.8875 | 0.01096 | 0.0009672 | 0.0012
0.59524 | 0.11861 | 0.00491 | 0.0004955 | 0.0007343 | 0.69513 | 0.10952 | 0.01246 | 0.0008941 | 0.0014 | 0.59682 | 0.11844 | 0.01538 | 0.0009985 | 0.00157 | 0.59682 | 0.48209 | 0.00444 | 0.0003761 | 0.0005177 | 0.62453 | 0.4727 | 0.00627 | 0.000476 | 0.0006537 | 0.64139 | 0.98382 | 0.00657 | 0.0005102 | 0.0006838 | 0.59922 | 1.9652 | 0.00493 | 0.0004328 | 0.0005647 | 0.59043 | 1.9682 | 0.00538 | 0.00046 | 0.0006027 | 0.54167 | 2.5199 | 0.00448 | 0.0004361 | 0.0005547 | 0.57131 | 3.0714 | 0.00463 | 0.0004454 | 0.0005627 | 0.6 | 3.0712 | 0.00516 | 0.0004714 | 0.0005992 | 0.6252 | 3.6117 | 0.00497 | 0.0004858 | 0.0006046 | 0.6471 | 3.6075 | 0.00543 | 0.0005089 | 0.0006373 | 0.6667 | 3.6024 | 0.0059 | 0.0005311 | 0.0006691 | 0.68428 | 4.1681 | 0.0055 | 0.0005026 | 0.0006263 | 0.65026 | 4.7245 | 0.00536 | 0.0005393 | 0.0006666 | 0.66686 | 4.7344 | 0.00574 | 0.0005585 | 0.0006944 | 0.63662 | 4.7169 | 0.00583 | 0.0005725 | 0.000712 | 0.62539 | 6.0489 | 0.0052 | 0.0006021 | 0.0007157 | 0.59299 | 6.4978 | 0.00534 | 0.0006032 | 0.0007306 | 0.60764 | 7.2494 | 0.00495 | 0.0005198 | 0.0006376 | 0.58669 | 7.2102 | 0.00502 | 0.0005296 | 0.00065 | 0.56299 | 8.3202 | 0.00486 | 0.0005417 | 0.0006621 | 0.57194 | 8.6479 | 0.00513 | 0.0005484 | 0.0006756 | 0.60867 | 8.7585 | 0.00564 | 0.0005719 | 0.0007098 | 0.62556 | 9.4262 | 0.00546 | 0.0005722 | 0.0007116 | 0.62559 | 9.4268 | 0.00609 | 0.0006105 | 0.0007656 | 0.62558 | 10.3455 | 0.00536 | 0.0005635 | 0.0006895 | 0.62564 | 10.3462 | 0.00592 | 0.000597 | 0.0007364 | 0.62561 | 10.3468 | 0.00647 | 0.0006288 | 0.0007815 | 0.62568 | 11.0954 | 0.00626 | 0.0006525 | 0.0008054 | 0.60066 | 10.9575 | 0.00637 | 0.0006658 | 0.0008228 | 0.63796 | 11.9895 | 0.00617 | 0.0006355 | 0.0007794 | 0.62571 | 11.9354 | 0.00614 | 0.0006578 | 0.000798 | 0.62573 | 13.3261 | 0.00646 | 0.00074 | 0.0008933 | 0.60413 | 13.7597 | 0.00729 | 0.00101 | 0.0012 | 0.5866 | 13.633 | 0.00798 | 0.00107 | 0.00128 | 0.5959 | 14.0375 | 0.00682 | 0.0007976 | 0.0009645 | 0.57756 | 13.8704 | 0.00693 | 0.0008097 | 0.0009805 | 0.58659 | 13.9351 | 0.00638 | 0.0007007 | 0.0008552 | 0.57204 | 13.8085 | 0.0069 | 0.0007349 | 0.0009033 | 0.57205 | 15.3016 | 0.00677 | 0.0008405 | 0.001 | 0.62568 | 15.8037 | 0.00731 | 0.0008596 | 0.00103 | 0.61037 | 15.4212 | 0.00784 | 0.0008104 | 0.0009996 | 0.57021 | 15.045 | 0.00745 | 0.0008267 | 0.00101 | 0.61792 | 15.5965 | 0.00798 | 0.0008449 | 0.00104 | 0.57752 | 16.6706 | 0.00699 | 0.0007973 | 0.0009703 | 0.59587 | 16.8683 | 0.00767 | 0.0008326 | 0.00102 | 0.582 | 16.7215 | 0.00776 | 0.0008416 | 0.00103 | 0.56239 | 16.06 | 0.0074 | 0.0007913 | 0.0009702 | 0.55614 | 15.09 | 0.00773 | 0.0008484 | 0.00104 | 0.57347 | 15.297 | 0.00841 | 0.0008817 | 0.00109 | 0.592 | 16.9298 | 0.00816 | 0.0008883 | 0.00109 | 0.59843 | 17.7461 | 0.00753 | 0.0008129 | 0.0009934 | 0.56125 | 19.8156 | 0.00796 | 0.0009128 | 0.00111 | 0.55094 | 19.6498 | 0.00803 | 0.0009202 | 0.00112 | 0.5516 | 20.5058 | 0.00903 | 0.0009926 | 0.00122 | 0.56494 | 22.7896 | 0.00791 | 0.0008218 | 0.00101 | 0.54304 | 22.3513 | 0.00807 | 0.0008353 | 0.00103 | 0.58864 | 23.2424 | 0.00888 | 0.0008671 | 0.00107 | 0.63871 | 20.6546 | 0.01036 | 0.00103 | 0.00127 | 0.62538 | 21.074 | 0.0101 | 0.00102 | 0.00125 | 0.62923 | 25.64 | 0.01009 | 0.0009537 | 0.00119 | 0.66695 | 28.4349 | 0.00988 | 0.0008961 | 0.00112 | 0.65114 | 27.1974 | 0.01035 | 0.0009549 | 0.00119 | 0.71844 | 29.8809 | 0.01117 | 0.001 | 0.00125 | 0.65667 | 30.1332 | 0.01074 | 0.0009187 | 0.00115 | 0.66001 | 31.2137 | 0.01138 | 0.00106 | 0.00132 | 0.67315 | 32.5468 | 0.01097 | 0.0009352 | 0.00117 | 0.66992 | 31.7628 | 0.01083 | 0.000907 | 0.00114 | 0.64645 | 33.6967 | 0.01134 | 0.0009705 | 0.00121 | 0.63818 | 34.5152 | 0.01129 | 0.0009713 | 0.00121 | 0.63012 | 34.2638 | 0.01136 | 0.0009759 | 0.00122
0.64484 | 0.11381 | 0.00547 | 0.0005322 | 0.0008003 | 0.74479 | 0.10551 | 0.01371 | 0.0009525 | 0.00151 | 0.66313 | 0.11223 | 0.01771 | 0.00111 | 0.00174 | 0.66313 | 0.46015 | 0.00501 | 0.0003979 | 0.0005542 | 0.68698 | 0.45276 | 0.007 | 0.0005009 | 0.0006944 | 0.71266 | 0.95093 | 0.00727 | 0.0005291 | 0.0007126 | 0.64916 | 1.95 | 0.00528 | 0.0004406 | 0.0005789 | 0.63584 | 1.9541 | 0.00572 | 0.0004674 | 0.0006164 | 0.58333 | 2.5116 | 0.00475 | 0.0004417 | 0.0005658 | 0.64272 | 3.0688 | 0.00507 | 0.0004557 | 0.0005797 | 0.66667 | 3.0657 | 0.0056 | 0.0004811 | 0.0006153 | 0.68771 | 3.5971 | 0.00534 | 0.0004933 | 0.0006178 | 0.70592 | 3.592 | 0.00581 | 0.000516 | 0.00065 | 0.72226 | 3.588 | 0.00627 | 0.0005379 | 0.0006812 | 0.73692 | 4.1475 | 0.00583 | 0.0005083 | 0.0006367 | 0.70028 | 4.7498 | 0.00564 | 0.0005442 | 0.0006764 | 0.71449 | 4.7547 | 0.00602 | 0.0005632 | 0.0007039 | 0.6821 | 4.7412 | 0.00612 | 0.0005772 | 0.0007215 | 0.66708 | 6.0801 | 0.00543 | 0.0006053 | 0.0007228 | 0.63005 | 6.5478 | 0.00555 | 0.0006064 | 0.0007376 | 0.64339 | 7.3083 | 0.00513 | 0.0005227 | 0.0006439 | 0.6212 | 7.2731 | 0.00521 | 0.0005325 | 0.0006564 | 0.62555 | 8.4896 | 0.00519 | 0.0005477 | 0.0006734 | 0.64343 | 8.8497 | 0.00551 | 0.000556 | 0.0006891 | 0.6763 | 8.9267 | 0.00603 | 0.0005789 | 0.0007224 | 0.69506 | 9.6162 | 0.00581 | 0.0005787 | 0.0007236 | 0.68815 | 9.601 | 0.00644 | 0.0006167 | 0.0007772 | 0.68814 | 10.5722 | 0.00568 | 0.0005692 | 0.0007004 | 0.68252 | 10.5531 | 0.00624 | 0.0006024 | 0.0007469 | 0.67775 | 10.5338 | 0.0068 | 0.000634 | 0.0007916 | 0.67782 | 11.342 | 0.00656 | 0.0006575 | 0.0008155 | 0.65072 | 11.214 | 0.00668 | 0.0006709 | 0.0008331 | 0.68703 | 12.2061 | 0.00645 | 0.0006398 | 0.0007882 | 0.67384 | 12.1716 | 0.00642 | 0.0006623 | 0.0008071 | 0.67042 | 13.5821 | 0.00671 | 0.0007437 | 0.0009014 | 0.64728 | 14.0449 | 0.00754 | 0.00102 | 0.00121 | 0.6257 | 13.9084 | 0.00822 | 0.00107 | 0.00129 | 0.63563 | 14.3727 | 0.00706 | 0.0008013 | 0.000973 | 0.61607 | 14.2154 | 0.00717 | 0.0008136 | 0.0009892 | 0.62569 | 14.2499 | 0.00662 | 0.0007048 | 0.0008641 | 0.64355 | 14.3888 | 0.00738 | 0.0007442 | 0.0009204 | 0.64356 | 15.9608 | 0.0072 | 0.0008481 | 0.00102 | 0.6952 | 16.3846 | 0.00773 | 0.0008664 | 0.00104 | 0.67141 | 15.9816 | 0.00828 | 0.0008181 | 0.00101 | 0.63357 | 15.7634 | 0.00788 | 0.0008353 | 0.00103 | 0.67972 | 16.2466 | 0.00841 | 0.0008525 | 0.00106 | 0.64168 | 17.3286 | 0.00739 | 0.0008047 | 0.0009854 | 0.65546 | 17.4676 | 0.00806 | 0.0008395 | 0.00104 | 0.6402 | 17.3206 | 0.00816 | 0.0008486 | 0.00105 | 0.61863 | 16.717 | 0.00781 | 0.0007997 | 0.0009867 | 0.61176 | 15.7364 | 0.00817 | 0.0008579 | 0.00106 | 0.6256 | 15.9047 | 0.00884 | 0.0008904 | 0.0011 | 0.64581 | 17.5573 | 0.00855 | 0.0008958 | 0.00111 | 0.65283 | 18.4231 | 0.00791 | 0.0008201 | 0.00101 | 0.60802 | 20.5302 | 0.00829 | 0.000919 | 0.00112 | 0.59685 | 20.3642 | 0.00837 | 0.0009265 | 0.00113 | 0.6304 | 21.9337 | 0.00967 | 0.00101 | 0.00124 | 0.64565 | 24.2572 | 0.00848 | 0.0008344 | 0.00103 | 0.62061 | 23.8277 | 0.00865 | 0.0008483 | 0.00105 | 0.66222 | 24.5441 | 0.00945 | 0.0008786 | 0.0011 | 0.70968 | 21.6967 | 0.011 | 0.00104 | 0.0013 | 0.69487 | 22.123 | 0.01072 | 0.00103 | 0.00128 | 0.69215 | 26.9493 | 0.0106 | 0.0009642 | 0.00121 | 0.72758 | 29.5865 | 0.01035 | 0.0009048 | 0.00113 | 0.71034 | 28.467 | 0.01084 | 0.0009645 | 0.00121 | 0.7737 | 31.004 | 0.01162 | 0.00101 | 0.00127 | 0.70718 | 31.3408 | 0.01118 | 0.0009274 | 0.00117 | 0.71078 | 32.4607 | 0.0118 | 0.00107 | 0.00134 | 0.72123 | 33.7344 | 0.01138 | 0.000943 | 0.00119 | 0.71777 | 32.9495 | 0.01125 | 0.0009153 | 0.00115 | 0.68954 | 34.8898 | 0.01173 | 0.0009783 | 0.00123 | 0.68072 | 35.7965 | 0.01167 | 0.000979 | 0.00123 | 0.67212 | 35.5447 | 0.01175 | 0.0009837 | 0.00123
0.69444 | 0.1095 | 0.00606 | 0.0005698 | 0.0008686 | 0.79444 | 0.1019 | 0.015 | 0.00101 | 0.00162 | 0.74602 | 0.10542 | 0.02081 | 0.00127 | 0.00197 | 0.74602 | 0.43551 | 0.00576 | 0.0004287 | 0.0006017 | 0.74944 | 0.43453 | 0.00776 | 0.0005265 | 0.0007366 | 0.78392 | 0.91855 | 0.00799 | 0.0005484 | 0.0007417 | 0.69909 | 1.9318 | 0.00563 | 0.0004482 | 0.0005928 | 0.72668 | 1.9227 | 0.00642 | 0.0004867 | 0.0006429 | 0.66667 | 2.4861 | 0.00529 | 0.0004556 | 0.0005869 | 0.71413 | 3.0573 | 0.00551 | 0.0004655 | 0.0005958 | 0.73333 | 3.0533 | 0.00605 | 0.0004904 | 0.0006307 | 0.75023 | 3.5786 | 0.00572 | 0.0005005 | 0.0006305 | 0.76475 | 3.5746 | 0.00619 | 0.0005229 | 0.0006622 | 0.77782 | 3.5696 | 0.00665 | 0.0005446 | 0.000693 | 0.78956 | 4.1251 | 0.00615 | 0.0005138 | 0.0006469 | 0.7503 | 4.7663 | 0.00593 | 0.0005489 | 0.0006858 | 0.76212 | 4.7692 | 0.00631 | 0.0005677 | 0.0007129 | 0.72757 | 4.7597 | 0.0064 | 0.0005817 | 0.0007307 | 0.70878 | 6.1023 | 0.00565 | 0.0006085 | 0.0007296 | 0.66711 | 6.5889 | 0.00575 | 0.0006095 | 0.0007443 | 0.71487 | 7.3995 | 0.0055 | 0.0005294 | 0.0006558 | 0.69023 | 7.3712 | 0.00558 | 0.0005393 | 0.0006684 | 0.70374 | 8.6479 | 0.00558 | 0.000555 | 0.0006863 | 0.71492 | 9.005 | 0.00589 | 0.0005629 | 0.0007014 | 0.74393 | 9.0573 | 0.0064 | 0.0005854 | 0.0007339 | 0.76457 | 9.7616 | 0.00616 | 0.0005846 | 0.0007346 | 0.75071 | 9.7366 | 0.00679 | 0.0006224 | 0.0007878 | 0.75069 | 10.7694 | 0.006 | 0.0005745 | 0.0007104 | 0.73939 | 10.7404 | 0.00656 | 0.0006075 | 0.0007565 | 0.72988 | 10.7113 | 0.00712 | 0.0006389 | 0.0008009 | 0.72996 | 11.569 | 0.00686 | 0.0006621 | 0.0008248 | 0.70077 | 11.4409 | 0.00698 | 0.0006755 | 0.0008426 | 0.7361 | 12.4031 | 0.00672 | 0.0006438 | 0.0007964 | 0.72197 | 12.3783 | 0.00669 | 0.0006665 | 0.0008157 | 0.71512 | 13.8185 | 0.00696 | 0.0007472 | 0.000909 | 0.69043 | 14.3007 | 0.00778 | 0.00102 | 0.00122 | 0.70392 | 14.3705 | 0.0087 | 0.00108 | 0.0013 | 0.71508 | 14.9744 | 0.00752 | 0.0008093 | 0.0009883 | 0.69308 | 14.8169 | 0.00763 | 0.0008217 | 0.001 | 0.70391 | 14.831 | 0.00709 | 0.0007137 | 0.0008802 | 0.71505 | 14.9109 | 0.00785 | 0.0007524 | 0.0009356 | 0.71506 | 16.5319 | 0.00762 | 0.0008548 | 0.00103 | 0.76472 | 16.8869 | 0.00814 | 0.0008724 | 0.00106 | 0.73245 | 16.5035 | 0.00869 | 0.000825 | 0.00103 | 0.69693 | 16.4138 | 0.0083 | 0.0008429 | 0.00104 | 0.74151 | 16.8482 | 0.00882 | 0.0008594 | 0.00107 | 0.70585 | 17.8986 | 0.00777 | 0.0008113 | 0.0009988 | 0.71504 | 17.9784 | 0.00844 | 0.0008457 | 0.00105 | 0.6984 | 17.8412 | 0.00854 | 0.0008549 | 0.00106 | 0.67487 | 17.3359 | 0.00821 | 0.0008071 | 0.001 | 0.66737 | 16.3647 | 0.00859 | 0.0008662 | 0.00107 | 0.67773 | 16.484 | 0.00926 | 0.0008983 | 0.00112 | 0.69963 | 18.1364 | 0.00893 | 0.0009026 | 0.00112 | 0.70724 | 19.062 | 0.00827 | 0.0008265 | 0.00102 | 0.65479 | 21.1966 | 0.00862 | 0.0009246 | 0.00113 | 0.64276 | 21.0304 | 0.0087 | 0.0009322 | 0.00114 | 0.7092 | 23.2279 | 0.01027 | 0.00102 | 0.00127 | 0.72636 | 25.561 | 0.00903 | 0.0008451 | 0.00105 | 0.69819 | 25.1207 | 0.00921 | 0.0008593 | 0.00107 | 0.7358 | 25.7008 | 0.00999 | 0.0008884 | 0.00111 | 0.78065 | 22.6832 | 0.01161 | 0.00105 | 0.00132 | 0.76436 | 23.107 | 0.01132 | 0.00104 | 0.0013 | 0.75507 | 28.1531 | 0.01109 | 0.0009733 | 0.00123 | 0.78821 | 30.6418 | 0.0108 | 0.0009126 | 0.00115 | 0.76953 | 29.6505 | 0.0113 | 0.000973 | 0.00123 | 0.82897 | 32.0602 | 0.01205 | 0.00102 | 0.00128 | 0.7577 | 32.4821 | 0.0116 | 0.0009353 | 0.00118 | 0.76155 | 33.6016 | 0.01221 | 0.00108 | 0.00135 | 0.76932 | 34.8354 | 0.01178 | 0.00095 | 0.0012 | 0.76562 | 34.0699 | 0.01165 | 0.0009227 | 0.00117 | 0.73264 | 36.0066 | 0.01211 | 0.0009854 | 0.00124 | 0.72327 | 37.0117 | 0.01205 | 0.000986 | 0.00124 | 0.71413 | 36.7596 | 0.01212 | 0.0009908 | 0.00125
0.79365 | 0.10199 | 0.00731 | 0.0006585 | 0.00101 | 0.84409 | 0.098579 | 0.01634 | 0.00107 | 0.00173 | 0.82891 | 0.099577 | 0.0241 | 0.00143 | 0.0022 | 0.82891 | 0.41348 | 0.00656 | 0.0004603 | 0.0006512 | 0.81189 | 0.4178 | 0.00855 | 0.0005527 | 0.0007801 | 0.85519 | 0.88748 | 0.00874 | 0.0005679 | 0.0007712 | 0.79896 | 1.8955 | 0.00634 | 0.0004683 | 0.00062 | 0.81751 | 1.8885 | 0.00714 | 0.0005054 | 0.0006688 | 0.75 | 2.4568 | 0.00584 | 0.000469 | 0.0006073 | 0.78555 | 3.0409 | 0.00595 | 0.0004749 | 0.0006113 | 0.8 | 3.0369 | 0.00649 | 0.0004994 | 0.0006456 | 0.81275 | 3.5582 | 0.0061 | 0.0005075 | 0.0006428 | 0.82358 | 3.5542 | 0.00657 | 0.0005296 | 0.0006741 | 0.83338 | 3.5502 | 0.00704 | 0.000551 | 0.0007046 | 0.84219 | 4.1027 | 0.00648 | 0.0005193 | 0.0006568 | 0.80032 | 4.7767 | 0.00621 | 0.0005534 | 0.0006948 | 0.80976 | 4.7787 | 0.00659 | 0.0005721 | 0.0007217 | 0.77304 | 4.7721 | 0.00669 | 0.0005861 | 0.0007394 | 0.75047 | 6.1186 | 0.00587 | 0.0006115 | 0.0007362 | 0.74123 | 6.6484 | 0.00616 | 0.0006165 | 0.0007569 | 0.80423 | 7.4737 | 0.00596 | 0.000538 | 0.0006694 | 0.7765 | 7.4543 | 0.00603 | 0.0005478 | 0.0006822 | 0.78193 | 8.7627 | 0.00597 | 0.0005618 | 0.000698 | 0.78641 | 9.1238 | 0.00627 | 0.0005693 | 0.0007127 | 0.81156 | 9.1593 | 0.00678 | 0.0005914 | 0.0007446 | 0.83407 | 9.8725 | 0.00651 | 0.0005902 | 0.0007448 | 0.81327 | 9.8426 | 0.00714 | 0.0006277 | 0.0007977 | 0.81325 | 10.9369 | 0.00631 | 0.0005794 | 0.0007196 | 0.79627 | 10.898 | 0.00687 | 0.0006122 | 0.0007656 | 0.78202 | 10.8591 | 0.00743 | 0.0006434 | 0.0008097 | 0.7821 | 11.7663 | 0.00715 | 0.0006663 | 0.0008334 | 0.75083 | 11.6481 | 0.00727 | 0.0006799 | 0.0008515 | 0.78518 | 12.5804 | 0.007 | 0.0006476 | 0.000804 | 0.7701 | 12.5754 | 0.00696 | 0.0006704 | 0.0008237 | 0.80451 | 14.2123 | 0.00744 | 0.000755 | 0.0009229 | 0.77673 | 14.7434 | 0.00824 | 0.00103 | 0.00123 | 0.78213 | 14.764 | 0.00917 | 0.00109 | 0.00132 | 0.79453 | 15.4876 | 0.00796 | 0.0008163 | 0.001 | 0.77008 | 15.3399 | 0.00808 | 0.0008288 | 0.00102 | 0.78212 | 15.3336 | 0.00754 | 0.0007216 | 0.0008945 | 0.78656 | 15.3642 | 0.0083 | 0.0007598 | 0.0009491 | 0.78657 | 17.0445 | 0.00803 | 0.0008607 | 0.00104 | 0.83424 | 17.3504 | 0.00853 | 0.0008779 | 0.00107 | 0.79349 | 16.9865 | 0.0091 | 0.0008312 | 0.00104 | 0.76028 | 17.0155 | 0.00871 | 0.0008496 | 0.00106 | 0.8033 | 17.4008 | 0.00921 | 0.0008655 | 0.00108 | 0.77002 | 18.4 | 0.00814 | 0.0008172 | 0.00101 | 0.77463 | 18.4305 | 0.00882 | 0.0008514 | 0.00106 | 0.7566 | 18.3031 | 0.00892 | 0.0008606 | 0.00107 | 0.73111 | 17.9064 | 0.00859 | 0.0008138 | 0.00101 | 0.72299 | 16.9646 | 0.009 | 0.0008737 | 0.00109 | 0.72987 | 17.0346 | 0.00967 | 0.0009054 | 0.00114 | 0.75345 | 18.6669 | 0.0093 | 0.0009087 | 0.00113 | 0.76164 | 19.6722 | 0.00862 | 0.0008323 | 0.00103 | 0.74833 | 22.414 | 0.00924 | 0.0009364 | 0.00115 | 0.73459 | 22.2375 | 0.00932 | 0.0009441 | 0.00116 | 0.788 | 24.4065 | 0.01083 | 0.00103 | 0.00129 | 0.80706 | 26.7095 | 0.00955 | 0.0008542 | 0.00107 | 0.77577 | 26.2784 | 0.00973 | 0.0008688 | 0.00109 | 0.80938 | 26.7412 | 0.01051 | 0.0008971 | 0.00113 | 0.85162 | 23.6231 | 0.0122 | 0.00106 | 0.00134 | 0.83384 | 24.0348 | 0.01189 | 0.00105 | 0.00132 | 0.818 | 29.2605 | 0.01156 | 0.0009814 | 0.00124 | 0.84884 | 31.6102 | 0.01124 | 0.0009196 | 0.00116 | 0.82873 | 30.7474 | 0.01175 | 0.0009806 | 0.00124 | 0.88423 | 33.059 | 0.01247 | 0.00102 | 0.0013 | 0.80821 | 33.5566 | 0.01201 | 0.0009424 | 0.0012 | 0.81232 | 34.6756 | 0.01261 | 0.00108 | 0.00137 | 0.8174 | 35.8794 | 0.01216 | 0.0009564 | 0.00122 | 0.81347 | 35.1332 | 0.01204 | 0.0009296 | 0.00118 | 0.77574 | 37.0666 | 0.01249 | 0.0009918 | 0.00126 | 0.76581 | 38.1502 | 0.01241 | 0.0009924 | 0.00126 | 0.75614 | 37.8978 | 0.01248 | 0.0009972 | 0.00126
0.89286 | 0.095543 | 0.00865 | 0.0007494 | 0.00116 | 0.89374 | 0.095504 | 0.01772 | 0.00113 | 0.00185 | 0.9118 | 0.094439 | 0.02758 | 0.00159 | 0.00245 | 0.9118 | 0.39375 | 0.0074 | 0.0004928 | 0.0007029 | 0.87434 | 0.40248 | 0.00938 | 0.0005797 | 0.0008251 | 0.92645 | 0.85783 | 0.00952 | 0.0005879 | 0.0008014 | 0.89883 | 1.8573 | 0.00706 | 0.0004879 | 0.0006466 | 0.90835 | 1.8543 | 0.00786 | 0.0005238 | 0.0006941 | 0.83333 | 2.4235 | 0.00639 | 0.0004821 | 0.000627 | 0.85696 | 3.0206 | 0.0064 | 0.0004841 | 0.0006263 | 0.86667 | 3.0176 | 0.00694 | 0.0005082 | 0.0006601 | 0.87527 | 3.5348 | 0.00648 | 0.0005144 | 0.0006548 | 0.8824 | 3.5329 | 0.00695 | 0.0005362 | 0.0006857 | 0.88894 | 3.5299 | 0.00742 | 0.0005574 | 0.0007158 | 0.89483 | 4.0803 | 0.00682 | 0.0005246 | 0.0006665 | 0.85034 | 4.7833 | 0.0065 | 0.0005578 | 0.0007035 | 0.85739 | 4.7833 | 0.00688 | 0.0005763 | 0.0007301 | 0.81852 | 4.7797 | 0.00697 | 0.0005903 | 0.0007479 | 0.83385 | 6.1364 | 0.00632 | 0.0006189 | 0.0007487 | 0.83389 | 6.6908 | 0.00667 | 0.0006256 | 0.0007715 | 0.89359 | 7.5171 | 0.00641 | 0.000546 | 0.0006821 | 0.86278 | 7.5057 | 0.00649 | 0.0005558 | 0.0006949 | 0.86013 | 8.8459 | 0.00636 | 0.0005681 | 0.0007088 | 0.8579 | 9.2159 | 0.00664 | 0.0005753 | 0.0007233 | 0.87919 | 9.2386 | 0.00715 | 0.0005971 | 0.0007547 | 0.90358 | 9.9566 | 0.00685 | 0.0005954 | 0.0007544 | 0.87583 | 9.9268 | 0.00749 | 0.0006327 | 0.000807 | 0.87581 | 11.0848 | 0.00662 | 0.000584 | 0.0007283 | 0.85315 | 11.036 | 0.00718 | 0.0006166 | 0.0007741 | 0.83415 | 10.9871 | 0.00774 | 0.0006477 | 0.000818 | 0.83424 | 11.954 | 0.00743 | 0.0006703 | 0.0008415 | 0.80088 | 11.8357 | 0.00756 | 0.000684 | 0.0008598 | 0.88332 | 12.8858 | 0.00753 | 0.0006568 | 0.0008182 | 0.86637 | 12.9204 | 0.0075 | 0.0006796 | 0.0008384 | 0.89389 | 14.5472 | 0.00791 | 0.0007621 | 0.0009353 | 0.86304 | 15.1075 | 0.0087 | 0.00103 | 0.00124 | 0.86034 | 15.0985 | 0.00962 | 0.00109 | 0.00133 | 0.87399 | 15.9419 | 0.00839 | 0.0008226 | 0.00101 | 0.84709 | 15.794 | 0.00852 | 0.0008352 | 0.00103 | 0.86033 | 15.7975 | 0.00797 | 0.0007286 | 0.0009074 | 0.85806 | 15.7785 | 0.00873 | 0.0007665 | 0.0009615 | 0.85807 | 17.4981 | 0.00842 | 0.000866 | 0.00105 | 0.90376 | 17.7548 | 0.00892 | 0.0008828 | 0.00108 | 0.85452 | 17.4303 | 0.00949 | 0.0008369 | 0.00105 | 0.82364 | 17.5683 | 0.0091 | 0.0008556 | 0.00107 | 0.86509 | 17.9145 | 0.0096 | 0.0008711 | 0.0011 | 0.83419 | 18.8326 | 0.00851 | 0.0008226 | 0.00102 | 0.83422 | 18.8336 | 0.00918 | 0.0008565 | 0.00107 | 0.8148 | 18.706 | 0.00928 | 0.0008658 | 0.00108 | 0.78735 | 18.458 | 0.00897 | 0.0008198 | 0.00103 | 0.7786 | 17.5458 | 0.00939 | 0.0008804 | 0.0011 | 0.83413 | 18.099 | 0.01044 | 0.0009209 | 0.00116 | 0.86109 | 19.6311 | 0.01001 | 0.000922 | 0.00116 | 0.87045 | 20.7858 | 0.00929 | 0.000845 | 0.00105 | 0.84187 | 23.4959 | 0.00983 | 0.0009464 | 0.00117 | 0.82641 | 23.319 | 0.00992 | 0.0009542 | 0.00118 | 0.8668 | 25.4986 | 0.01138 | 0.00104 | 0.0013 | 0.88777 | 27.7513 | 0.01005 | 0.0008623 | 0.00108 | 0.85334 | 27.3196 | 0.01024 | 0.0008771 | 0.0011 | 0.88296 | 27.6944 | 0.011 | 0.0009048 | 0.00115 | 0.92259 | 24.5157 | 0.01276 | 0.00107 | 0.00136 | 0.90333 | 24.9155 | 0.01245 | 0.00106 | 0.00134 | 0.88092 | 30.2806 | 0.01202 | 0.0009887 | 0.00126 | 0.90948 | 32.5212 | 0.01166 | 0.000926 | 0.00118 | 0.88792 | 31.767 | 0.01219 | 0.0009874 | 0.00126 | 0.9395 | 33.9999 | 0.01287 | 0.00103 | 0.00131 | 0.85872 | 34.5636 | 0.01241 | 0.0009489 | 0.00121 | 0.86309 | 35.6722 | 0.01299 | 0.00109 | 0.00138 | 0.86548 | 36.8559 | 0.01254 | 0.0009622 | 0.00123 | 0.86133 | 36.1391 | 0.01243 | 0.0009358 | 0.00119 | 0.86193 | 39.0143 | 0.0132 | 0.00101 | 0.00128 | 0.8509 | 40.2554 | 0.0131 | 0.00101 | 0.00128 | 0.84016 | 40.0024 | 0.01318 | 0.00101 | 0.00129
0.99206 | 0.090026 | 0.01008 | 0.0008427 | 0.00132 | 0.99305 | 0.089976 | 0.02062 | 0.00129 | 0.00209 | 0.99469 | 0.089902 | 0.03124 | 0.00176 | 0.00271 | 0.99469 | 0.37612 | 0.00827 | 0.0005262 | 0.0007568 | 0.9368 | 0.38826 | 0.01024 | 0.0006073 | 0.0008715 | 0.99772 | 0.82968 | 0.01033 | 0.0006084 | 0.0008322 | 0.9987 | 1.8191 | 0.0078 | 0.0005073 | 0.0006729 | 0.99918 | 1.8191 | 0.0086 | 0.000542 | 0.0007192 | 0.91667 | 2.3892 | 0.00696 | 0.0004949 | 0.0006463 | 0.92837 | 2.9983 | 0.00685 | 0.0004931 | 0.0006409 | 0.93333 | 2.9963 | 0.00739 | 0.0005167 | 0.0006742 | 0.93779 | 3.5115 | 0.00687 | 0.0005211 | 0.0006665 | 0.94123 | 3.5106 | 0.00734 | 0.0005427 | 0.0006971 | 0.9445 | 3.5086 | 0.00781 | 0.0005637 | 0.0007269 | 0.94747 | 4.058 | 0.00715 | 0.0005299 | 0.0006761 | 0.90036 | 4.7848 | 0.00678 | 0.000562 | 0.0007119 | 0.95265 | 4.7825 | 0.00745 | 0.0005872 | 0.0007463 | 0.90946 | 4.7849 | 0.00754 | 0.000601 | 0.0007641 | 0.93809 | 6.1372 | 0.00687 | 0.0006285 | 0.0007634 | 0.92654 | 6.7095 | 0.00718 | 0.0006341 | 0.000785 | 0.98295 | 7.5379 | 0.00686 | 0.0005537 | 0.0006941 | 0.94906 | 7.5324 | 0.00694 | 0.0005634 | 0.0007069 | 0.93832 | 8.9033 | 0.00674 | 0.0005741 | 0.000719 | 0.92939 | 9.2853 | 0.007 | 0.0005809 | 0.0007332 | 0.94682 | 9.3001 | 0.00751 | 0.0006025 | 0.0007642 | 0.97309 | 10.02 | 0.00719 | 0.0006004 | 0.0007633 | 0.93839 | 9.9912 | 0.00783 | 0.0006375 | 0.0008158 | 0.93837 | 11.2029 | 0.00693 | 0.0005883 | 0.0007365 | 0.91002 | 11.1541 | 0.00749 | 0.0006209 | 0.0007821 | 0.93842 | 11.2037 | 0.00836 | 0.0006585 | 0.0008334 | 0.93852 | 12.26 | 0.00799 | 0.00068 | 0.0008565 | 0.90099 | 12.1515 | 0.00813 | 0.0006937 | 0.000875 | 0.98147 | 13.1421 | 0.00805 | 0.0006652 | 0.000831 | 0.96263 | 13.2063 | 0.00802 | 0.000688 | 0.0008517 | 0.98328 | 14.833 | 0.00838 | 0.0007686 | 0.0009466 | 0.94934 | 15.4325 | 0.00914 | 0.00104 | 0.00125 | 0.93856 | 15.3939 | 0.01006 | 0.0011 | 0.00134 | 0.95344 | 16.337 | 0.00882 | 0.0008283 | 0.00102 | 0.9241 | 16.199 | 0.00894 | 0.000841 | 0.00104 | 0.93854 | 16.2022 | 0.0084 | 0.000735 | 0.000919 | 0.92957 | 16.1636 | 0.00916 | 0.0007727 | 0.0009727 | 0.92958 | 17.9026 | 0.0088 | 0.0008709 | 0.00106 | 0.97328 | 18.1299 | 0.0093 | 0.0008874 | 0.00109 | 0.9766 | 18.2401 | 0.01025 | 0.0008504 | 0.00107 | 0.887 | 18.0821 | 0.00948 | 0.0008611 | 0.00108 | 0.98868 | 18.8338 | 0.01034 | 0.0008839 | 0.00112 | 0.89836 | 19.2161 | 0.00886 | 0.0008276 | 0.00103 | 0.95339 | 19.512 | 0.00989 | 0.0008686 | 0.00109 | 0.9312 | 19.4042 | 0.01 | 0.000878 | 0.0011 | 0.89983 | 19.474 | 0.00968 | 0.0008335 | 0.00105 | 0.88983 | 18.6311 | 0.01014 | 0.0008952 | 0.00113 | 0.9384 | 19.0765 | 0.01117 | 0.0009341 | 0.00118 | 0.96872 | 20.4684 | 0.01068 | 0.0009336 | 0.00118 | 0.97925 | 21.8027 | 0.00993 | 0.0008559 | 0.00107 | 0.93541 | 24.4809 | 0.01039 | 0.0009551 | 0.00119 | 0.91823 | 24.3038 | 0.01049 | 0.000963 | 0.0012 | 0.9456 | 26.5233 | 0.0119 | 0.00104 | 0.00132 | 0.96848 | 28.7059 | 0.01053 | 0.0008696 | 0.0011 | 0.93092 | 28.2736 | 0.01073 | 0.0008845 | 0.00112 | 0.95654 | 28.5699 | 0.01149 | 0.0009117 | 0.00116 | 0.99356 | 25.3605 | 0.01331 | 0.00108 | 0.00138 | 0.97282 | 25.7587 | 0.01298 | 0.00107 | 0.00136 | 0.94384 | 31.2231 | 0.01246 | 0.0009953 | 0.00127 | 0.97011 | 33.3542 | 0.01207 | 0.0009319 | 0.00119 | 0.94712 | 32.7288 | 0.01261 | 0.0009937 | 0.00127 | 0.99476 | 34.9027 | 0.01327 | 0.00104 | 0.00132 | 0.90924 | 35.5228 | 0.0128 | 0.0009548 | 0.00122 | 0.91386 | 36.6111 | 0.01337 | 0.00109 | 0.00139 | 0.96164 | 38.665 | 0.01326 | 0.0009754 | 0.00125 | 0.95703 | 38.0173 | 0.01316 | 0.0009498 | 0.00122 | 0.96967 | 41.2004 | 0.01405 | 0.00102 | 0.00131 | 0.95727 | 42.6088 | 0.01392 | 0.00102 | 0.00131 | 0.94518 | 42.3553 | 0.01401 | 0.00103 | 0.00131
1.0913 | 0.086031 | 0.01159 | 0.0009381 | 0.00149 | 1.1172 | 0.085028 | 0.02446 | 0.00151 | 0.00241 | 1.0776 | 0.086586 | 0.03507 | 0.00192 | 0.00297 | 1.0776 | 0.3602 | 0.00919 | 0.0005606 | 0.0008129 | 0.99925 | 0.37524 | 0.01112 | 0.0006357 | 0.0009194 | 1.1403 | 0.7782 | 0.01202 | 0.0006721 | 0.0008962 | 1.0986 | 1.7819 | 0.00855 | 0.0005265 | 0.0006989 | 1.09 | 1.785 | 0.00936 | 0.0005601 | 0.0007441 | 1 | 2.355 | 0.00753 | 0.0005076 | 0.0006653 | 0.99979 | 2.973 | 0.00731 | 0.0005019 | 0.0006553 | 1 | 2.9731 | 0.00785 | 0.0005252 | 0.000688 | 1.0003 | 3.4872 | 0.00726 | 0.0005277 | 0.000678 | 1.0001 | 3.4873 | 0.00773 | 0.0005491 | 0.0007082 | 1.0001 | 3.4873 | 0.00819 | 0.0005699 | 0.0007377 | 1.0527 | 4.0154 | 0.00782 | 0.0005444 | 0.0006948 | 1.0004 | 4.7781 | 0.00735 | 0.000573 | 0.0007281 | 1.0717 | 4.7667 | 0.00816 | 0.0006018 | 0.0007655 | 1.0231 | 4.7751 | 0.00825 | 0.0006155 | 0.0007833 | 1.0423 | 6.1222 | 0.00742 | 0.0006377 | 0.0007773 | 1.0192 | 6.7114 | 0.00769 | 0.0006422 | 0.0007978 | 1.0723 | 7.5418 | 0.00731 | 0.000561 | 0.0007054 | 1.0353 | 7.5423 | 0.00739 | 0.0005707 | 0.0007183 | 1.0165 | 8.943 | 0.00712 | 0.0005797 | 0.0007286 | 1.0009 | 9.3389 | 0.00737 | 0.0005864 | 0.0007426 | 1.0144 | 9.3468 | 0.00788 | 0.0006077 | 0.0007732 | 1.0426 | 10.0646 | 0.00753 | 0.0006052 | 0.0007719 | 1.001 | 10.0458 | 0.00817 | 0.0006421 | 0.0008241 | 1.0009 | 11.3112 | 0.00723 | 0.0005925 | 0.0007443 | 1.0238 | 11.351 | 0.00809 | 0.0006316 | 0.000797 | 1.0427 | 11.3809 | 0.00896 | 0.0006686 | 0.0008474 | 1.0428 | 12.5167 | 0.00854 | 0.0006888 | 0.00087 | 1.0011 | 12.4181 | 0.00868 | 0.0007026 | 0.0008887 | 1.0796 | 13.3489 | 0.00857 | 0.000673 | 0.0008428 | 1.0589 | 13.4628 | 0.00853 | 0.0006958 | 0.0008639 | 1.0727 | 15.0793 | 0.00883 | 0.0007747 | 0.0009569 | 1.0356 | 15.7082 | 0.00958 | 0.00104 | 0.00126 | 1.0168 | 15.6499 | 0.0105 | 0.0011 | 0.00135 | 1.0329 | 16.6828 | 0.00923 | 0.0008336 | 0.00103 | 1.0011 | 16.5447 | 0.00936 | 0.0008463 | 0.00105 | 1.0168 | 16.5677 | 0.00881 | 0.0007409 | 0.0009298 | 1.0011 | 16.4993 | 0.00957 | 0.0007783 | 0.0009832 | 1.0011 | 18.2678 | 0.00918 | 0.0008755 | 0.00107 | 1.1123 | 18.7717 | 0.01004 | 0.0008987 | 0.0011 | 1.0987 | 18.9419 | 0.01099 | 0.0008623 | 0.00109 | 1.0137 | 19.0017 | 0.01022 | 0.0008737 | 0.0011 | 1.1123 | 19.6253 | 0.01104 | 0.0008951 | 0.00113 | 1.0267 | 19.8753 | 0.00956 | 0.0008394 | 0.00105 | 1.0726 | 20.0827 | 0.01058 | 0.0008794 | 0.00111 | 1.0476 | 19.9748 | 0.01069 | 0.0008889 | 0.00112 | 1.0123 | 20.3928 | 0.01036 | 0.0008453 | 0.00107 | 1.0011 | 19.6293 | 0.01085 | 0.0009078 | 0.00115 | 1.0427 | 19.9762 | 0.01186 | 0.0009456 | 0.0012 | 1.0764 | 21.228 | 0.01134 | 0.0009438 | 0.00119 | 1.0881 | 22.7219 | 0.01054 | 0.0008655 | 0.00109 | 1.029 | 25.3683 | 0.01094 | 0.0009628 | 0.0012 | 1.0101 | 25.201 | 0.01104 | 0.0009709 | 0.00121 | 1.0244 | 27.4701 | 0.0124 | 0.00105 | 0.00133 | 1.0492 | 29.5825 | 0.01099 | 0.0008761 | 0.00111 | 1.0085 | 29.1498 | 0.0112 | 0.0008913 | 0.00113 | 1.0301 | 29.3773 | 0.01196 | 0.0009181 | 0.00117 | 1.0645 | 26.1771 | 0.01383 | 0.00109 | 0.00139 | 1.0423 | 26.5638 | 0.0135 | 0.00108 | 0.00138 | 1.0068 | 32.1074 | 0.01289 | 0.001 | 0.00128 | 1.0307 | 34.139 | 0.01248 | 0.0009373 | 0.0012 | 1.0063 | 33.6324 | 0.01302 | 0.0009994 | 0.00128 | 1.1053 | 36.5528 | 0.01403 | 0.00105 | 0.00134 | 1.0103 | 37.2868 | 0.01355 | 0.0009683 | 0.00125 | 1.0154 | 38.3344 | 0.01409 | 0.00111 | 0.00141 | 1.0819 | 40.6829 | 0.01411 | 0.000991 | 0.00127 | 1.0767 | 40.1241 | 0.01403 | 0.0009663 | 0.00124 | 1.0774 | 43.1559 | 0.01485 | 0.00104 | 0.00133 | 1.0636 | 44.7222 | 0.0147 | 0.00104 | 0.00133 | 1.0502 | 44.4681 | 0.01479 | 0.00104 | 0.00134
1.1905 | 0.082146 | 0.01316 | 0.00104 | 0.00166 | 1.2413 | 0.080372 | 0.02853 | 0.00173 | 0.00274 | 1.1605 | 0.083341 | 0.03904 | 0.00209 | 0.00325 | 1.1605 | 0.34569 | 0.01015 | 0.0005959 | 0.0008711 | 1.1242 | 0.35191 | 0.01299 | 0.0007185 | 0.00102 | 1.2828 | 0.73253 | 0.01382 | 0.0007373 | 0.0009636 | 1.1984 | 1.7448 | 0.00933 | 0.0005456 | 0.0007249 | 1.1809 | 1.7508 | 0.01013 | 0.0005781 | 0.0007689 | 1.0833 | 2.3208 | 0.00811 | 0.0005201 | 0.0006841 | 1.0712 | 2.9468 | 0.00777 | 0.0005106 | 0.0006694 | 1.0667 | 2.9489 | 0.00831 | 0.0005335 | 0.0007017 | 1.0628 | 3.462 | 0.00765 | 0.0005343 | 0.0006894 | 1.0589 | 3.464 | 0.00812 | 0.0005555 | 0.0007193 | 1.1112 | 3.4429 | 0.00898 | 0.0005873 | 0.0007591 | 1.1843 | 3.9638 | 0.00868 | 0.0005647 | 0.0007176 | 1.1255 | 4.7554 | 0.00806 | 0.0005878 | 0.0007474 | 1.1908 | 4.7401 | 0.00887 | 0.0006159 | 0.0007839 | 1.1368 | 4.7534 | 0.00897 | 0.0006294 | 0.0008016 | 1.1465 | 6.0953 | 0.00798 | 0.0006467 | 0.0007905 | 1.1119 | 6.6995 | 0.00819 | 0.0006501 | 0.0008101 | 1.1617 | 7.5308 | 0.00777 | 0.0005681 | 0.0007163 | 1.1216 | 7.5373 | 0.00784 | 0.0005778 | 0.0007291 | 1.0947 | 8.9658 | 0.0075 | 0.0005852 | 0.0007378 | 1.0724 | 9.3776 | 0.00773 | 0.0005916 | 0.0007515 | 1.0821 | 9.3816 | 0.00824 | 0.0006127 | 0.0007819 | 1.1121 | 10.1034 | 0.00787 | 0.0006097 | 0.0007801 | 1.1261 | 10.1034 | 0.00884 | 0.0006542 | 0.0008398 | 1.126 | 11.4883 | 0.00782 | 0.0006031 | 0.0007588 | 1.1375 | 11.4985 | 0.00869 | 0.0006416 | 0.0008107 | 1.147 | 11.5186 | 0.00955 | 0.000678 | 0.0008604 | 1.1471 | 12.7139 | 0.00908 | 0.000697 | 0.0008823 | 1.1012 | 12.6353 | 0.00922 | 0.0007108 | 0.0009013 | 1.1778 | 13.5262 | 0.00907 | 0.0006803 | 0.0008538 | 1.1552 | 13.6699 | 0.00903 | 0.000703 | 0.0008752 | 1.1621 | 15.2862 | 0.00928 | 0.0007803 | 0.0009666 | 1.1219 | 15.9546 | 0.01001 | 0.00105 | 0.00127 | 1.095 | 15.8764 | 0.01093 | 0.00111 | 0.00136 | 1.1123 | 16.9891 | 0.00963 | 0.0008384 | 0.00104 | 1.0781 | 16.8609 | 0.00977 | 0.0008513 | 0.00106 | 1.095 | 16.9038 | 0.00922 | 0.0007464 | 0.0009397 | 1.1441 | 17.1022 | 0.01038 | 0.0007927 | 0.001 | 1.1441 | 18.8998 | 0.00991 | 0.0008866 | 0.00109 | 1.2514 | 19.2951 | 0.01075 | 0.0009088 | 0.00112 | 1.2207 | 19.5552 | 0.01169 | 0.000873 | 0.0011 | 1.1404 | 19.7933 | 0.01092 | 0.0008848 | 0.00112 | 1.2358 | 20.3183 | 0.01172 | 0.000905 | 0.00115 | 1.155 | 20.4166 | 0.01023 | 0.0008499 | 0.00107 | 1.1917 | 20.5551 | 0.01125 | 0.0008892 | 0.00112 | 1.164 | 20.447 | 0.01136 | 0.0008988 | 0.00113 | 1.1248 | 21.2236 | 0.01102 | 0.0008557 | 0.00108 | 1.1123 | 20.5495 | 0.01153 | 0.0009188 | 0.00117 | 1.1469 | 20.8176 | 0.01253 | 0.0009557 | 0.00122 | 1.184 | 21.8992 | 0.01197 | 0.000953 | 0.00121 | 1.1969 | 23.5629 | 0.01113 | 0.000874 | 0.0011 | 1.1225 | 26.1976 | 0.01147 | 0.0009698 | 0.00121 | 1.1019 | 26.0201 | 0.01157 | 0.0009779 | 0.00123 | 1.1032 | 28.3486 | 0.01289 | 0.00106 | 0.00134 | 1.1299 | 30.3808 | 0.01145 | 0.0008821 | 0.00112 | 1.0861 | 29.9577 | 0.01166 | 0.0008974 | 0.00114 | 1.1037 | 30.1361 | 0.01241 | 0.0009239 | 0.00118 | 1.1355 | 26.9651 | 0.01435 | 0.0011 | 0.00141 | 1.1118 | 27.3305 | 0.01401 | 0.00109 | 0.00139 | 1.0697 | 32.9334 | 0.01331 | 0.00101 | 0.0013 | 1.0914 | 34.8852 | 0.01287 | 0.0009424 | 0.00121 | 1.0655 | 34.4777 | 0.01342 | 0.001 | 0.00129 | 1.2435 | 38.4021 | 0.01493 | 0.00106 | 0.00136 | 1.1365 | 39.2497 | 0.01444 | 0.0009845 | 0.00127 | 1.1423 | 40.2266 | 0.01496 | 0.00112 | 0.00144 | 1.2021 | 42.4582 | 0.01493 | 0.001 | 0.0013 | 1.1963 | 42.0085 | 0.01486 | 0.0009807 | 0.00127 | 1.1852 | 44.9084 | 0.01562 | 0.00105 | 0.00135 | 1.17 | 46.6329 | 0.01544 | 0.00105 | 0.00135 | 1.1552 | 46.3784 | 0.01554 | 0.00105 | 0.00136
1.2897 | 0.078792 | 0.01482 | 0.00113 | 0.00184 | 1.3654 | 0.076466 | 0.03282 | 0.00194 | 0.00309 | 1.2434 | 0.080306 | 0.04317 | 0.00225 | 0.00353 | 1.2434 | 0.33257 | 0.01115 | 0.0006321 | 0.0009314 | 1.2491 | 0.33168 | 0.01497 | 0.0008023 | 0.00113 | 1.4253 | 0.69198 | 0.01573 | 0.0008042 | 0.00103 | 1.2983 | 1.7077 | 0.01011 | 0.0005647 | 0.000751 | 1.2717 | 1.7177 | 0.01091 | 0.0005961 | 0.0007938 | 1.1667 | 2.2866 | 0.0087 | 0.0005326 | 0.0007027 | 1.1426 | 2.9196 | 0.00823 | 0.0005192 | 0.0006833 | 1.1333 | 2.9237 | 0.00877 | 0.0005418 | 0.0007151 | 1.1254 | 3.4367 | 0.00804 | 0.0005408 | 0.0007006 | 1.1765 | 3.4156 | 0.00891 | 0.0005734 | 0.000741 | 1.2501 | 3.3854 | 0.00998 | 0.0006119 | 0.0007851 | 1.3159 | 3.9133 | 0.00954 | 0.0005845 | 0.0007398 | 1.2505 | 4.7227 | 0.00878 | 0.0006022 | 0.0007659 | 1.3099 | 4.7045 | 0.00959 | 0.0006297 | 0.0008016 | 1.2505 | 4.7228 | 0.00969 | 0.0006429 | 0.0008192 | 1.2508 | 6.0606 | 0.00854 | 0.0006554 | 0.0008033 | 1.2045 | 6.6787 | 0.0087 | 0.0006578 | 0.0008218 | 1.251 | 7.511 | 0.00822 | 0.000575 | 0.0007267 | 1.2079 | 7.5214 | 0.00829 | 0.0005846 | 0.0007396 | 1.1729 | 8.9768 | 0.00788 | 0.0005905 | 0.0007466 | 1.1439 | 9.4045 | 0.0081 | 0.0005966 | 0.0007601 | 1.2173 | 9.4216 | 0.00896 | 0.0006264 | 0.0007983 | 1.2511 | 10.1312 | 0.00854 | 0.0006221 | 0.0007955 | 1.2512 | 10.1315 | 0.00951 | 0.0006657 | 0.0008544 | 1.2512 | 11.616 | 0.00841 | 0.0006131 | 0.0007721 | 1.2513 | 11.6163 | 0.00928 | 0.000651 | 0.0008234 | 1.2512 | 11.6166 | 0.01014 | 0.0006869 | 0.0008726 | 1.2514 | 12.8816 | 0.00961 | 0.0007047 | 0.0008938 | 1.2013 | 12.8128 | 0.00976 | 0.0007185 | 0.0009129 | 1.2759 | 13.6739 | 0.00957 | 0.0006872 | 0.0008641 | 1.2514 | 13.8573 | 0.00952 | 0.0007098 | 0.0008858 | 1.2515 | 15.4635 | 0.00972 | 0.0007857 | 0.0009756 | 1.2083 | 16.1614 | 0.01043 | 0.00105 | 0.00128 | 1.2514 | 16.2605 | 0.01178 | 0.00112 | 0.00137 | 1.2713 | 17.503 | 0.01042 | 0.000851 | 0.00106 | 1.2321 | 17.3846 | 0.01056 | 0.0008639 | 0.00108 | 1.2514 | 17.4772 | 0.01001 | 0.0007605 | 0.0009577 | 1.2871 | 17.5965 | 0.01117 | 0.0008057 | 0.00102 | 1.2871 | 19.4234 | 0.01062 | 0.0008967 | 0.0011 | 1.3904 | 19.7297 | 0.01145 | 0.0009181 | 0.00113 | 1.3428 | 20.0895 | 0.01238 | 0.0008827 | 0.00112 | 1.2671 | 20.4765 | 0.01159 | 0.0008946 | 0.00113 | 1.3594 | 20.9124 | 0.01238 | 0.000914 | 0.00116 | 1.2834 | 20.8695 | 0.01089 | 0.0008595 | 0.00108 | 1.3109 | 20.9488 | 0.0119 | 0.0008982 | 0.00113 | 1.2804 | 20.8605 | 0.01202 | 0.0009079 | 0.00115 | 1.2373 | 21.9659 | 0.01165 | 0.000865 | 0.0011 | 1.2235 | 21.3914 | 0.01217 | 0.0009285 | 0.00118 | 1.2512 | 21.5902 | 0.01317 | 0.0009648 | 0.00123 | 1.2916 | 22.5018 | 0.01258 | 0.0009613 | 0.00122 | 1.3057 | 24.3152 | 0.01169 | 0.0008817 | 0.00112 | 1.216 | 26.9484 | 0.01198 | 0.0009761 | 0.00123 | 1.1937 | 26.7708 | 0.01208 | 0.0009843 | 0.00124 | 1.182 | 29.1884 | 0.01336 | 0.00106 | 0.00135 | 1.2106 | 31.1305 | 0.01189 | 0.0008876 | 0.00113 | 1.1636 | 30.707 | 0.01211 | 0.000903 | 0.00115 | 1.1773 | 30.8262 | 0.01286 | 0.0009293 | 0.00119 | 1.2065 | 27.7045 | 0.01484 | 0.0011 | 0.00142 | 1.1813 | 28.0687 | 0.0145 | 0.00109 | 0.0014 | 1.1326 | 33.7008 | 0.01372 | 0.00101 | 0.00131 | 1.2126 | 36.2314 | 0.01364 | 0.0009547 | 0.00123 | 1.1839 | 36.0221 | 0.01419 | 0.00102 | 0.00131 | 1.3816 | 40.0168 | 0.0158 | 0.00108 | 0.00138 | 1.2628 | 40.9891 | 0.01528 | 0.0009987 | 0.00129 | 1.2692 | 41.8955 | 0.01579 | 0.00113 | 0.00146 | 1.3223 | 44.049 | 0.01572 | 0.00102 | 0.00131 | 1.3159 | 43.7086 | 0.01565 | 0.0009934 | 0.00129 | 1.2929 | 46.4965 | 0.01637 | 0.00106 | 0.00137 | 1.2764 | 48.3894 | 0.01616 | 0.00106 | 0.00137 | 1.2602 | 48.1346 | 0.01626 | 0.00106 | 0.00137
1.3889 | 0.075778 | 0.01654 | 0.00123 | 0.00202 | 1.4896 | 0.072992 | 0.03732 | 0.00216 | 0.00344 | 1.3263 | 0.077652 | 0.04745 | 0.00242 | 0.00382 | 1.3263 | 0.32056 | 0.01218 | 0.0006691 | 0.0009938 | 1.374 | 0.31406 | 0.01708 | 0.0008873 | 0.00124 | 1.5678 | 0.65603 | 0.01775 | 0.0008728 | 0.00111 | 1.3982 | 1.6726 | 0.01092 | 0.0005838 | 0.0007771 | 1.3625 | 1.6856 | 0.01171 | 0.0006141 | 0.0008187 | 1.25 | 2.2525 | 0.0093 | 0.000545 | 0.0007213 | 1.214 | 2.8914 | 0.0087 | 0.0005277 | 0.000697 | 1.2 | 2.8975 | 0.00924 | 0.00055 | 0.0007284 | 1.2504 | 3.3854 | 0.00884 | 0.0005593 | 0.0007227 | 1.3236 | 3.3552 | 0.00991 | 0.0005988 | 0.0007676 | 1.389 | 3.3281 | 0.01099 | 0.0006361 | 0.0008108 | 1.4475 | 3.8639 | 0.01042 | 0.000604 | 0.0007618 | 1.3756 | 4.6822 | 0.0095 | 0.0006163 | 0.0007837 | 1.429 | 4.6621 | 0.01032 | 0.0006432 | 0.0008188 | 1.3642 | 4.6854 | 0.01041 | 0.0006562 | 0.0008362 | 1.355 | 6.019 | 0.0091 | 0.000664 | 0.0008158 | 1.2972 | 6.65 | 0.00921 | 0.0006652 | 0.0008332 | 1.3404 | 7.4813 | 0.00867 | 0.0005818 | 0.0007369 | 1.2942 | 7.4977 | 0.00875 | 0.0005913 | 0.0007497 | 1.2511 | 8.9779 | 0.00826 | 0.0005956 | 0.0007551 | 1.2869 | 9.4296 | 0.00882 | 0.0006104 | 0.0007764 | 1.3526 | 9.431 | 0.00969 | 0.0006395 | 0.0008136 | 1.3901 | 10.1294 | 0.00921 | 0.0006339 | 0.0008099 | 1.3763 | 10.1299 | 0.01019 | 0.0006768 | 0.0008682 | 1.3763 | 11.704 | 0.009 | 0.0006226 | 0.0007846 | 1.365 | 11.6945 | 0.00986 | 0.0006599 | 0.0008354 | 1.3555 | 11.6949 | 0.01073 | 0.0006954 | 0.0008841 | 1.3556 | 13.0196 | 0.01014 | 0.0007119 | 0.0009046 | 1.3014 | 12.9507 | 0.01029 | 0.0007258 | 0.0009238 | 1.3741 | 13.7819 | 0.01007 | 0.0006938 | 0.0008739 | 1.3477 | 14.0051 | 0.01001 | 0.0007163 | 0.0008958 | 1.4302 | 15.729 | 0.0106 | 0.0008004 | 0.0009923 | 1.3809 | 16.5161 | 0.01126 | 0.00106 | 0.0013 | 1.4078 | 16.5659 | 0.01261 | 0.00113 | 0.00139 | 1.4302 | 17.8981 | 0.01119 | 0.0008624 | 0.00108 | 1.3862 | 17.7996 | 0.01134 | 0.0008754 | 0.00109 | 1.4078 | 17.9419 | 0.01078 | 0.0007732 | 0.0009737 | 1.4301 | 18.0018 | 0.01193 | 0.0008175 | 0.00103 | 1.4301 | 19.8382 | 0.01131 | 0.0009059 | 0.00111 | 1.5294 | 20.0852 | 0.01213 | 0.0009267 | 0.00114 | 1.4649 | 20.5447 | 0.01305 | 0.0008916 | 0.00113 | 1.3939 | 21.0607 | 0.01225 | 0.0009035 | 0.00115 | 1.483 | 21.4274 | 0.01303 | 0.0009223 | 0.00117 | 1.4117 | 21.2435 | 0.01154 | 0.0008685 | 0.00109 | 1.4301 | 21.2934 | 0.01255 | 0.0009067 | 0.00115 | 1.3968 | 21.205 | 0.01267 | 0.0009163 | 0.00116 | 1.3497 | 22.6393 | 0.01226 | 0.0008734 | 0.00111 | 1.3347 | 22.1545 | 0.0128 | 0.0009373 | 0.0012 | 1.3555 | 22.2939 | 0.01379 | 0.000973 | 0.00125 | 1.3993 | 23.0553 | 0.01318 | 0.000969 | 0.00124 | 1.4145 | 24.9986 | 0.01225 | 0.0008888 | 0.00113 | 1.3096 | 27.6403 | 0.01248 | 0.0009819 | 0.00124 | 1.2855 | 27.4626 | 0.01258 | 0.0009902 | 0.00125 | 1.2608 | 29.9593 | 0.01382 | 0.00107 | 0.00137 | 1.2913 | 31.8214 | 0.01232 | 0.0008928 | 0.00114 | 1.2412 | 31.3976 | 0.01255 | 0.0009083 | 0.00116 | 1.2509 | 31.4773 | 0.0133 | 0.0009344 | 0.0012 | 1.2774 | 28.4248 | 0.01533 | 0.00111 | 0.00143 | 1.2508 | 28.768 | 0.01498 | 0.0011 | 0.00142 | 1.2585 | 35.1089 | 0.01451 | 0.00102 | 0.00133 | 1.3642 | 37.7169 | 0.01456 | 0.00097 | 0.00125 | 1.3319 | 37.7157 | 0.01511 | 0.00103 | 0.00133 | 1.5198 | 41.4456 | 0.01664 | 0.00109 | 0.0014 | 1.3891 | 42.5234 | 0.0161 | 0.00101 | 0.00131 | 1.3962 | 43.3594 | 0.01659 | 0.00114 | 0.00147 | 1.4425 | 45.4742 | 0.01648 | 0.00103 | 0.00133 | 1.4355 | 45.2332 | 0.01642 | 0.001 | 0.0013 | 1.4006 | 47.9389 | 0.01709 | 0.00107 | 0.00139 | 1.3827 | 49.9904 | 0.01685 | 0.00107 | 0.00138 | 1.3653 | 49.7353 | 0.01695 | 0.00107 | 0.00139
1.4881 | 0.073025 | 0.01832 | 0.00134 | 0.00221 | 1.6137 | 0.069888 | 0.04204 | 0.00238 | 0.00381 | 1.492 | 0.072935 | 0.05644 | 0.00291 | 0.00443 | 1.492 | 0.29933 | 0.01437 | 0.0007764 | 0.00112 | 1.4989 | 0.29854 | 0.01929 | 0.0009738 | 0.00135 | 1.7104 | 0.6238 | 0.01988 | 0.0009432 | 0.00119 | 1.4981 | 1.6375 | 0.01174 | 0.000603 | 0.0008034 | 1.4534 | 1.6535 | 0.01253 | 0.0006322 | 0.0008437 | 1.3333 | 2.2193 | 0.00991 | 0.0005574 | 0.0007398 | 1.2854 | 2.8633 | 0.00917 | 0.0005362 | 0.0007107 | 1.3333 | 2.8432 | 0.01019 | 0.0005741 | 0.0007548 | 1.4067 | 3.3199 | 0.00986 | 0.0005856 | 0.0007499 | 1.4707 | 3.2938 | 0.01094 | 0.0006238 | 0.0007938 | 1.5279 | 3.2697 | 0.01203 | 0.00066 | 0.0008362 | 1.5791 | 3.8156 | 0.01131 | 0.0006232 | 0.0007834 | 1.5006 | 4.6348 | 0.01024 | 0.0006301 | 0.0008011 | 1.5481 | 4.6157 | 0.01106 | 0.0006565 | 0.0008356 | 1.4779 | 4.6439 | 0.01114 | 0.0006692 | 0.0008529 | 1.4592 | 5.9725 | 0.00967 | 0.0006725 | 0.0008279 | 1.3898 | 6.6154 | 0.00973 | 0.0006726 | 0.0008442 | 1.4297 | 7.4447 | 0.00913 | 0.0005884 | 0.0007468 | 1.3805 | 7.4661 | 0.0092 | 0.0005979 | 0.0007596 | 1.4075 | 8.9533 | 0.00902 | 0.0006103 | 0.0007712 | 1.4298 | 9.4251 | 0.00954 | 0.0006237 | 0.0007917 | 1.4879 | 9.4156 | 0.01041 | 0.0006521 | 0.0008283 | 1.5291 | 10.108 | 0.00988 | 0.0006453 | 0.0008236 | 1.5014 | 10.1085 | 0.01086 | 0.0006876 | 0.0008813 | 1.5014 | 11.7524 | 0.00958 | 0.0006316 | 0.0007964 | 1.4788 | 11.7529 | 0.01044 | 0.0006685 | 0.0008467 | 1.4598 | 11.7434 | 0.01131 | 0.0007036 | 0.0008951 | 1.4599 | 13.1178 | 0.01066 | 0.0007189 | 0.0009148 | 1.4015 | 13.0689 | 0.01081 | 0.0007328 | 0.0009341 | 1.5704 | 13.9486 | 0.01105 | 0.0007131 | 0.000892 | 1.5402 | 14.2415 | 0.01098 | 0.0007348 | 0.0009142 | 1.609 | 15.9254 | 0.01146 | 0.0008141 | 0.00101 | 1.5535 | 16.7918 | 0.01208 | 0.00108 | 0.00131 | 1.5643 | 16.812 | 0.01343 | 0.00114 | 0.0014 | 1.5891 | 18.1941 | 0.01194 | 0.0008729 | 0.00109 | 1.5402 | 18.1055 | 0.01209 | 0.0008859 | 0.00111 | 1.5642 | 18.3076 | 0.01153 | 0.0007848 | 0.0009881 | 1.5731 | 18.3279 | 0.01268 | 0.0008285 | 0.00105 | 1.5731 | 20.1738 | 0.01199 | 0.0009145 | 0.00112 | 1.6685 | 20.3614 | 0.01281 | 0.0009348 | 0.00115 | 1.587 | 20.9406 | 0.01371 | 0.0008999 | 0.00114 | 1.5206 | 21.5659 | 0.01289 | 0.0009117 | 0.00116 | 1.6066 | 21.8631 | 0.01366 | 0.00093 | 0.00119 | 1.54 | 21.5685 | 0.01218 | 0.0008768 | 0.0011 | 1.5493 | 21.5887 | 0.01318 | 0.0009146 | 0.00116 | 1.5132 | 21.5002 | 0.01331 | 0.0009243 | 0.00117 | 1.4622 | 23.2337 | 0.01285 | 0.0008812 | 0.00112 | 1.446 | 22.8485 | 0.0134 | 0.0009452 | 0.00121 | 1.4597 | 22.9284 | 0.0144 | 0.0009806 | 0.00126 | 1.5069 | 23.5397 | 0.01376 | 0.0009762 | 0.00125 | 1.5233 | 25.6128 | 0.01278 | 0.0008953 | 0.00114 | 1.4031 | 28.2732 | 0.01296 | 0.0009873 | 0.00125 | 1.3773 | 28.1053 | 0.01307 | 0.0009956 | 0.00126 | 1.3396 | 30.6912 | 0.01427 | 0.00107 | 0.00137 | 1.372 | 32.4632 | 0.01275 | 0.0008976 | 0.00115 | 1.3188 | 32.0391 | 0.01298 | 0.0009132 | 0.00117 | 1.3244 | 32.0893 | 0.01373 | 0.0009391 | 0.00121 | 1.4194 | 29.7681 | 0.01626 | 0.00112 | 0.00145 | 1.3897 | 30.0894 | 0.0159 | 0.00112 | 0.00144 | 1.4158 | 36.6263 | 0.01546 | 0.00104 | 0.00135 | 1.5158 | 39.0067 | 0.01544 | 0.0009836 | 0.00127 | 1.4799 | 39.1741 | 0.016 | 0.00105 | 0.00135 | 1.6579 | 42.6975 | 0.01745 | 0.0011 | 0.00142 | 1.5154 | 43.8916 | 0.01689 | 0.00102 | 0.00133 | 1.5231 | 44.6671 | 0.01736 | 0.00115 | 0.00149 | 1.5627 | 46.7427 | 0.01722 | 0.00104 | 0.00135 | 1.5552 | 46.6012 | 0.01716 | 0.00102 | 0.00132 | 1.5084 | 49.2448 | 0.01779 | 0.00108 | 0.0014 | 1.4891 | 51.4751 | 0.01752 | 0.00108 | 0.0014 | 1.4703 | 51.2197 | 0.01763 | 0.00108 | 0.00141
1.5873 | 0.070512 | 0.02018 | 0.00144 | 0.00241 | 1.7378 | 0.067084 | 0.04696 | 0.0026 | 0.0042 | 1.6578 | 0.06886 | 0.06599 | 0.00337 | 0.00506 | 1.6578 | 0.28111 | 0.0167 | 0.0008841 | 0.00126 | 1.6238 | 0.28463 | 0.02162 | 0.00106 | 0.00148 | 1.8529 | 0.59486 | 0.02212 | 0.00102 | 0.00127 | 1.5979 | 1.6034 | 0.01258 | 0.0006223 | 0.0008299 | 1.5442 | 1.6215 | 0.01336 | 0.0006504 | 0.000869 | 1.4167 | 2.1862 | 0.01053 | 0.0005699 | 0.0007583 | 1.4283 | 2.805 | 0.01014 | 0.0005612 | 0.0007377 | 1.5 | 2.7749 | 0.0114 | 0.0006086 | 0.0007874 | 1.563 | 3.2546 | 0.01089 | 0.0006114 | 0.0007769 | 1.6177 | 3.2315 | 0.01198 | 0.0006485 | 0.0008198 | 1.6668 | 3.2105 | 0.01308 | 0.0006838 | 0.0008614 | 1.7107 | 3.7673 | 0.0122 | 0.0006422 | 0.0008049 | 1.6257 | 4.5834 | 0.01098 | 0.0006437 | 0.0008182 | 1.6671 | 4.5653 | 0.0118 | 0.0006697 | 0.0008522 | 1.5916 | 4.5976 | 0.01188 | 0.0006821 | 0.0008692 | 1.5635 | 5.922 | 0.01024 | 0.0006809 | 0.0008398 | 1.4825 | 6.5758 | 0.01024 | 0.0006798 | 0.000855 | 1.6085 | 7.3566 | 0.01005 | 0.0006085 | 0.0007661 | 1.553 | 7.3859 | 0.01012 | 0.0006176 | 0.0007787 | 1.5639 | 8.903 | 0.00978 | 0.0006244 | 0.0007866 | 1.5728 | 9.3968 | 0.01027 | 0.0006366 | 0.0008064 | 1.6231 | 9.3825 | 0.01114 | 0.0006644 | 0.0008423 | 1.6681 | 10.0667 | 0.01056 | 0.0006563 | 0.0008368 | 1.6265 | 10.0773 | 0.01154 | 0.000698 | 0.0008939 | 1.6265 | 11.7809 | 0.01016 | 0.0006403 | 0.0008077 | 1.5925 | 11.7816 | 0.01102 | 0.0006768 | 0.0008575 | 1.6683 | 11.791 | 0.01247 | 0.0007285 | 0.0009156 | 1.6685 | 13.2449 | 0.01169 | 0.0007392 | 0.0009337 | 1.6018 | 13.2159 | 0.01185 | 0.000753 | 0.0009532 | 1.7666 | 14.0259 | 0.01203 | 0.0007312 | 0.0009087 | 1.7327 | 14.3885 | 0.01193 | 0.000752 | 0.0009312 | 1.7878 | 16.0424 | 0.01231 | 0.0008271 | 0.00102 | 1.7261 | 16.9983 | 0.01289 | 0.00109 | 0.00133 | 1.7207 | 16.9888 | 0.01423 | 0.00115 | 0.00141 | 1.748 | 18.4108 | 0.01269 | 0.0008829 | 0.0011 | 1.6942 | 18.342 | 0.01284 | 0.0008959 | 0.00112 | 1.7207 | 18.594 | 0.01227 | 0.0007957 | 0.001 | 1.7161 | 18.5946 | 0.01342 | 0.0008388 | 0.00106 | 1.7161 | 20.4401 | 0.01267 | 0.0009226 | 0.00114 | 1.8075 | 20.5781 | 0.01347 | 0.0009425 | 0.00116 | 1.709 | 21.277 | 0.01435 | 0.0009078 | 0.00115 | 1.6473 | 22.0017 | 0.01351 | 0.0009194 | 0.00117 | 1.7302 | 22.2394 | 0.01428 | 0.0009372 | 0.0012 | 1.6684 | 21.8341 | 0.01281 | 0.0008847 | 0.00112 | 1.6684 | 21.8346 | 0.01381 | 0.0009222 | 0.00117 | 1.6296 | 21.756 | 0.01394 | 0.0009319 | 0.00118 | 1.5747 | 23.7688 | 0.01343 | 0.0008884 | 0.00114 | 1.5572 | 23.4733 | 0.01399 | 0.0009525 | 0.00122 | 1.564 | 23.5135 | 0.01498 | 0.0009875 | 0.00127 | 1.6145 | 23.9848 | 0.01434 | 0.0009828 | 0.00126 | 1.6321 | 26.1677 | 0.01331 | 0.0009014 | 0.00115 | 1.4967 | 28.8569 | 0.01344 | 0.0009924 | 0.00126 | 1.4692 | 28.6889 | 0.01355 | 0.001 | 0.00127 | 1.4184 | 31.3739 | 0.01471 | 0.00108 | 0.00138 | 1.4527 | 33.0558 | 0.01316 | 0.0009021 | 0.00116 | 1.3964 | 32.6414 | 0.0134 | 0.0009178 | 0.00118 | 1.4716 | 33.1854 | 0.01456 | 0.0009514 | 0.00123 | 1.5968 | 31.2709 | 0.01738 | 0.00114 | 0.00148 | 1.5635 | 31.5904 | 0.017 | 0.00113 | 0.00147 | 1.5731 | 37.9278 | 0.01637 | 0.00105 | 0.00136 | 1.6674 | 40.1299 | 0.01631 | 0.000996 | 0.00128 | 1.6279 | 40.446 | 0.01685 | 0.00106 | 0.00137 | 1.7961 | 43.8019 | 0.01824 | 0.00111 | 0.00143 | 1.6417 | 45.1127 | 0.01765 | 0.00103 | 0.00134 | 1.65 | 45.8179 | 0.01811 | 0.00116 | 0.0015 | 1.6829 | 47.884 | 0.01794 | 0.00105 | 0.00136 | 1.6748 | 47.832 | 0.01788 | 0.00102 | 0.00133 | 1.6161 | 50.4435 | 0.01847 | 0.00109 | 0.00141 | 1.5954 | 52.8428 | 0.01817 | 0.00108 | 0.00141 | 1.5753 | 52.5971 | 0.01828 | 0.00109 | 0.00142
1.6865 | 0.06821 | 0.0221 | 0.00155 | 0.00261 | 1.862 | 0.064551 | 0.05208 | 0.00283 | 0.00459 | 1.8236 | 0.065315 | 0.07609 | 0.00384 | 0.00571 | 1.8236 | 0.2654 | 0.01919 | 0.0009927 | 0.00141 | 1.7487 | 0.27221 | 0.02406 | 0.00115 | 0.0016 | 1.9954 | 0.56883 | 0.02446 | 0.00109 | 0.00136 | 1.6978 | 1.5703 | 0.01344 | 0.0006417 | 0.0008567 | 1.635 | 1.5914 | 0.01421 | 0.0006687 | 0.0008944 | 1.5 | 2.1531 | 0.01116 | 0.0005823 | 0.0007769 | 1.6068 | 2.7297 | 0.01137 | 0.0005973 | 0.0007713 | 1.6667 | 2.7047 | 0.01264 | 0.0006426 | 0.0008198 | 1.7193 | 3.1883 | 0.01195 | 0.0006371 | 0.0008036 | 1.7648 | 3.1693 | 0.01305 | 0.0006731 | 0.0008458 | 1.8057 | 3.1523 | 0.01415 | 0.0007074 | 0.0008867 | 1.8423 | 3.718 | 0.01311 | 0.0006611 | 0.0008262 | 1.7507 | 4.5281 | 0.01172 | 0.0006573 | 0.0008351 | 1.7862 | 4.512 | 0.01255 | 0.0006828 | 0.0008686 | 1.7052 | 4.5493 | 0.01262 | 0.0006949 | 0.0008853 | 1.6677 | 5.8676 | 0.01082 | 0.0006892 | 0.0008516 | 1.6678 | 6.4849 | 0.01129 | 0.0007019 | 0.0008761 | 1.7872 | 7.2527 | 0.01098 | 0.0006281 | 0.0007847 | 1.7256 | 7.29 | 0.01105 | 0.0006369 | 0.0007972 | 1.7203 | 8.8339 | 0.01055 | 0.0006383 | 0.0008015 | 1.7158 | 9.3497 | 0.01099 | 0.0006491 | 0.0008204 | 1.7584 | 9.3335 | 0.01186 | 0.0006765 | 0.0008558 | 1.8072 | 10.0036 | 0.01124 | 0.0006672 | 0.0008495 | 1.7517 | 10.0263 | 0.01221 | 0.0007083 | 0.0009061 | 1.7516 | 11.7897 | 0.01074 | 0.0006488 | 0.0008185 | 1.82 | 11.7793 | 0.01218 | 0.0007023 | 0.000878 | 1.8768 | 11.769 | 0.01363 | 0.0007522 | 0.0009349 | 1.877 | 13.3026 | 0.01272 | 0.0007585 | 0.0009512 | 1.802 | 13.2935 | 0.01288 | 0.0007721 | 0.0009708 | 1.9629 | 14.0438 | 0.013 | 0.0007485 | 0.0009245 | 1.9253 | 14.4761 | 0.01287 | 0.0007684 | 0.000947 | 1.9666 | 16.0999 | 0.01316 | 0.0008396 | 0.00103 | 1.8987 | 17.1454 | 0.01368 | 0.00109 | 0.00134 | 1.8771 | 17.1261 | 0.01503 | 0.00116 | 0.00143 | 1.9069 | 18.558 | 0.01343 | 0.0008924 | 0.00111 | 1.8482 | 18.5091 | 0.01358 | 0.0009053 | 0.00113 | 1.8771 | 18.821 | 0.013 | 0.000806 | 0.00101 | 1.8591 | 18.7917 | 0.01415 | 0.0008486 | 0.00107 | 1.8592 | 20.6469 | 0.01333 | 0.0009303 | 0.00115 | 1.9466 | 20.7452 | 0.01413 | 0.0009499 | 0.00117 | 1.8311 | 21.5638 | 0.01499 | 0.0009153 | 0.00116 | 1.774 | 22.358 | 0.01413 | 0.0009265 | 0.00118 | 1.8538 | 22.5561 | 0.01488 | 0.000944 | 0.00121 | 1.7967 | 22.0603 | 0.01343 | 0.0008922 | 0.00113 | 1.7876 | 22.051 | 0.01443 | 0.0009294 | 0.00118 | 1.746 | 21.9824 | 0.01456 | 0.0009391 | 0.00119 | 1.6872 | 24.2444 | 0.014 | 0.0008951 | 0.00115 | 1.6684 | 24.0387 | 0.01457 | 0.0009592 | 0.00123 | 1.6683 | 24.0392 | 0.01556 | 0.000994 | 0.00128 | 1.7222 | 24.3804 | 0.0149 | 0.0009891 | 0.00127 | 1.7409 | 26.6632 | 0.01383 | 0.0009071 | 0.00116 | 1.5902 | 29.3813 | 0.01391 | 0.0009971 | 0.00126 | 1.561 | 29.2232 | 0.01403 | 0.00101 | 0.00128 | 1.576 | 32.6113 | 0.01556 | 0.00109 | 0.0014 | 1.6141 | 34.113 | 0.01397 | 0.000914 | 0.00117 | 1.5515 | 33.7282 | 0.01422 | 0.0009298 | 0.0012 | 1.6555 | 34.3711 | 0.01557 | 0.0009673 | 0.00124 | 1.7742 | 32.6168 | 0.01845 | 0.00116 | 0.0015 | 1.7372 | 32.9247 | 0.01806 | 0.00115 | 0.00149 | 1.7304 | 39.0423 | 0.01726 | 0.00107 | 0.00138 | 1.819 | 41.1155 | 0.01714 | 0.00101 | 0.0013 | 1.7758 | 41.5305 | 0.01769 | 0.00107 | 0.00139 | 1.9343 | 44.7584 | 0.01901 | 0.00112 | 0.00144 | 1.768 | 46.1862 | 0.0184 | 0.00104 | 0.00136 | 1.7769 | 46.8411 | 0.01885 | 0.00117 | 0.00152 | 1.8031 | 48.9075 | 0.01864 | 0.00106 | 0.00137 | 1.7944 | 48.945 | 0.01858 | 0.00103 | 0.00135 | 1.7239 | 51.5246 | 0.01914 | 0.0011 | 0.00143 | 1.7018 | 54.1129 | 0.01881 | 0.00109 | 0.00142 | 1.6803 | 53.867 | 0.01892 | 0.0011 | 0.00143
1.7857 | 0.066077 | 0.02408 | 0.00166 | 0.00281 | 1.9861 | 0.062238 | 0.0574 | 0.00305 | 0.005 | 1.9894 | 0.062181 | 0.08671 | 0.0043 | 0.0064 | 1.9894 | 0.25158 | 0.02181 | 0.0011 | 0.00156 | 1.9985 | 0.25089 | 0.02926 | 0.00143 | 0.00187 | 2.138 | 0.54891 | 0.0269 | 0.00116 | 0.00145 | 1.7977 | 1.5383 | 0.01432 | 0.0006613 | 0.0008838 | 1.8167 | 1.5323 | 0.01595 | 0.0007269 | 0.000946 | 1.6667 | 2.0899 | 0.01244 | 0.0006207 | 0.0008143 | 1.7853 | 2.6555 | 0.01263 | 0.0006329 | 0.0008049 | 1.8333 | 2.6355 | 0.01392 | 0.0006764 | 0.0008524 | 1.8756 | 3.1221 | 0.01303 | 0.0006626 | 0.0008304 | 1.9119 | 3.1071 | 0.01413 | 0.0006976 | 0.0008718 | 1.9446 | 3.0931 | 0.01524 | 0.0007311 | 0.0009119 | 1.9739 | 3.6688 | 0.01404 | 0.0006798 | 0.0008474 | 1.8758 | 4.4708 | 0.01248 | 0.0006707 | 0.0008517 | 1.9053 | 4.4568 | 0.01331 | 0.0006959 | 0.0008848 | 1.8189 | 4.497 | 0.01338 | 0.0007076 | 0.0009012 | 1.8762 | 5.7519 | 0.012 | 0.0007155 | 0.0008747 | 1.8531 | 6.3842 | 0.01235 | 0.0007236 | 0.0008966 | 1.9659 | 7.1379 | 0.01193 | 0.0006476 | 0.000803 | 1.8981 | 7.1822 | 0.01199 | 0.000656 | 0.0008153 | 1.8766 | 8.7491 | 0.01133 | 0.0006519 | 0.0008158 | 1.8588 | 9.2887 | 0.01172 | 0.0006614 | 0.0008341 | 1.8936 | 9.2726 | 0.0126 | 0.0006883 | 0.000869 | 1.9462 | 9.9337 | 0.01192 | 0.0006779 | 0.0008618 | 2.0019 | 9.9045 | 0.01358 | 0.0007411 | 0.0009295 | 2.0019 | 11.7376 | 0.0119 | 0.0006752 | 0.000839 | 2.0475 | 11.7575 | 0.01334 | 0.0007267 | 0.0008973 | 2.0854 | 11.7674 | 0.01479 | 0.0007751 | 0.0009532 | 2.0856 | 13.3507 | 0.01375 | 0.0007769 | 0.0009677 | 2.0022 | 13.3015 | 0.0139 | 0.0007903 | 0.0009873 | 2.1592 | 14.1319 | 0.01397 | 0.0007652 | 0.0009394 | 2.1178 | 14.5941 | 0.01381 | 0.000784 | 0.000962 | 2.1453 | 16.2379 | 0.014 | 0.0008516 | 0.00105 | 2.0713 | 17.3129 | 0.01448 | 0.0011 | 0.00135 | 2.0335 | 17.2638 | 0.01583 | 0.00117 | 0.00144 | 2.0658 | 18.7255 | 0.01416 | 0.0009014 | 0.00112 | 2.0022 | 18.6266 | 0.01432 | 0.0009144 | 0.00114 | 2.0335 | 19.0183 | 0.01372 | 0.0008158 | 0.00103 | 2.0021 | 18.9492 | 0.01488 | 0.000858 | 0.00108 | 2.0022 | 20.7941 | 0.01399 | 0.0009377 | 0.00116 | 2.0856 | 20.9627 | 0.01479 | 0.000957 | 0.00118 | 1.9532 | 21.801 | 0.01562 | 0.0009224 | 0.00117 | 1.9007 | 22.6648 | 0.01473 | 0.0009333 | 0.00119 | 1.9774 | 22.8132 | 0.01549 | 0.0009505 | 0.00122 | 1.9251 | 22.257 | 0.01404 | 0.0008994 | 0.00114 | 1.9068 | 22.2279 | 0.01505 | 0.0009363 | 0.00119 | 1.8624 | 22.1691 | 0.01518 | 0.0009461 | 0.0012 | 1.7997 | 24.6705 | 0.01456 | 0.0009014 | 0.00116 | 1.7797 | 24.5446 | 0.01513 | 0.0009655 | 0.00124 | 1.7725 | 24.5153 | 0.01612 | 0.001 | 0.00129 | 1.8298 | 24.7365 | 0.01545 | 0.0009951 | 0.00128 | 1.8497 | 27.1091 | 0.01433 | 0.0009125 | 0.00117 | 1.6837 | 29.8762 | 0.01437 | 0.001 | 0.00127 | 1.6528 | 29.718 | 0.01449 | 0.00101 | 0.00128 | 1.773 | 33.9383 | 0.01659 | 0.0011 | 0.00142 | 1.8159 | 35.2398 | 0.01496 | 0.0009295 | 0.00119 | 1.7455 | 34.8746 | 0.01521 | 0.0009455 | 0.00121 | 1.8395 | 35.3595 | 0.01655 | 0.0009818 | 0.00126 | 1.9516 | 33.7951 | 0.01947 | 0.00117 | 0.00152 | 1.9109 | 34.1216 | 0.01908 | 0.00117 | 0.00151 | 1.8877 | 39.9991 | 0.01812 | 0.00108 | 0.0014 | 1.9705 | 41.9831 | 0.01797 | 0.00102 | 0.00131 | 1.9238 | 42.4672 | 0.0185 | 0.00108 | 0.0014 | 2.0724 | 45.7964 | 0.01976 | 0.00113 | 0.00145 | 1.8942 | 47.1517 | 0.01913 | 0.00105 | 0.00137 | 1.9039 | 47.7564 | 0.01957 | 0.00118 | 0.00153 | 1.9233 | 49.8128 | 0.01933 | 0.00106 | 0.00138 | 1.9141 | 49.93 | 0.01927 | 0.00104 | 0.00136 | 1.9393 | 53.4223 | 0.02044 | 0.00112 | 0.00145 | 1.9145 | 56.379 | 0.02005 | 0.00111 | 0.00144 | 1.8904 | 56.1328 | 0.02016 | 0.00112 | 0.00145
1.9841 | 0.062273 | 0.02824 | 0.00192 | 0.00324 | 2.2344 | 0.058184 | 0.06861 | 0.00369 | 0.00585 | 2.1552 | 0.059408 | 0.09786 | 0.00477 | 0.00711 | 2.1552 | 0.24137 | 0.02456 | 0.00121 | 0.00172 | 2.2483 | 0.23577 | 0.03485 | 0.0017 | 0.00216 | 2.2805 | 0.52919 | 0.02943 | 0.00124 | 0.00154 | 1.9974 | 1.4752 | 0.01613 | 0.0007239 | 0.0009389 | 2.0438 | 1.4652 | 0.01823 | 0.0008117 | 0.00101 | 1.875 | 2.0128 | 0.0141 | 0.0006765 | 0.0008615 | 1.9639 | 2.5813 | 0.01393 | 0.0006683 | 0.0008388 | 2 | 2.5663 | 0.01523 | 0.0007102 | 0.0008851 | 2.0319 | 3.0629 | 0.01413 | 0.0006881 | 0.0008573 | 2.0589 | 3.0559 | 0.01524 | 0.000722 | 0.0008979 | 2.0834 | 3.0499 | 0.01635 | 0.0007546 | 0.0009373 | 2.1055 | 3.6416 | 0.01497 | 0.0006983 | 0.0008686 | 2.0008 | 4.4116 | 0.01325 | 0.0006842 | 0.0008683 | 2.1435 | 4.3753 | 0.01485 | 0.0007382 | 0.0009169 | 2.0463 | 4.4025 | 0.01491 | 0.0007487 | 0.0009328 | 2.0846 | 5.6573 | 0.01319 | 0.0007415 | 0.0008975 | 2.0384 | 6.2915 | 0.01342 | 0.0007452 | 0.0009167 | 2.1446 | 7.0703 | 0.01289 | 0.0006668 | 0.000821 | 2.0707 | 7.0966 | 0.01295 | 0.0006748 | 0.0008331 | 2.033 | 8.6713 | 0.01211 | 0.0006653 | 0.0008299 | 2.0018 | 9.2179 | 0.01246 | 0.0006735 | 0.0008474 | 2.1642 | 9.2002 | 0.01407 | 0.0007265 | 0.0008944 | 2.2242 | 9.8691 | 0.0133 | 0.0007122 | 0.0008856 | 2.2521 | 9.8572 | 0.01496 | 0.0007728 | 0.000952 | 2.2521 | 11.756 | 0.01306 | 0.0007003 | 0.0008584 | 2.2751 | 11.756 | 0.0145 | 0.0007502 | 0.0009157 | 2.2939 | 11.7461 | 0.01595 | 0.0007971 | 0.0009706 | 2.2942 | 13.3791 | 0.01477 | 0.0007945 | 0.0009832 | 2.2024 | 13.3898 | 0.01493 | 0.0008078 | 0.001 | 2.3555 | 14.1204 | 0.01493 | 0.0007813 | 0.0009536 | 2.3103 | 14.6425 | 0.01475 | 0.000799 | 0.0009761 | 2.3241 | 16.2761 | 0.01484 | 0.0008632 | 0.00106 | 2.2439 | 17.4808 | 0.01526 | 0.00111 | 0.00136 | 2.19 | 17.4418 | 0.01661 | 0.00117 | 0.00145 | 2.2247 | 18.8934 | 0.01488 | 0.0009102 | 0.00113 | 2.1562 | 18.8344 | 0.01505 | 0.0009231 | 0.00115 | 2.1899 | 19.266 | 0.01443 | 0.0008252 | 0.00104 | 2.1452 | 19.207 | 0.01559 | 0.000867 | 0.00109 | 2.1452 | 21.0616 | 0.01464 | 0.0009447 | 0.00116 | 2.2246 | 21.1605 | 0.01544 | 0.0009638 | 0.00119 | 2.0753 | 22.0885 | 0.01624 | 0.0009292 | 0.00118 | 2.0274 | 22.9519 | 0.01533 | 0.0009398 | 0.0012 | 2.1009 | 23.1605 | 0.01608 | 0.0009567 | 0.00122 | 2.0534 | 22.484 | 0.01465 | 0.0009063 | 0.00115 | 2.026 | 22.415 | 0.01566 | 0.000943 | 0.0012 | 1.9788 | 22.3262 | 0.01579 | 0.0009528 | 0.00121 | 1.9121 | 25.0371 | 0.0151 | 0.0009074 | 0.00116 | 1.8909 | 25.001 | 0.01568 | 0.0009715 | 0.00125 | 1.8768 | 24.9418 | 0.01667 | 0.00101 | 0.0013 | 1.9374 | 25.043 | 0.016 | 0.001 | 0.00129 | 1.9585 | 27.4955 | 0.01483 | 0.0009176 | 0.00117 | 1.8708 | 30.7174 | 0.01527 | 0.00101 | 0.00129 | 1.8365 | 30.579 | 0.01539 | 0.00102 | 0.0013 | 1.97 | 35.0576 | 0.01758 | 0.00112 | 0.00143 | 2.0177 | 36.2191 | 0.01591 | 0.0009436 | 0.0012 | 1.9394 | 35.8334 | 0.01618 | 0.0009598 | 0.00123 | 2.0234 | 36.2497 | 0.0175 | 0.0009951 | 0.00127 | 2.129 | 35.075 | 0.02046 | 0.00119 | 0.00154 | 2.0846 | 35.3505 | 0.02006 | 0.00118 | 0.00152 | 2.045 | 40.9277 | 0.01896 | 0.00109 | 0.00141 | 2.1221 | 43.0223 | 0.01877 | 0.00103 | 0.00132 | 2.0718 | 43.4656 | 0.01929 | 0.00109 | 0.00141 | 2.2106 | 46.7757 | 0.0205 | 0.00113 | 0.00146 | 2.0205 | 48.0588 | 0.01985 | 0.00106 | 0.00138 | 2.0308 | 48.6632 | 0.02028 | 0.00119 | 0.00154 | 2.1637 | 51.7978 | 0.02068 | 0.00109 | 0.0014 | 2.1533 | 52.0343 | 0.02061 | 0.00107 | 0.00138 | 2.1548 | 55.4359 | 0.0217 | 0.00114 | 0.00147 | 2.1273 | 58.7312 | 0.02123 | 0.00113 | 0.00146 | 2.1004 | 58.4247 | 0.02135 | 0.00114 | 0.00147
2.2321 | 0.058209 | 0.03378 | 0.00228 | 0.0038 | 2.4826 | 0.05472 | 0.08057 | 0.00431 | 0.00674 | 2.321 | 0.056915 | 0.10951 | 0.00523 | 0.00784 | 2.321 | 0.23136 | 0.02743 | 0.00133 | 0.00189 | 2.4981 | 0.22126 | 0.0408 | 0.00197 | 0.00246 | 2.423 | 0.50987 | 0.03205 | 0.00132 | 0.00164 | 2.2471 | 1.4171 | 0.01848 | 0.0008146 | 0.00101 | 2.2709 | 1.4111 | 0.0206 | 0.0008947 | 0.00108 | 2.0833 | 1.9486 | 0.01582 | 0.0007315 | 0.0009095 | 2.1424 | 2.5271 | 0.01527 | 0.0007034 | 0.0008728 | 2.1667 | 2.5201 | 0.01657 | 0.0007437 | 0.0009181 | 2.1882 | 3.0187 | 0.01525 | 0.0007134 | 0.0008842 | 2.206 | 3.0137 | 0.01636 | 0.0007464 | 0.000924 | 2.2223 | 3.0077 | 0.01748 | 0.0007781 | 0.0009626 | 2.3687 | 3.5622 | 0.01687 | 0.0007588 | 0.0009107 | 2.2509 | 4.3361 | 0.01481 | 0.0007278 | 0.0009011 | 2.3816 | 4.277 | 0.01643 | 0.0007795 | 0.0009488 | 2.2737 | 4.3271 | 0.01647 | 0.000789 | 0.000964 | 2.2931 | 5.5678 | 0.01441 | 0.0007673 | 0.0009201 | 2.2237 | 6.227 | 0.01451 | 0.0007665 | 0.0009366 | 2.3233 | 6.9728 | 0.01386 | 0.0006858 | 0.0008387 | 2.2432 | 7.022 | 0.01391 | 0.0006935 | 0.0008506 | 2.1894 | 8.6286 | 0.0129 | 0.0006786 | 0.0008436 | 2.2877 | 9.1515 | 0.01395 | 0.0007127 | 0.0008732 | 2.4347 | 9.064 | 0.01557 | 0.0007634 | 0.000919 | 2.5022 | 9.7149 | 0.0147 | 0.0007454 | 0.0009086 | 2.5024 | 9.715 | 0.01636 | 0.0008036 | 0.0009737 | 2.5023 | 11.6446 | 0.01422 | 0.0007246 | 0.0008769 | 2.5026 | 11.6448 | 0.01567 | 0.0007729 | 0.0009333 | 2.5025 | 11.6449 | 0.01712 | 0.0008186 | 0.0009875 | 2.5027 | 13.3078 | 0.01579 | 0.0008117 | 0.0009981 | 2.4026 | 13.3384 | 0.01595 | 0.0008248 | 0.00102 | 2.5518 | 14.0491 | 0.0159 | 0.000797 | 0.0009673 | 2.5028 | 14.621 | 0.01568 | 0.0008136 | 0.0009897 | 2.5029 | 16.2445 | 0.01568 | 0.0008745 | 0.00107 | 2.4165 | 17.529 | 0.01604 | 0.00112 | 0.00137 | 2.3464 | 17.52 | 0.01739 | 0.00118 | 0.00146 | 2.3836 | 18.9315 | 0.01561 | 0.0009186 | 0.00114 | 2.3103 | 18.9324 | 0.01577 | 0.0009315 | 0.00116 | 2.3464 | 19.384 | 0.01514 | 0.0008342 | 0.00105 | 2.2882 | 19.3551 | 0.0163 | 0.0008757 | 0.0011 | 2.2882 | 21.2094 | 0.01529 | 0.0009516 | 0.00117 | 2.3637 | 21.2385 | 0.01608 | 0.0009704 | 0.0012 | 2.1973 | 22.3562 | 0.01686 | 0.0009357 | 0.00119 | 2.1541 | 23.2994 | 0.01592 | 0.000946 | 0.00121 | 2.2245 | 23.4382 | 0.01666 | 0.0009627 | 0.00123 | 2.1817 | 22.7414 | 0.01525 | 0.0009129 | 0.00115 | 2.1451 | 22.6825 | 0.01626 | 0.0009495 | 0.00121 | 2.0952 | 22.5836 | 0.0164 | 0.0009592 | 0.00122 | 2.0246 | 25.394 | 0.01565 | 0.0009131 | 0.00117 | 2.0021 | 25.3977 | 0.01622 | 0.0009771 | 0.00126 | 2.0853 | 25.7959 | 0.01774 | 0.00102 | 0.00132 | 2.1527 | 25.7769 | 0.01708 | 0.00102 | 0.0013 | 2.1761 | 28.3892 | 0.01581 | 0.0009322 | 0.00119 | 2.1047 | 31.7584 | 0.01636 | 0.00103 | 0.0013 | 2.066 | 31.5699 | 0.01649 | 0.00104 | 0.00131 | 2.167 | 36.2887 | 0.01853 | 0.00113 | 0.00145 | 2.2194 | 37.3101 | 0.01684 | 0.0009565 | 0.00122 | 2.1334 | 36.8941 | 0.01712 | 0.0009729 | 0.00124 | 2.2074 | 37.2614 | 0.01843 | 0.00101 | 0.00129 | 2.3065 | 36.1664 | 0.02142 | 0.0012 | 0.00155 | 2.2583 | 36.5109 | 0.02101 | 0.00119 | 0.00154 | 2.2023 | 41.9078 | 0.01979 | 0.0011 | 0.00142 | 2.2737 | 43.8828 | 0.01955 | 0.00104 | 0.00133 | 2.2198 | 44.4154 | 0.02007 | 0.0011 | 0.00142 | 2.4869 | 48.1277 | 0.02193 | 0.00116 | 0.00148 | 2.2731 | 49.9768 | 0.02124 | 0.00108 | 0.0014 | 2.2846 | 50.4909 | 0.02165 | 0.00121 | 0.00156 | 2.4041 | 53.2273 | 0.02197 | 0.00111 | 0.00142 | 2.3926 | 53.6133 | 0.0219 | 0.00109 | 0.0014 | 2.3703 | 56.9737 | 0.02291 | 0.00116 | 0.00149 | 2.34 | 60.718 | 0.02237 | 0.00115 | 0.00148 | 2.3104 | 60.4912 | 0.0225 | 0.00115 | 0.00149
2.4802 | 0.054746 | 0.0397 | 0.00263 | 0.00439 | 2.7309 | 0.051727 | 0.09327 | 0.00492 | 0.00767 | 2.6525 | 0.05263 | 0.13428 | 0.00665 | 0.00938 | 2.6525 | 0.21354 | 0.03354 | 0.00167 | 0.00224 | 2.7479 | 0.20904 | 0.04712 | 0.00223 | 0.00278 | 2.5656 | 0.49305 | 0.03477 | 0.0014 | 0.00174 | 2.4968 | 1.352 | 0.02095 | 0.0009032 | 0.00108 | 2.498 | 1.351 | 0.02307 | 0.0009767 | 0.00115 | 2.2917 | 1.8905 | 0.0176 | 0.0007857 | 0.0009583 | 2.3209 | 2.466 | 0.01663 | 0.0007384 | 0.0009072 | 2.3333 | 2.462 | 0.01794 | 0.0007771 | 0.0009513 | 2.3445 | 2.9626 | 0.01639 | 0.0007386 | 0.0009113 | 2.3531 | 2.9586 | 0.01751 | 0.0007706 | 0.0009502 | 2.5001 | 2.9035 | 0.01979 | 0.0008566 | 0.00101 | 2.6319 | 3.474 | 0.0188 | 0.0008173 | 0.0009529 | 2.501 | 4.2238 | 0.0164 | 0.0007704 | 0.0009338 | 2.6198 | 4.1717 | 0.01805 | 0.0008205 | 0.0009806 | 2.501 | 4.2238 | 0.01807 | 0.0008287 | 0.000995 | 2.5016 | 5.4514 | 0.01565 | 0.000793 | 0.0009426 | 2.409 | 6.1235 | 0.01562 | 0.0007876 | 0.0009562 | 2.5021 | 6.8573 | 0.01485 | 0.0007047 | 0.0008563 | 2.4158 | 6.9095 | 0.01489 | 0.000712 | 0.0008679 | 2.5022 | 8.4405 | 0.0145 | 0.0007226 | 0.0008705 | 2.5737 | 8.9874 | 0.01545 | 0.0007506 | 0.0008981 | 2.7052 | 8.9111 | 0.01709 | 0.0007994 | 0.000943 | 2.7802 | 9.5539 | 0.01611 | 0.000778 | 0.000931 | 2.7526 | 9.5701 | 0.01778 | 0.0008339 | 0.000995 | 2.7525 | 11.5135 | 0.0154 | 0.0007484 | 0.000895 | 2.7301 | 11.5237 | 0.01685 | 0.0007953 | 0.0009505 | 2.711 | 11.5339 | 0.01829 | 0.0008398 | 0.001 | 2.7113 | 13.2266 | 0.01682 | 0.0008286 | 0.00101 | 2.6029 | 13.2773 | 0.01697 | 0.0008414 | 0.00103 | 2.7481 | 13.9679 | 0.01688 | 0.0008125 | 0.0009806 | 2.6954 | 14.5697 | 0.01662 | 0.0008279 | 0.001 | 2.6817 | 16.2031 | 0.01652 | 0.0008856 | 0.00108 | 2.5891 | 17.5573 | 0.01682 | 0.00113 | 0.00138 | 2.5028 | 17.5484 | 0.01817 | 0.00119 | 0.00147 | 2.5425 | 18.9499 | 0.01633 | 0.0009269 | 0.00115 | 2.4643 | 18.9407 | 0.01649 | 0.0009397 | 0.00117 | 2.5028 | 19.4422 | 0.01584 | 0.0008429 | 0.00106 | 2.4312 | 19.4133 | 0.017 | 0.0008841 | 0.00111 | 2.4312 | 21.2575 | 0.01593 | 0.0009582 | 0.00118 | 2.5027 | 21.2867 | 0.01672 | 0.0009769 | 0.00121 | 2.4415 | 22.6424 | 0.01807 | 0.0009559 | 0.00121 | 2.2808 | 23.5371 | 0.0165 | 0.0009519 | 0.00122 | 2.4717 | 23.7441 | 0.01782 | 0.0009808 | 0.00125 | 2.3101 | 22.909 | 0.01585 | 0.0009193 | 0.00116 | 2.3835 | 22.9681 | 0.01746 | 0.0009691 | 0.00122 | 2.328 | 22.9291 | 0.0176 | 0.0009788 | 0.00124 | 2.2496 | 26.1586 | 0.0167 | 0.0009298 | 0.00119 | 2.2246 | 26.322 | 0.01727 | 0.0009931 | 0.00128 | 2.346 | 26.6597 | 0.01904 | 0.00104 | 0.00134 | 2.4218 | 26.3906 | 0.01838 | 0.00104 | 0.00132 | 2.4481 | 29.1027 | 0.017 | 0.0009518 | 0.00121 | 2.3385 | 32.621 | 0.01742 | 0.00104 | 0.00132 | 2.2956 | 32.4923 | 0.01755 | 0.00105 | 0.00133 | 2.364 | 37.1912 | 0.01946 | 0.00114 | 0.00146 | 2.4212 | 38.0324 | 0.01774 | 0.0009685 | 0.00123 | 2.3273 | 37.7362 | 0.01803 | 0.0009849 | 0.00125 | 2.3913 | 37.9342 | 0.01934 | 0.00102 | 0.0013 | 2.4839 | 37.0289 | 0.02235 | 0.00121 | 0.00156 | 2.432 | 37.4026 | 0.02193 | 0.0012 | 0.00155 | 2.3596 | 42.5991 | 0.02059 | 0.00111 | 0.00143 | 2.4253 | 44.5144 | 0.02032 | 0.00105 | 0.00134 | 2.3678 | 45.0963 | 0.02083 | 0.00111 | 0.00143 | 2.7632 | 49.1929 | 0.02334 | 0.00118 | 0.0015 | 2.5257 | 51.2289 | 0.02259 | 0.00111 | 0.00142 | 2.5385 | 51.7126 | 0.02299 | 0.00123 | 0.00158 | 2.6445 | 54.4202 | 0.02324 | 0.00113 | 0.00144 | 2.6318 | 54.8957 | 0.02316 | 0.00111 | 0.00142 | 2.5858 | 58.2349 | 0.02409 | 0.00117 | 0.0015 | 2.5527 | 62.3382 | 0.02348 | 0.00116 | 0.0015 | 2.5205 | 62.1012 | 0.02362 | 0.00117 | 0.0015
2.7282 | 0.051753 | 0.04598 | 0.003 | 0.005 | 2.9791 | 0.049104 | 0.10667 | 0.00554 | 0.00864 | 2.9841 | 0.049056 | 0.16098 | 0.008 | 0.01101 | 2.9841 | 0.19893 | 0.04012 | 0.002 | 0.00262 | 2.9978 | 0.19833 | 0.0538 | 0.00249 | 0.00312 | 2.8506 | 0.46322 | 0.04047 | 0.00166 | 0.00194 | 2.7464 | 1.2919 | 0.02353 | 0.0009914 | 0.00116 | 2.725 | 1.2969 | 0.02564 | 0.00106 | 0.00122 | 2.5 | 1.8264 | 0.01944 | 0.0008397 | 0.00101 | 2.4995 | 2.4009 | 0.01804 | 0.0007734 | 0.0009419 | 2.5 | 2.3999 | 0.01934 | 0.0008106 | 0.0009849 | 2.5008 | 2.9034 | 0.01756 | 0.0007639 | 0.0009385 | 2.6472 | 2.8503 | 0.01986 | 0.0008523 | 0.001 | 2.7779 | 2.8043 | 0.02218 | 0.0009333 | 0.00107 | 2.895 | 3.3847 | 0.0208 | 0.0008746 | 0.0009953 | 2.7511 | 4.1145 | 0.01804 | 0.0008128 | 0.0009665 | 2.858 | 4.0674 | 0.0197 | 0.0008614 | 0.00101 | 2.7284 | 4.1245 | 0.0197 | 0.0008683 | 0.00103 | 2.71 | 5.34 | 0.01691 | 0.0008189 | 0.0009652 | 2.5943 | 6.0241 | 0.01674 | 0.0008088 | 0.0009758 | 2.8595 | 6.6325 | 0.01688 | 0.0007697 | 0.0008916 | 2.7609 | 6.6957 | 0.0169 | 0.0007755 | 0.0009025 | 2.815 | 8.2396 | 0.01613 | 0.0007658 | 0.0008971 | 2.8597 | 8.8155 | 0.01699 | 0.0007878 | 0.0009226 | 2.9757 | 8.7423 | 0.01864 | 0.000835 | 0.0009667 | 3.0583 | 9.378 | 0.01756 | 0.0008102 | 0.0009531 | 3.0029 | 9.4143 | 0.01921 | 0.000864 | 0.00102 | 3.0028 | 11.3525 | 0.0166 | 0.000772 | 0.0009126 | 2.9576 | 11.3828 | 0.01804 | 0.0008175 | 0.0009674 | 2.9195 | 11.4031 | 0.01948 | 0.0008608 | 0.00102 | 2.9198 | 13.1056 | 0.01786 | 0.0008453 | 0.00103 | 2.8031 | 13.1762 | 0.01801 | 0.0008578 | 0.00105 | 2.9444 | 13.8569 | 0.01786 | 0.0008278 | 0.0009937 | 2.8879 | 14.4986 | 0.01756 | 0.000842 | 0.00102 | 2.8605 | 16.1419 | 0.01737 | 0.0008966 | 0.00109 | 2.7617 | 17.5559 | 0.0176 | 0.00114 | 0.00139 | 2.6592 | 17.567 | 0.01895 | 0.0012 | 0.00147 | 2.7014 | 18.9384 | 0.01705 | 0.000935 | 0.00116 | 2.6183 | 18.9392 | 0.01721 | 0.0009478 | 0.00118 | 2.6592 | 19.4806 | 0.01654 | 0.0008514 | 0.00107 | 2.5742 | 19.4618 | 0.01771 | 0.0008922 | 0.00112 | 2.5742 | 21.3057 | 0.01657 | 0.0009647 | 0.00119 | 2.7808 | 21.3236 | 0.018 | 0.0009977 | 0.00122 | 2.7467 | 22.8584 | 0.01957 | 0.0009842 | 0.00123 | 2.5343 | 23.8131 | 0.01766 | 0.00097 | 0.00123 | 2.7807 | 23.99 | 0.01925 | 0.00101 | 0.00127 | 2.5667 | 23.1248 | 0.01704 | 0.0009391 | 0.00118 | 2.6814 | 23.2035 | 0.01894 | 0.0009967 | 0.00124 | 2.619 | 23.1645 | 0.01908 | 0.00101 | 0.00126 | 2.5308 | 26.6931 | 0.01799 | 0.0009525 | 0.00121 | 2.5026 | 27.0262 | 0.01855 | 0.00101 | 0.0013 | 2.6067 | 27.2447 | 0.02031 | 0.00106 | 0.00136 | 2.6909 | 26.8455 | 0.01967 | 0.00106 | 0.00134 | 2.7201 | 29.6174 | 0.01816 | 0.00097 | 0.00122 | 2.5724 | 33.2148 | 0.01846 | 0.00106 | 0.00133 | 2.5251 | 33.0961 | 0.01859 | 0.00107 | 0.00134 | 2.561 | 37.9247 | 0.02037 | 0.00115 | 0.00147 | 2.623 | 38.6558 | 0.01863 | 0.0009798 | 0.00124 | 2.5212 | 38.3593 | 0.01893 | 0.0009963 | 0.00127 | 2.5753 | 38.518 | 0.02023 | 0.00103 | 0.00131 | 2.6613 | 37.8323 | 0.02326 | 0.00122 | 0.00158 | 2.6058 | 38.2452 | 0.02283 | 0.00121 | 0.00157 | 2.5169 | 43.1814 | 0.02139 | 0.00112 | 0.00144 | 2.7284 | 45.67 | 0.02184 | 0.00107 | 0.00136 | 2.6638 | 46.2009 | 0.02232 | 0.00113 | 0.00145 | 3.0395 | 49.9805 | 0.02471 | 0.0012 | 0.00152 | 2.7782 | 52.2838 | 0.02391 | 0.00113 | 0.00144 | 2.7923 | 52.7372 | 0.0243 | 0.00125 | 0.0016 | 2.8849 | 55.3656 | 0.02449 | 0.00114 | 0.00146 | 2.8711 | 55.9308 | 0.02439 | 0.00112 | 0.00143 | 2.8013 | 59.3086 | 0.02526 | 0.00119 | 0.00152 | 2.7654 | 63.7911 | 0.02456 | 0.00118 | 0.00151 | 2.7305 | 63.5639 | 0.0247 | 0.00118 | 0.00152
2.9762 | 0.049121 | 0.05261 | 0.00336 | 0.00565 | 3.2274 | 0.046782 | 0.12077 | 0.00616 | 0.00965 | 3.3156 | 0.046013 | 0.18953 | 0.00933 | 0.01272 | 3.3156 | 0.18652 | 0.04717 | 0.00232 | 0.00301 | 3.2476 | 0.18893 | 0.06082 | 0.00276 | 0.00347 | 3.207 | 0.43139 | 0.0481 | 0.00203 | 0.00222 | 2.9961 | 1.2358 | 0.02623 | 0.00108 | 0.00124 | 2.9521 | 1.2448 | 0.02833 | 0.00114 | 0.0013 | 2.7083 | 1.7673 | 0.02133 | 0.0008938 | 0.00106 | 2.678 | 2.3388 | 0.01948 | 0.0008086 | 0.0009772 | 2.6667 | 2.3428 | 0.02078 | 0.0008444 | 0.00102 | 2.8134 | 2.7912 | 0.01995 | 0.0008491 | 0.0009938 | 2.9413 | 2.7461 | 0.0223 | 0.0009322 | 0.00106 | 3.0557 | 2.7061 | 0.02466 | 0.00101 | 0.00112 | 3.1582 | 3.2935 | 0.02284 | 0.0009311 | 0.00104 | 3.0012 | 4.0042 | 0.01972 | 0.0008551 | 0.0009996 | 3.0961 | 3.9622 | 0.0214 | 0.0009023 | 0.00105 | 2.9558 | 4.0243 | 0.02138 | 0.0009079 | 0.00106 | 2.9185 | 5.2267 | 0.0182 | 0.0008449 | 0.000988 | 2.9649 | 5.8215 | 0.01905 | 0.000882 | 0.00102 | 3.2169 | 6.4049 | 0.01897 | 0.0008335 | 0.000927 | 3.106 | 6.4751 | 0.01898 | 0.0008377 | 0.0009372 | 3.1277 | 8.0268 | 0.01781 | 0.0008085 | 0.0009234 | 3.1456 | 8.6308 | 0.01855 | 0.0008246 | 0.0009469 | 3.2462 | 8.5636 | 0.02022 | 0.0008704 | 0.0009903 | 3.3363 | 9.1943 | 0.01903 | 0.0008422 | 0.0009751 | 3.2531 | 9.2507 | 0.02068 | 0.0008939 | 0.00104 | 3.253 | 11.1717 | 0.01781 | 0.0007954 | 0.00093 | 3.1851 | 11.222 | 0.01925 | 0.0008396 | 0.000984 | 3.1281 | 11.2623 | 0.02069 | 0.0008818 | 0.00104 | 3.1284 | 12.9747 | 0.0189 | 0.0008619 | 0.00104 | 3.0033 | 13.0553 | 0.01905 | 0.000874 | 0.00106 | 3.1407 | 13.726 | 0.01885 | 0.0008431 | 0.00101 | 3.0804 | 14.3976 | 0.0185 | 0.0008559 | 0.00103 | 3.0392 | 16.0508 | 0.01822 | 0.0009075 | 0.0011 | 2.9343 | 17.5346 | 0.01837 | 0.00114 | 0.0014 | 2.8157 | 17.5557 | 0.01973 | 0.0012 | 0.00148 | 2.8603 | 18.897 | 0.01777 | 0.000943 | 0.00117 | 2.7723 | 18.9178 | 0.01793 | 0.0009557 | 0.00119 | 2.8156 | 19.4892 | 0.01725 | 0.0008598 | 0.00108 | 2.8602 | 19.4891 | 0.01911 | 0.0009189 | 0.00114 | 2.8602 | 21.3127 | 0.01785 | 0.0009857 | 0.0012 | 3.1284 | 21.2404 | 0.01961 | 0.00103 | 0.00124 | 3.0519 | 22.9251 | 0.02106 | 0.00101 | 0.00124 | 2.8511 | 24.0191 | 0.01908 | 0.0009956 | 0.00125 | 3.0896 | 24.0566 | 0.02067 | 0.00103 | 0.00128 | 2.8876 | 23.3006 | 0.01851 | 0.000967 | 0.0012 | 2.9793 | 23.3299 | 0.02041 | 0.00102 | 0.00126 | 2.91 | 23.3107 | 0.02055 | 0.00103 | 0.00127 | 2.812 | 27.0687 | 0.01926 | 0.0009737 | 0.00122 | 2.7807 | 27.5415 | 0.0198 | 0.00103 | 0.00131 | 2.8673 | 27.6605 | 0.02155 | 0.00108 | 0.00137 | 2.96 | 27.1613 | 0.02093 | 0.00108 | 0.00136 | 2.9922 | 29.963 | 0.0193 | 0.0009872 | 0.00124 | 2.8062 | 33.6796 | 0.01948 | 0.00107 | 0.00134 | 2.7547 | 33.5907 | 0.01962 | 0.00108 | 0.00135 | 2.758 | 38.539 | 0.02126 | 0.00116 | 0.00148 | 2.8247 | 39.1701 | 0.01951 | 0.0009906 | 0.00125 | 2.7152 | 38.9034 | 0.01981 | 0.00101 | 0.00128 | 2.7592 | 39.0125 | 0.02111 | 0.00104 | 0.00132 | 2.8387 | 38.5264 | 0.02416 | 0.00123 | 0.00159 | 2.7795 | 38.9887 | 0.02371 | 0.00122 | 0.00158 | 2.8315 | 44.1382 | 0.02295 | 0.00114 | 0.00146 | 3.0316 | 46.5483 | 0.02332 | 0.0011 | 0.00138 | 2.9597 | 47.0283 | 0.02379 | 0.00116 | 0.00147 | 3.3159 | 50.53 | 0.02607 | 0.00122 | 0.00153 | 3.0308 | 53.101 | 0.0252 | 0.00115 | 0.00145 | 3.0462 | 53.5342 | 0.02558 | 0.00126 | 0.00161 | 3.1253 | 56.1131 | 0.02571 | 0.00116 | 0.00147 | 3.1103 | 56.7479 | 0.02561 | 0.00114 | 0.00145 | 3.0167 | 60.1945 | 0.0264 | 0.0012 | 0.00153 | 2.9782 | 65.0462 | 0.02562 | 0.00119 | 0.00152 | 2.9405 | 64.8389 | 0.02577 | 0.00119 | 0.00153
3.2242 | 0.046799 | 0.05958 | 0.00374 | 0.00632 | 3.4757 | 0.04471 | 0.13556 | 0.00679 | 0.0107 | 3.6472 | 0.0434 | 0.2199 | 0.01065 | 0.01452 | 3.6472 | 0.17581 | 0.05467 | 0.00264 | 0.00343 | 3.4974 | 0.18052 | 0.06819 | 0.00303 | 0.00383 | 3.5633 | 0.40436 | 0.05626 | 0.00239 | 0.00252 | 3.2458 | 1.1828 | 0.02905 | 0.00117 | 0.00132 | 3.1792 | 1.1968 | 0.03112 | 0.00122 | 0.00137 | 2.9167 | 1.7102 | 0.0233 | 0.0009482 | 0.00111 | 2.8565 | 2.2787 | 0.02095 | 0.0008441 | 0.00101 | 3 | 2.2316 | 0.02377 | 0.00096 | 0.00109 | 3.126 | 2.681 | 0.02245 | 0.0009326 | 0.00105 | 3.2355 | 2.644 | 0.02483 | 0.00101 | 0.00111 | 3.3335 | 2.6109 | 0.02723 | 0.00108 | 0.00117 | 3.4214 | 3.2024 | 0.02494 | 0.0009872 | 0.00108 | 3.2513 | 3.895 | 0.02145 | 0.0008975 | 0.00103 | 3.3343 | 3.859 | 0.02315 | 0.0009434 | 0.00108 | 3.1831 | 3.9241 | 0.0231 | 0.0009476 | 0.00109 | 3.3354 | 5.0012 | 0.02087 | 0.0009365 | 0.00103 | 3.3356 | 5.616 | 0.02144 | 0.000954 | 0.00105 | 3.5744 | 6.1804 | 0.02114 | 0.0008968 | 0.000963 | 3.4511 | 6.2566 | 0.02112 | 0.0008994 | 0.0009724 | 3.4405 | 7.8092 | 0.01954 | 0.0008511 | 0.0009499 | 3.4316 | 8.4382 | 0.02015 | 0.0008612 | 0.0009712 | 3.5167 | 8.3801 | 0.02183 | 0.0009057 | 0.00101 | 3.6143 | 9.0077 | 0.02053 | 0.0008741 | 0.0009971 | 3.5033 | 9.0831 | 0.02217 | 0.0009237 | 0.00106 | 3.5032 | 10.971 | 0.01904 | 0.0008188 | 0.0009473 | 3.4126 | 11.0414 | 0.02048 | 0.0008616 | 0.001 | 3.3366 | 11.1017 | 0.02191 | 0.0009027 | 0.00105 | 3.3369 | 12.8239 | 0.01996 | 0.0008785 | 0.00105 | 3.2035 | 12.9245 | 0.0201 | 0.0008902 | 0.00107 | 3.337 | 13.5752 | 0.01985 | 0.0008582 | 0.00102 | 3.2729 | 14.2767 | 0.01945 | 0.0008698 | 0.00104 | 3.218 | 15.9398 | 0.01907 | 0.0009183 | 0.00111 | 3.1069 | 17.4835 | 0.01915 | 0.00115 | 0.00141 | 3.1285 | 17.4735 | 0.02129 | 0.00123 | 0.0015 | 3.1781 | 18.7447 | 0.01922 | 0.0009696 | 0.00119 | 3.0803 | 18.7955 | 0.01938 | 0.0009819 | 0.00121 | 3.1285 | 19.4267 | 0.01865 | 0.0008872 | 0.00109 | 3.2177 | 19.3963 | 0.02086 | 0.0009574 | 0.00116 | 3.2178 | 21.1996 | 0.01946 | 0.00102 | 0.00122 | 3.476 | 21.0478 | 0.02122 | 0.00106 | 0.00126 | 3.3571 | 22.8824 | 0.02255 | 0.00104 | 0.00126 | 3.1678 | 24.0557 | 0.02051 | 0.00102 | 0.00127 | 3.3986 | 24.0138 | 0.02209 | 0.00105 | 0.0013 | 3.2084 | 23.3772 | 0.01997 | 0.0009936 | 0.00122 | 3.2773 | 23.3768 | 0.02187 | 0.00105 | 0.00128 | 3.201 | 23.3776 | 0.02201 | 0.00106 | 0.00129 | 3.0932 | 27.2849 | 0.02052 | 0.0009937 | 0.00124 | 3.0588 | 27.8675 | 0.02104 | 0.00105 | 0.00133 | 3.128 | 27.9269 | 0.02278 | 0.0011 | 0.00139 | 3.2291 | 27.3576 | 0.02218 | 0.0011 | 0.00137 | 3.2642 | 30.1493 | 0.02044 | 0.001 | 0.00125 | 3.0401 | 34.0251 | 0.02049 | 0.00108 | 0.00135 | 2.9843 | 33.9562 | 0.02063 | 0.00109 | 0.00137 | 2.955 | 39.044 | 0.02214 | 0.00117 | 0.00149 | 3.0265 | 39.5751 | 0.02038 | 0.001 | 0.00126 | 2.9091 | 39.3482 | 0.02068 | 0.00102 | 0.00129 | 2.9432 | 39.4177 | 0.02198 | 0.00105 | 0.00133 | 3.1936 | 39.6465 | 0.0259 | 0.00126 | 0.00161 | 3.1269 | 40.1976 | 0.02544 | 0.00125 | 0.0016 | 3.1461 | 44.8075 | 0.02449 | 0.00117 | 0.00148 | 3.3347 | 47.1985 | 0.02478 | 0.00112 | 0.0014 | 3.2557 | 47.5977 | 0.02523 | 0.00118 | 0.00149 | 3.5922 | 50.9009 | 0.02742 | 0.00124 | 0.00155 | 3.2834 | 53.71 | 0.02648 | 0.00116 | 0.00147 | 3.3 | 54.143 | 0.02685 | 0.00128 | 0.00162 | 3.3658 | 56.6822 | 0.02692 | 0.00118 | 0.00148 | 3.3496 | 57.3767 | 0.0268 | 0.00116 | 0.00146 | 3.4477 | 61.511 | 0.02864 | 0.00125 | 0.00156 | 3.4036 | 67.0315 | 0.02769 | 0.00123 | 0.00155 | 3.3606 | 66.8539 | 0.02784 | 0.00124 | 0.00155
3.4722 | 0.044727 | 0.0669 | 0.00412 | 0.00702 | 3.9722 | 0.041157 | 0.16709 | 0.00865 | 0.01291 | 3.9788 | 0.041118 | 0.25203 | 0.01198 | 0.01641 | 3.9788 | 0.1665 | 0.06261 | 0.00297 | 0.00386 | 3.7472 | 0.17291 | 0.07589 | 0.0033 | 0.0042 | 3.9196 | 0.38104 | 0.06495 | 0.00274 | 0.00283 | 3.4955 | 1.1327 | 0.032 | 0.00126 | 0.0014 | 3.4063 | 1.1507 | 0.03403 | 0.00131 | 0.00145 | 3.125 | 1.6551 | 0.02532 | 0.001 | 0.00116 | 3.2136 | 2.1625 | 0.02403 | 0.0009661 | 0.00109 | 3.3333 | 2.1255 | 0.0269 | 0.00107 | 0.00116 | 3.4386 | 2.5759 | 0.02505 | 0.00102 | 0.00111 | 3.5296 | 2.5458 | 0.02746 | 0.00109 | 0.00117 | 3.6113 | 2.5188 | 0.02989 | 0.00116 | 0.00123 | 3.6846 | 3.1122 | 0.02711 | 0.00104 | 0.00113 | 3.5014 | 3.7868 | 0.02323 | 0.0009402 | 0.00107 | 3.8106 | 3.6567 | 0.02679 | 0.00109 | 0.00115 | 3.6379 | 3.7288 | 0.02667 | 0.00109 | 0.00115 | 3.7523 | 4.7828 | 0.02367 | 0.00103 | 0.00108 | 3.7062 | 5.4155 | 0.02391 | 0.00103 | 0.0011 | 3.9318 | 5.963 | 0.02339 | 0.00096 | 0.0009998 | 3.7962 | 6.0441 | 0.02334 | 0.000961 | 0.00101 | 3.7533 | 7.5917 | 0.02131 | 0.0008939 | 0.0009767 | 3.7176 | 8.2436 | 0.02179 | 0.0008979 | 0.0009955 | 3.7873 | 8.1956 | 0.02348 | 0.000941 | 0.00104 | 3.8923 | 8.8202 | 0.02206 | 0.0009062 | 0.00102 | 3.7536 | 8.9135 | 0.02369 | 0.0009537 | 0.00108 | 3.7535 | 10.7704 | 0.0203 | 0.0008423 | 0.0009645 | 3.6401 | 10.8607 | 0.02172 | 0.0008838 | 0.00102 | 3.5451 | 10.9411 | 0.02315 | 0.0009236 | 0.00107 | 3.5455 | 12.6532 | 0.02104 | 0.0008951 | 0.00107 | 3.4037 | 12.7737 | 0.02116 | 0.0009064 | 0.00109 | 3.5333 | 13.4245 | 0.02086 | 0.0008734 | 0.00103 | 3.4655 | 14.1459 | 0.02041 | 0.0008836 | 0.00105 | 3.5756 | 15.6881 | 0.0208 | 0.0009555 | 0.00113 | 3.4521 | 17.3315 | 0.02072 | 0.00118 | 0.00142 | 3.5196 | 17.2913 | 0.02325 | 0.00127 | 0.00152 | 3.5754 | 18.4524 | 0.02106 | 0.00101 | 0.00121 | 3.4654 | 18.5431 | 0.02121 | 0.00102 | 0.00123 | 3.5195 | 19.2342 | 0.02042 | 0.0009273 | 0.00111 | 3.5753 | 19.2041 | 0.02263 | 0.0009948 | 0.00118 | 3.5753 | 20.9771 | 0.02108 | 0.00105 | 0.00124 | 3.8236 | 20.7857 | 0.02286 | 0.00109 | 0.00127 | 3.6622 | 22.7401 | 0.02405 | 0.00106 | 0.00128 | 3.4846 | 23.983 | 0.02193 | 0.00104 | 0.00128 | 3.7075 | 23.8714 | 0.02352 | 0.00108 | 0.00131 | 3.5293 | 23.3643 | 0.02143 | 0.00102 | 0.00123 | 3.5752 | 23.3542 | 0.02333 | 0.00107 | 0.00129 | 3.492 | 23.3649 | 0.02347 | 0.00108 | 0.00131 | 3.3744 | 27.3717 | 0.02177 | 0.00101 | 0.00125 | 3.3369 | 28.0542 | 0.02226 | 0.00107 | 0.00134 | 3.3887 | 28.0739 | 0.024 | 0.00112 | 0.0014 | 3.4982 | 27.4645 | 0.02343 | 0.00111 | 0.00139 | 3.5362 | 30.2261 | 0.02157 | 0.00102 | 0.00126 | 3.2739 | 34.2611 | 0.02149 | 0.0011 | 0.00136 | 3.2138 | 34.2022 | 0.02163 | 0.0011 | 0.00138 | 3.152 | 39.4396 | 0.02301 | 0.00118 | 0.0015 | 3.2283 | 39.8906 | 0.02124 | 0.00101 | 0.00127 | 3.1031 | 39.7036 | 0.02155 | 0.00103 | 0.0013 | 3.3111 | 39.9894 | 0.0237 | 0.00108 | 0.00135 | 3.5484 | 40.4583 | 0.02761 | 0.00129 | 0.00163 | 3.4743 | 41.1185 | 0.02712 | 0.00128 | 0.00162 | 3.4608 | 45.2485 | 0.026 | 0.00119 | 0.0015 | 3.6379 | 47.6602 | 0.02622 | 0.00114 | 0.00141 | 3.5517 | 47.9688 | 0.02666 | 0.0012 | 0.0015 | 3.8685 | 51.1231 | 0.02876 | 0.00126 | 0.00156 | 3.5359 | 54.1705 | 0.02775 | 0.00118 | 0.00148 | 3.5539 | 54.6033 | 0.02811 | 0.0013 | 0.00164 | 3.8466 | 57.414 | 0.02932 | 0.00123 | 0.00151 | 3.8281 | 58.1881 | 0.02917 | 0.00121 | 0.00149 | 3.8787 | 62.3422 | 0.03085 | 0.00129 | 0.00158 | 3.8291 | 68.4618 | 0.02971 | 0.00127 | 0.00157 | 3.7807 | 68.324 | 0.02986 | 0.00127 | 0.00157
3.7202 | 0.042866 | 0.07455 | 0.00451 | 0.00774 | 4.4687 | 0.038214 | 0.20121 | 0.01045 | 0.01527 | 4.3103 | 0.039096 | 0.28588 | 0.01332 | 0.01837 | 4.3103 | 0.15829 | 0.07098 | 0.0033 | 0.00432 | 3.997 | 0.16601 | 0.08392 | 0.00357 | 0.00459 | 4.2759 | 0.36063 | 0.07415 | 0.00309 | 0.00316 | 3.7451 | 1.0867 | 0.03507 | 0.00135 | 0.00149 | 3.6334 | 1.1067 | 0.03706 | 0.00139 | 0.00153 | 3.3333 | 1.6031 | 0.02742 | 0.00106 | 0.00122 | 3.5707 | 2.0544 | 0.02727 | 0.00109 | 0.00116 | 3.6667 | 2.0264 | 0.03019 | 0.00119 | 0.00124 | 3.7512 | 2.4737 | 0.02775 | 0.0011 | 0.00117 | 3.8238 | 2.4517 | 0.0302 | 0.00117 | 0.00123 | 3.8891 | 2.4307 | 0.03265 | 0.00124 | 0.00129 | 4.211 | 2.936 | 0.03162 | 0.00124 | 0.00122 | 4.0016 | 3.5795 | 0.02694 | 0.00109 | 0.00114 | 4.2869 | 3.4674 | 0.03062 | 0.00123 | 0.00122 | 4.0926 | 3.5435 | 0.03043 | 0.00122 | 0.00122 | 4.1693 | 4.5745 | 0.02659 | 0.00112 | 0.00113 | 4.0768 | 5.2212 | 0.02648 | 0.0011 | 0.00114 | 4.2892 | 5.7546 | 0.02572 | 0.00102 | 0.00104 | 4.1414 | 5.8398 | 0.02564 | 0.00102 | 0.00104 | 4.0661 | 7.3783 | 0.02314 | 0.0009369 | 0.001 | 4.0035 | 8.0492 | 0.02347 | 0.0009347 | 0.00102 | 4.0578 | 8.0131 | 0.02516 | 0.0009766 | 0.00106 | 4.1704 | 8.6347 | 0.02363 | 0.0009384 | 0.00104 | 4.0038 | 8.7461 | 0.02523 | 0.0009837 | 0.0011 | 4.0037 | 10.5698 | 0.02158 | 0.000866 | 0.0009818 | 3.8676 | 10.6802 | 0.02299 | 0.000906 | 0.00103 | 3.7537 | 10.7706 | 0.02441 | 0.0009447 | 0.00108 | 3.7541 | 12.4826 | 0.02212 | 0.0009117 | 0.00108 | 3.604 | 12.6131 | 0.02224 | 0.0009226 | 0.0011 | 3.9259 | 13.0832 | 0.02293 | 0.0009272 | 0.00106 | 3.8505 | 13.8446 | 0.02237 | 0.0009318 | 0.00108 | 4.0225 | 15.3164 | 0.023 | 0.00101 | 0.00116 | 3.8837 | 17.0494 | 0.02271 | 0.00122 | 0.00144 | 3.9106 | 17.0295 | 0.02524 | 0.0013 | 0.00154 | 3.9727 | 18.1005 | 0.02293 | 0.00105 | 0.00123 | 3.8504 | 18.2211 | 0.02307 | 0.00106 | 0.00125 | 3.9106 | 18.9521 | 0.0222 | 0.0009664 | 0.00113 | 3.9328 | 18.9422 | 0.02443 | 0.00103 | 0.0012 | 3.9328 | 20.695 | 0.02272 | 0.00108 | 0.00126 | 4.1712 | 20.4738 | 0.02451 | 0.00112 | 0.00129 | 3.9674 | 22.5481 | 0.02556 | 0.00109 | 0.00129 | 3.8014 | 23.8106 | 0.02336 | 0.00107 | 0.0013 | 4.0165 | 23.6593 | 0.02496 | 0.0011 | 0.00133 | 3.8501 | 23.2819 | 0.0229 | 0.00104 | 0.00125 | 3.8732 | 23.2819 | 0.02479 | 0.0011 | 0.00131 | 3.783 | 23.3026 | 0.02494 | 0.00111 | 0.00132 | 3.6555 | 27.359 | 0.02302 | 0.00103 | 0.00127 | 3.6149 | 28.1213 | 0.02347 | 0.00109 | 0.00136 | 3.6493 | 28.1212 | 0.02522 | 0.00113 | 0.00141 | 3.7672 | 27.4918 | 0.02467 | 0.00113 | 0.0014 | 3.8082 | 30.2133 | 0.0227 | 0.00104 | 0.00127 | 3.5078 | 34.3977 | 0.02248 | 0.00111 | 0.00137 | 3.4434 | 34.3687 | 0.02263 | 0.00112 | 0.00139 | 3.546 | 39.9621 | 0.02473 | 0.00121 | 0.00152 | 3.6318 | 40.293 | 0.02294 | 0.00104 | 0.00129 | 3.4909 | 40.1757 | 0.02326 | 0.00106 | 0.00131 | 3.679 | 40.3227 | 0.0254 | 0.00111 | 0.00136 | 3.9033 | 41.0215 | 0.02928 | 0.00131 | 0.00165 | 3.8218 | 41.791 | 0.02876 | 0.00131 | 0.00164 | 3.7754 | 45.5108 | 0.02751 | 0.00121 | 0.00151 | 3.9411 | 47.983 | 0.02765 | 0.00117 | 0.00143 | 3.8477 | 48.1811 | 0.02808 | 0.00122 | 0.00152 | 4.4212 | 51.25 | 0.03143 | 0.00132 | 0.00159 | 4.0411 | 54.7046 | 0.03026 | 0.00124 | 0.00151 | 4.0616 | 55.1571 | 0.0306 | 0.00135 | 0.00166 | 4.3274 | 57.7596 | 0.03169 | 0.00128 | 0.00153 | 4.3066 | 58.5833 | 0.03151 | 0.00126 | 0.00151 | 4.3096 | 62.8369 | 0.03303 | 0.00134 | 0.0016 | 4.2545 | 69.4557 | 0.03169 | 0.0013 | 0.00158 | 4.2008 | 69.3577 | 0.03185 | 0.00131 | 0.00159
3.9683 | 0.041184 | 0.08252 | 0.0049 | 0.00849 | 4.9652 | 0.035732 | 0.23784 | 0.01223 | 0.01777 | 4.6419 | 0.037305 | 0.32144 | 0.01467 | 0.02041 | 4.6419 | 0.15099 | 0.07977 | 0.00363 | 0.0048 | 4.2468 | 0.1598 | 0.09227 | 0.00385 | 0.005 | 4.6323 | 0.34261 | 0.08385 | 0.00344 | 0.0035 | 3.9948 | 1.0426 | 0.03828 | 0.00144 | 0.00158 | 4.0876 | 1.0276 | 0.04346 | 0.00169 | 0.00171 | 3.75 | 1.504 | 0.03182 | 0.00125 | 0.00133 | 3.9277 | 1.9523 | 0.03068 | 0.0012 | 0.00124 | 4 | 1.9333 | 0.03364 | 0.0013 | 0.00131 | 4.0638 | 2.3776 | 0.03057 | 0.00118 | 0.00123 | 4.1179 | 2.3616 | 0.03303 | 0.00125 | 0.00129 | 4.4447 | 2.2675 | 0.03847 | 0.00151 | 0.00141 | 4.7373 | 2.7698 | 0.03642 | 0.00143 | 0.00131 | 4.5018 | 3.3863 | 0.03086 | 0.00124 | 0.00121 | 4.7633 | 3.2912 | 0.03467 | 0.00137 | 0.00129 | 4.5473 | 3.3693 | 0.03438 | 0.00136 | 0.00129 | 4.5862 | 4.3782 | 0.02964 | 0.00121 | 0.00118 | 4.4474 | 5.0359 | 0.02915 | 0.00117 | 0.00118 | 4.6467 | 5.5583 | 0.02814 | 0.00109 | 0.00108 | 4.4865 | 5.6455 | 0.02802 | 0.00108 | 0.00108 | 4.3788 | 7.1699 | 0.02502 | 0.0009803 | 0.00103 | 4.2895 | 7.8578 | 0.02519 | 0.0009717 | 0.00104 | 4.3283 | 7.8327 | 0.02689 | 0.00101 | 0.00109 | 4.4484 | 8.4523 | 0.02523 | 0.0009708 | 0.00106 | 4.254 | 8.5797 | 0.02681 | 0.00101 | 0.00112 | 4.2539 | 10.3593 | 0.02289 | 0.0008898 | 0.0009991 | 4.0951 | 10.4897 | 0.02428 | 0.0009284 | 0.00105 | 4.1708 | 10.4297 | 0.02699 | 0.00102 | 0.00111 | 4.1712 | 12.1215 | 0.02434 | 0.0009711 | 0.00111 | 4.0044 | 12.272 | 0.02444 | 0.0009801 | 0.00113 | 4.4166 | 12.642 | 0.02558 | 0.00101 | 0.00109 | 4.3318 | 13.4432 | 0.02487 | 0.001 | 0.00111 | 4.4695 | 14.915 | 0.02526 | 0.00107 | 0.00118 | 4.3152 | 16.7177 | 0.02473 | 0.00125 | 0.00146 | 4.3017 | 16.728 | 0.02726 | 0.00134 | 0.00156 | 4.3699 | 17.7189 | 0.02483 | 0.00109 | 0.00125 | 4.2355 | 17.8495 | 0.02496 | 0.0011 | 0.00126 | 4.3016 | 18.6204 | 0.02402 | 0.00101 | 0.00115 | 4.2903 | 18.6306 | 0.02624 | 0.00107 | 0.00122 | 4.2904 | 20.3632 | 0.02438 | 0.00111 | 0.00127 | 4.5188 | 20.1423 | 0.02619 | 0.00114 | 0.00131 | 4.2726 | 22.2964 | 0.02708 | 0.00111 | 0.00131 | 4.1182 | 23.5786 | 0.0248 | 0.00109 | 0.00131 | 4.3255 | 23.3975 | 0.02641 | 0.00112 | 0.00134 | 4.1709 | 23.1598 | 0.02437 | 0.00107 | 0.00126 | 4.1711 | 23.16 | 0.02627 | 0.00112 | 0.00132 | 4.074 | 23.2006 | 0.02641 | 0.00113 | 0.00134 | 3.9367 | 27.2666 | 0.02427 | 0.00105 | 0.00128 | 3.893 | 28.0988 | 0.02469 | 0.0011 | 0.00137 | 3.91 | 28.0889 | 0.02643 | 0.00115 | 0.00142 | 4.0363 | 27.4595 | 0.02591 | 0.00115 | 0.00141 | 4.0802 | 30.1208 | 0.02383 | 0.00105 | 0.00128 | 3.7416 | 34.4546 | 0.02347 | 0.00112 | 0.00138 | 3.6729 | 34.4456 | 0.02362 | 0.00113 | 0.0014 | 3.94 | 40.216 | 0.02644 | 0.00124 | 0.00153 | 4.0353 | 40.4568 | 0.02463 | 0.00107 | 0.00131 | 3.8788 | 40.4093 | 0.02495 | 0.00109 | 0.00133 | 4.0469 | 40.4571 | 0.02709 | 0.00114 | 0.00138 | 4.2581 | 41.3958 | 0.03094 | 0.00134 | 0.00167 | 4.1692 | 42.2645 | 0.03039 | 0.00133 | 0.00166 | 4.09 | 45.6343 | 0.02901 | 0.00124 | 0.00153 | 4.2442 | 48.1768 | 0.02907 | 0.00119 | 0.00144 | 4.1436 | 48.2644 | 0.0295 | 0.00124 | 0.00153 | 4.9738 | 51.0796 | 0.0341 | 0.00138 | 0.00161 | 4.5462 | 54.8819 | 0.03275 | 0.00129 | 0.00153 | 4.5693 | 55.3642 | 0.03307 | 0.0014 | 0.00168 | 4.8082 | 57.8278 | 0.03406 | 0.00133 | 0.00155 | 4.7851 | 58.6712 | 0.03384 | 0.00131 | 0.00153 | 4.7406 | 63.0741 | 0.0352 | 0.00138 | 0.00162 | 4.68 | 70.1222 | 0.03365 | 0.00134 | 0.0016 | 4.6209 | 70.0541 | 0.03381 | 0.00134 | 0.00161
4.4643 | 0.038242 | 0.09941 | 0.00595 | 0.01005 | 5.4618 | 0.0336 | 0.27692 | 0.01402 | 0.0204 | 4.9735 | 0.035693 | 0.35865 | 0.01604 | 0.02253 | 4.9735 | 0.14438 | 0.08898 | 0.00397 | 0.00529 | 4.4966 | 0.15409 | 0.10095 | 0.00413 | 0.00541 | 4.9886 | 0.3267 | 0.09404 | 0.00379 | 0.00386 | 4.4942 | 0.96448 | 0.04508 | 0.00177 | 0.00177 | 4.5417 | 0.95759 | 0.05034 | 0.00199 | 0.00189 | 4.1667 | 1.4149 | 0.03649 | 0.00144 | 0.00145 | 4.2848 | 1.8592 | 0.03426 | 0.00132 | 0.00133 | 4.3333 | 1.8472 | 0.03726 | 0.00141 | 0.0014 | 4.3764 | 2.2865 | 0.0335 | 0.00126 | 0.00129 | 4.7062 | 2.1964 | 0.03903 | 0.00153 | 0.00142 | 5.0003 | 2.1214 | 0.0447 | 0.00177 | 0.00153 | 5.2637 | 2.6156 | 0.04149 | 0.00162 | 0.00141 | 5.002 | 3.2081 | 0.03501 | 0.00139 | 0.00129 | 5.2396 | 3.129 | 0.03893 | 0.00151 | 0.00136 | 5.002 | 3.2081 | 0.03854 | 0.0015 | 0.00136 | 5.0031 | 4.195 | 0.03283 | 0.0013 | 0.00124 | 4.818 | 4.8616 | 0.03191 | 0.00124 | 0.00122 | 5.0041 | 5.373 | 0.03064 | 0.00115 | 0.00112 | 4.8316 | 5.4612 | 0.03048 | 0.00115 | 0.00112 | 4.6916 | 6.9705 | 0.02695 | 0.00102 | 0.00106 | 4.5755 | 7.6714 | 0.02695 | 0.00101 | 0.00107 | 4.5988 | 7.6564 | 0.02865 | 0.00105 | 0.00111 | 4.7264 | 8.2739 | 0.02686 | 0.001 | 0.00109 | 4.5043 | 8.4163 | 0.02842 | 0.00104 | 0.00114 | 4.5042 | 10.1589 | 0.02422 | 0.000914 | 0.00102 | 4.5501 | 10.1189 | 0.02693 | 0.00101 | 0.00108 | 4.6921 | 10.0047 | 0.03033 | 0.00113 | 0.00115 | 4.6926 | 11.6604 | 0.02722 | 0.00106 | 0.00114 | 4.505 | 11.8308 | 0.02728 | 0.00107 | 0.00116 | 4.9073 | 12.2109 | 0.02833 | 0.00109 | 0.00112 | 4.8132 | 13.0221 | 0.02745 | 0.00108 | 0.00114 | 4.9164 | 14.5138 | 0.02758 | 0.00112 | 0.00121 | 4.7467 | 16.3564 | 0.0268 | 0.00129 | 0.00148 | 4.6928 | 16.4067 | 0.02933 | 0.00137 | 0.00158 | 4.7672 | 17.3075 | 0.02679 | 0.00113 | 0.00127 | 4.6205 | 17.4581 | 0.0269 | 0.00114 | 0.00128 | 4.6927 | 18.2589 | 0.02588 | 0.00104 | 0.00117 | 4.6478 | 18.2993 | 0.0281 | 0.0011 | 0.00124 | 4.6479 | 20.0017 | 0.02607 | 0.00114 | 0.00129 | 4.8664 | 19.7809 | 0.02791 | 0.00117 | 0.00132 | 4.5778 | 22.0249 | 0.02862 | 0.00114 | 0.00132 | 4.435 | 23.2969 | 0.02626 | 0.00111 | 0.00133 | 4.6344 | 23.1059 | 0.02788 | 0.00114 | 0.00135 | 4.4918 | 22.998 | 0.02585 | 0.00109 | 0.00128 | 4.469 | 23.0083 | 0.02775 | 0.00114 | 0.00134 | 4.365 | 23.0589 | 0.02788 | 0.00115 | 0.00135 | 4.2179 | 27.1046 | 0.02552 | 0.00107 | 0.00129 | 4.1711 | 27.9966 | 0.0259 | 0.00112 | 0.00138 | 4.1707 | 27.9968 | 0.02765 | 0.00117 | 0.00144 | 4.3054 | 27.3674 | 0.02716 | 0.00117 | 0.00142 | 4.3522 | 29.9687 | 0.02497 | 0.00107 | 0.00129 | 4.2093 | 34.3995 | 0.02546 | 0.00116 | 0.0014 | 4.132 | 34.4203 | 0.0256 | 0.00117 | 0.00141 | 4.334 | 40.2609 | 0.02813 | 0.00126 | 0.00155 | 4.4388 | 40.4417 | 0.02632 | 0.0011 | 0.00132 | 4.2667 | 40.4639 | 0.02664 | 0.00112 | 0.00135 | 4.4148 | 40.4524 | 0.02878 | 0.00117 | 0.00139 | 4.6129 | 41.6108 | 0.03259 | 0.00136 | 0.00168 | 4.5166 | 42.579 | 0.032 | 0.00135 | 0.00168 | 4.4046 | 45.6486 | 0.0305 | 0.00126 | 0.00154 | 4.8505 | 48.3165 | 0.0319 | 0.00126 | 0.00147 | 4.7356 | 48.1833 | 0.03233 | 0.00131 | 0.00156 | 5.5264 | 50.7411 | 0.03678 | 0.00143 | 0.00163 | 5.0513 | 54.8216 | 0.03524 | 0.00135 | 0.00155 | 5.077 | 55.3437 | 0.03554 | 0.00145 | 0.0017 | 5.289 | 57.7079 | 0.03642 | 0.00138 | 0.00157 | 5.2637 | 58.5711 | 0.03617 | 0.00135 | 0.00155 | 5.1716 | 63.1332 | 0.03737 | 0.00141 | 0.00164 | 5.1054 | 70.5408 | 0.03559 | 0.00137 | 0.00162 | 5.0409 | 70.4925 | 0.03575 | 0.00137 | 0.00163
4.9603 | 0.03575 | 0.11756 | 0.007 | 0.01172 | 5.9583 | 0.031739 | 0.3184 | 0.01582 | 0.02316 | 5.305 | 0.034242 | 0.3975 | 0.01743 | 0.02473 | 5.305 | 0.13848 | 0.09859 | 0.00431 | 0.0058 | 4.9963 | 0.14399 | 0.11923 | 0.00505 | 0.00628 | 5.3449 | 0.31229 | 0.10472 | 0.00415 | 0.00423 | 4.9935 | 0.89613 | 0.05243 | 0.00209 | 0.00198 | 4.9959 | 0.89584 | 0.05771 | 0.00228 | 0.00209 | 4.5833 | 1.3338 | 0.04146 | 0.00162 | 0.00158 | 4.6419 | 1.7721 | 0.03802 | 0.00144 | 0.00141 | 4.6667 | 1.7671 | 0.04104 | 0.00152 | 0.00148 | 5.0016 | 2.1203 | 0.0397 | 0.00156 | 0.00143 | 5.2944 | 2.0503 | 0.04547 | 0.00181 | 0.00155 | 5.5559 | 1.9902 | 0.05135 | 0.00202 | 0.00167 | 5.7901 | 2.4745 | 0.04686 | 0.00181 | 0.00151 | 5.5022 | 3.0459 | 0.03938 | 0.00153 | 0.00137 | 5.7159 | 2.9809 | 0.0434 | 0.00165 | 0.00145 | 5.4568 | 3.06 | 0.0429 | 0.00163 | 0.00144 | 5.4201 | 4.0258 | 0.03616 | 0.00139 | 0.00129 | 5.1886 | 4.6964 | 0.03477 | 0.00132 | 0.00127 | 5.3615 | 5.1988 | 0.03323 | 0.00122 | 0.00116 | 5.1767 | 5.2869 | 0.03303 | 0.00121 | 0.00116 | 5.0044 | 6.7792 | 0.02894 | 0.00107 | 0.00109 | 4.8614 | 7.4901 | 0.02875 | 0.00105 | 0.0011 | 4.8693 | 7.4851 | 0.03046 | 0.00109 | 0.00113 | 5.0044 | 8.1016 | 0.02853 | 0.00104 | 0.00111 | 5.0048 | 8.1017 | 0.03173 | 0.00115 | 0.00118 | 5.0046 | 9.7571 | 0.02696 | 0.001 | 0.00105 | 5.1189 | 9.669 | 0.03039 | 0.00113 | 0.00113 | 5.2134 | 9.596 | 0.03382 | 0.00125 | 0.0012 | 5.214 | 11.2095 | 0.03021 | 0.00115 | 0.00117 | 5.0055 | 11.3899 | 0.03022 | 0.00115 | 0.00119 | 5.3981 | 11.7801 | 0.03118 | 0.00117 | 0.00115 | 5.2945 | 12.6111 | 0.03012 | 0.00115 | 0.00117 | 5.3634 | 14.1028 | 0.02997 | 0.00118 | 0.00123 | 5.1782 | 15.9752 | 0.02891 | 0.00133 | 0.0015 | 5.0838 | 16.0656 | 0.03143 | 0.00141 | 0.00159 | 5.1645 | 16.8964 | 0.02878 | 0.00117 | 0.00128 | 5.0055 | 17.0569 | 0.02888 | 0.00117 | 0.0013 | 5.0838 | 17.8777 | 0.02777 | 0.00108 | 0.00119 | 5.0054 | 17.9581 | 0.02998 | 0.00114 | 0.00126 | 5.0054 | 19.6404 | 0.0278 | 0.00116 | 0.0013 | 5.214 | 19.4197 | 0.02965 | 0.0012 | 0.00134 | 4.883 | 21.7236 | 0.03019 | 0.00116 | 0.00134 | 4.7518 | 22.9854 | 0.02773 | 0.00114 | 0.00134 | 4.9434 | 22.7946 | 0.02937 | 0.00117 | 0.00137 | 4.8126 | 22.7964 | 0.02734 | 0.00112 | 0.00129 | 4.767 | 22.8268 | 0.02924 | 0.00117 | 0.00135 | 4.656 | 22.8974 | 0.02937 | 0.00117 | 0.00137 | 4.4991 | 26.9027 | 0.02679 | 0.00109 | 0.0013 | 4.4491 | 27.8346 | 0.02713 | 0.00114 | 0.00139 | 4.692 | 27.6633 | 0.03011 | 0.00122 | 0.00146 | 4.8436 | 27.0938 | 0.02967 | 0.00122 | 0.00145 | 4.8963 | 29.545 | 0.02727 | 0.00112 | 0.00132 | 4.677 | 34.1652 | 0.02745 | 0.0012 | 0.00142 | 4.5912 | 34.216 | 0.02759 | 0.0012 | 0.00143 | 4.728 | 40.1466 | 0.02983 | 0.00129 | 0.00156 | 4.8424 | 40.3073 | 0.02802 | 0.00113 | 0.00134 | 4.6546 | 40.3894 | 0.02833 | 0.00115 | 0.00136 | 4.7827 | 40.3383 | 0.03047 | 0.0012 | 0.00141 | 4.9678 | 41.7065 | 0.03423 | 0.00139 | 0.0017 | 4.8641 | 42.7642 | 0.0336 | 0.00138 | 0.00169 | 5.0338 | 45.4591 | 0.0335 | 0.00133 | 0.00157 | 5.4569 | 48.2183 | 0.03473 | 0.00133 | 0.00149 | 5.3275 | 47.8845 | 0.03518 | 0.00138 | 0.00158 | 6.0791 | 50.3041 | 0.03949 | 0.00149 | 0.00165 | 5.5565 | 54.6129 | 0.03774 | 0.0014 | 0.00157 | 5.5847 | 55.1749 | 0.03801 | 0.00149 | 0.00172 | 5.7699 | 57.4796 | 0.0388 | 0.00142 | 0.00159 | 5.7422 | 58.3325 | 0.03851 | 0.0014 | 0.00157 | 5.6025 | 63.0739 | 0.03954 | 0.00145 | 0.00166 | 5.5309 | 70.761 | 0.03753 | 0.0014 | 0.00163 | 5.461 | 70.7326 | 0.03769 | 0.0014 | 0.00164
5.4563 | 0.033618 | 0.13692 | 0.00805 | 0.01347 | 6.4548 | 0.030107 | 0.36222 | 0.01764 | 0.02606 | 5.6366 | 0.032911 | 0.43796 | 0.01884 | 0.027 | 5.6366 | 0.13308 | 0.10861 | 0.00465 | 0.00633 | 5.6208 | 0.13328 | 0.1438 | 0.00633 | 0.00743 | 5.7013 | 0.29938 | 0.11588 | 0.00451 | 0.00462 | 5.4929 | 0.83649 | 0.06031 | 0.0024 | 0.00219 | 5.4501 | 0.8413 | 0.06558 | 0.00257 | 0.0023 | 5 | 1.2608 | 0.04673 | 0.00181 | 0.00171 | 4.9989 | 1.693 | 0.04197 | 0.00156 | 0.00151 | 5.3333 | 1.624 | 0.04911 | 0.00193 | 0.00166 | 5.6268 | 1.9752 | 0.04638 | 0.00185 | 0.00157 | 5.8827 | 1.9212 | 0.05236 | 0.00207 | 0.00169 | 6.1115 | 1.8751 | 0.05842 | 0.00228 | 0.00181 | 6.3165 | 2.3444 | 0.05254 | 0.00199 | 0.00162 | 6.0024 | 2.8978 | 0.04398 | 0.00168 | 0.00145 | 6.1922 | 2.8457 | 0.0481 | 0.0018 | 0.00153 | 5.9115 | 2.9238 | 0.04747 | 0.00177 | 0.00152 | 5.837 | 3.8696 | 0.03962 | 0.00149 | 0.00135 | 5.5593 | 4.5422 | 0.03773 | 0.00139 | 0.00131 | 5.719 | 5.0356 | 0.0359 | 0.00128 | 0.0012 | 5.5218 | 5.1247 | 0.03565 | 0.00128 | 0.0012 | 5.3172 | 6.597 | 0.03098 | 0.00111 | 0.00112 | 5.1474 | 7.3158 | 0.0306 | 0.00108 | 0.00112 | 5.4104 | 7.1616 | 0.03419 | 0.00122 | 0.00119 | 5.5605 | 7.775 | 0.03197 | 0.00116 | 0.00116 | 5.6303 | 7.735 | 0.03605 | 0.00132 | 0.00124 | 5.6302 | 9.2873 | 0.03055 | 0.00113 | 0.0011 | 5.6876 | 9.2453 | 0.034 | 0.00125 | 0.00117 | 5.7348 | 9.2123 | 0.03746 | 0.00136 | 0.00124 | 5.7354 | 10.7888 | 0.03331 | 0.00124 | 0.00121 | 5.5061 | 10.9691 | 0.03328 | 0.00124 | 0.00122 | 5.8888 | 11.3694 | 0.03414 | 0.00125 | 0.00118 | 5.7758 | 12.2003 | 0.03288 | 0.00122 | 0.0012 | 5.8103 | 13.712 | 0.03243 | 0.00123 | 0.00126 | 5.6097 | 15.5942 | 0.03108 | 0.00137 | 0.00152 | 5.4749 | 15.7146 | 0.03358 | 0.00145 | 0.00161 | 5.5617 | 16.4954 | 0.03083 | 0.00121 | 0.0013 | 5.3906 | 16.6658 | 0.03091 | 0.00121 | 0.00132 | 5.4748 | 17.4966 | 0.0297 | 0.00112 | 0.00121 | 5.3629 | 17.607 | 0.0319 | 0.00118 | 0.00128 | 5.363 | 19.2592 | 0.02955 | 0.00119 | 0.00132 | 5.5616 | 19.0586 | 0.03143 | 0.00123 | 0.00135 | 5.4934 | 21.0913 | 0.03338 | 0.00125 | 0.00136 | 5.0686 | 22.664 | 0.02923 | 0.00116 | 0.00135 | 5.5613 | 22.1322 | 0.03241 | 0.00125 | 0.00139 | 5.1335 | 22.585 | 0.02885 | 0.00114 | 0.00131 | 5.3628 | 22.4242 | 0.03226 | 0.00125 | 0.00138 | 5.238 | 22.5147 | 0.03238 | 0.00126 | 0.00139 | 5.0615 | 26.4096 | 0.02935 | 0.00115 | 0.00133 | 5.0053 | 27.4013 | 0.0296 | 0.0012 | 0.00142 | 5.2133 | 27.2104 | 0.0326 | 0.00128 | 0.00148 | 5.3818 | 26.7209 | 0.03221 | 0.00128 | 0.00147 | 5.4403 | 29.022 | 0.0296 | 0.00117 | 0.00134 | 5.1448 | 33.8217 | 0.02946 | 0.00123 | 0.00144 | 5.0503 | 33.9024 | 0.0296 | 0.00124 | 0.00145 | 5.122 | 39.9329 | 0.03154 | 0.00131 | 0.00158 | 5.2459 | 40.0835 | 0.02972 | 0.00116 | 0.00135 | 5.0425 | 40.2055 | 0.03003 | 0.00118 | 0.00138 | 5.1506 | 40.1447 | 0.03217 | 0.00123 | 0.00142 | 5.6775 | 41.6394 | 0.03751 | 0.00147 | 0.00172 | 5.559 | 42.8763 | 0.03679 | 0.00146 | 0.00172 | 5.663 | 45.0716 | 0.03652 | 0.00141 | 0.00159 | 6.0632 | 47.9716 | 0.03757 | 0.00139 | 0.00151 | 5.9195 | 47.4672 | 0.03805 | 0.00144 | 0.0016 | 6.6317 | 49.8381 | 0.04222 | 0.00154 | 0.00167 | 6.0616 | 54.3156 | 0.04025 | 0.00145 | 0.00159 | 6.0924 | 54.9174 | 0.04049 | 0.00154 | 0.00174 | 6.2507 | 57.1824 | 0.04118 | 0.00146 | 0.00161 | 6.2207 | 58.0251 | 0.04086 | 0.00144 | 0.00159 | 6.0335 | 62.9158 | 0.04171 | 0.00149 | 0.00167 | 5.9563 | 70.8324 | 0.03946 | 0.00143 | 0.00165 | 5.8811 | 70.834 | 0.03962 | 0.00143 | 0.00166
5.9524 | 0.031757 | 0.15747 | 0.00912 | 0.01532 | 6.9513 | 0.028656 | 0.40834 | 0.01949 | 0.02907 | 5.9682 | 0.03171 | 0.48001 | 0.02026 | 0.02934 | 5.9682 | 0.12817 | 0.11902 | 0.005 | 0.00688 | 6.2453 | 0.12437 | 0.17024 | 0.00757 | 0.00866 | 6.4139 | 0.27686 | 0.13958 | 0.00574 | 0.00544 | 5.9922 | 0.78436 | 0.06874 | 0.00272 | 0.00243 | 5.9043 | 0.79297 | 0.07394 | 0.00286 | 0.00252 | 5.4167 | 1.1947 | 0.05229 | 0.002 | 0.00185 | 5.7131 | 1.5529 | 0.05039 | 0.002 | 0.0017 | 6 | 1.5029 | 0.05785 | 0.00232 | 0.00185 | 6.252 | 1.8481 | 0.05353 | 0.00213 | 0.00173 | 6.471 | 1.8071 | 0.05969 | 0.00234 | 0.00185 | 6.667 | 1.7721 | 0.06592 | 0.00254 | 0.00196 | 6.8428 | 2.2273 | 0.05852 | 0.00218 | 0.00174 | 6.5026 | 2.7637 | 0.04881 | 0.00183 | 0.00154 | 6.6686 | 2.7216 | 0.05301 | 0.00194 | 0.00162 | 6.3662 | 2.7987 | 0.05225 | 0.00191 | 0.0016 | 6.2539 | 3.7255 | 0.04322 | 0.00159 | 0.00141 | 5.9299 | 4.398 | 0.04079 | 0.00147 | 0.00136 | 6.0764 | 4.8844 | 0.03865 | 0.00135 | 0.00124 | 5.8669 | 4.9715 | 0.03836 | 0.00134 | 0.00124 | 5.6299 | 6.4227 | 0.03308 | 0.00116 | 0.00115 | 5.7194 | 6.9873 | 0.03442 | 0.00122 | 0.00117 | 6.0867 | 6.791 | 0.03909 | 0.00141 | 0.00125 | 6.2556 | 7.4014 | 0.03648 | 0.00133 | 0.00122 | 6.2559 | 7.4015 | 0.04057 | 0.00148 | 0.0013 | 6.2558 | 8.8557 | 0.03432 | 0.00126 | 0.00115 | 6.2564 | 8.8558 | 0.03778 | 0.00137 | 0.00121 | 6.2561 | 8.8558 | 0.04124 | 0.00147 | 0.00128 | 6.2568 | 10.3881 | 0.03654 | 0.00133 | 0.00125 | 6.0066 | 10.5785 | 0.03645 | 0.00132 | 0.00126 | 6.3796 | 10.9887 | 0.03719 | 0.00133 | 0.00122 | 6.2571 | 11.8196 | 0.03572 | 0.00129 | 0.00123 | 6.2573 | 13.3412 | 0.03496 | 0.00129 | 0.00128 | 6.0413 | 15.2233 | 0.03329 | 0.00141 | 0.00154 | 5.866 | 15.3738 | 0.03578 | 0.00148 | 0.00163 | 5.959 | 16.0945 | 0.03293 | 0.00125 | 0.00132 | 5.7756 | 16.2749 | 0.03298 | 0.00125 | 0.00134 | 5.8659 | 17.1156 | 0.03168 | 0.00116 | 0.00123 | 5.7204 | 17.2561 | 0.03386 | 0.00121 | 0.00129 | 5.7205 | 18.8881 | 0.03135 | 0.00123 | 0.00134 | 6.2568 | 18.3468 | 0.03508 | 0.00134 | 0.00138 | 6.1037 | 20.4495 | 0.03667 | 0.00134 | 0.00139 | 5.7021 | 21.9717 | 0.03229 | 0.00124 | 0.00138 | 6.1792 | 21.4603 | 0.03555 | 0.00133 | 0.00142 | 5.7752 | 22.1226 | 0.0319 | 0.00123 | 0.00134 | 5.9587 | 21.9921 | 0.03534 | 0.00133 | 0.00141 | 5.82 | 22.0926 | 0.03545 | 0.00133 | 0.00142 | 5.6239 | 25.8371 | 0.03197 | 0.00121 | 0.00135 | 5.5614 | 26.8686 | 0.03212 | 0.00125 | 0.00144 | 5.7347 | 26.698 | 0.03513 | 0.00133 | 0.0015 | 5.92 | 26.2885 | 0.03479 | 0.00134 | 0.00149 | 5.9843 | 28.4395 | 0.03198 | 0.00122 | 0.00136 | 5.6125 | 33.3987 | 0.03149 | 0.00127 | 0.00145 | 5.5094 | 33.4994 | 0.03163 | 0.00128 | 0.00146 | 5.516 | 39.6396 | 0.03326 | 0.00134 | 0.00159 | 5.6494 | 39.8002 | 0.03143 | 0.00119 | 0.00136 | 5.4304 | 39.9621 | 0.03173 | 0.00121 | 0.00139 | 5.8864 | 39.6088 | 0.0356 | 0.00132 | 0.00145 | 6.3871 | 41.3537 | 0.0408 | 0.00155 | 0.00175 | 6.2538 | 42.74 | 0.03999 | 0.00153 | 0.00175 | 6.2923 | 44.5955 | 0.03957 | 0.00148 | 0.00162 | 6.6695 | 47.646 | 0.04043 | 0.00145 | 0.00153 | 6.5114 | 47.0012 | 0.04094 | 0.0015 | 0.00163 | 7.1844 | 49.3729 | 0.04498 | 0.00159 | 0.00169 | 6.5667 | 53.9793 | 0.04278 | 0.00149 | 0.00161 | 6.6001 | 54.611 | 0.04299 | 0.00158 | 0.00176 | 6.7315 | 56.8461 | 0.04358 | 0.00151 | 0.00163 | 6.6992 | 57.6787 | 0.04322 | 0.00148 | 0.0016 | 6.4645 | 62.7186 | 0.04388 | 0.00152 | 0.00169 | 6.3818 | 70.8049 | 0.04139 | 0.00146 | 0.00166 | 6.3012 | 70.8164 | 0.04155 | 0.00146 | 0.00167
6.4484 | 0.030126 | 0.17918 | 0.0102 | 0.01725 | 7.4479 | 0.027365 | 0.45673 | 0.02138 | 0.03222 | 6.6313 | 0.029578 | 0.56877 | 0.02479 | 0.03424 | 6.6313 | 0.11947 | 0.141 | 0.00612 | 0.00803 | 6.8698 | 0.11667 | 0.19851 | 0.00878 | 0.00996 | 7.1266 | 0.25794 | 0.16512 | 0.0069 | 0.00632 | 6.4916 | 0.73862 | 0.07772 | 0.00304 | 0.00268 | 6.3584 | 0.75024 | 0.0828 | 0.00316 | 0.00276 | 5.8333 | 1.1347 | 0.05816 | 0.00219 | 0.002 | 6.4272 | 1.4338 | 0.05955 | 0.00241 | 0.00191 | 6.6667 | 1.3988 | 0.06728 | 0.00271 | 0.00206 | 6.8771 | 1.737 | 0.06116 | 0.00241 | 0.00189 | 7.0592 | 1.707 | 0.06748 | 0.00261 | 0.00201 | 7.2226 | 1.682 | 0.07384 | 0.0028 | 0.00212 | 7.3692 | 2.1212 | 0.06481 | 0.00238 | 0.00186 | 7.0028 | 2.6416 | 0.05387 | 0.00198 | 0.00163 | 7.1449 | 2.6095 | 0.05814 | 0.00209 | 0.00171 | 6.821 | 2.6846 | 0.05723 | 0.00205 | 0.00169 | 6.6708 | 3.5923 | 0.04695 | 0.00168 | 0.00147 | 6.3005 | 4.2639 | 0.04394 | 0.00154 | 0.00141 | 6.4339 | 4.7423 | 0.04149 | 0.00142 | 0.00129 | 6.212 | 4.8294 | 0.04115 | 0.00141 | 0.00129 | 6.2555 | 6.1033 | 0.03745 | 0.00133 | 0.00121 | 6.4343 | 6.6168 | 0.03945 | 0.00143 | 0.00124 | 6.763 | 6.4606 | 0.04425 | 0.0016 | 0.00132 | 6.9506 | 7.067 | 0.0412 | 0.0015 | 0.00128 | 6.8815 | 7.0981 | 0.04528 | 0.00163 | 0.00136 | 6.8814 | 8.4662 | 0.03827 | 0.00139 | 0.00119 | 6.8252 | 8.4993 | 0.04172 | 0.00149 | 0.00126 | 6.7775 | 8.5284 | 0.04518 | 0.00158 | 0.00133 | 6.7782 | 10.0176 | 0.03989 | 0.00142 | 0.00128 | 6.5072 | 10.2079 | 0.03974 | 0.00141 | 0.00129 | 6.8703 | 10.6382 | 0.04036 | 0.00141 | 0.00125 | 6.7384 | 11.459 | 0.03866 | 0.00136 | 0.00126 | 6.7042 | 12.9806 | 0.03756 | 0.00135 | 0.00131 | 6.4728 | 14.8626 | 0.03557 | 0.00145 | 0.00156 | 6.257 | 15.043 | 0.03803 | 0.00152 | 0.00165 | 6.3563 | 15.7137 | 0.03508 | 0.00129 | 0.00134 | 6.1607 | 15.9041 | 0.03511 | 0.00129 | 0.00136 | 6.2569 | 16.7448 | 0.03369 | 0.0012 | 0.00125 | 6.4355 | 16.5746 | 0.03791 | 0.00135 | 0.00133 | 6.4356 | 18.1764 | 0.03504 | 0.00134 | 0.00137 | 6.952 | 17.6854 | 0.03888 | 0.00145 | 0.00141 | 6.7141 | 19.8379 | 0.04007 | 0.00143 | 0.00142 | 6.3357 | 21.2898 | 0.03545 | 0.00133 | 0.00141 | 6.7972 | 20.8087 | 0.03879 | 0.00142 | 0.00145 | 6.4168 | 21.6406 | 0.03503 | 0.00131 | 0.00136 | 6.5546 | 21.5404 | 0.03848 | 0.00141 | 0.00143 | 6.402 | 21.6508 | 0.03857 | 0.00141 | 0.00145 | 6.1863 | 25.2349 | 0.03465 | 0.00128 | 0.00137 | 6.1176 | 26.2964 | 0.03469 | 0.00131 | 0.00146 | 6.256 | 26.146 | 0.03772 | 0.00138 | 0.00152 | 6.4581 | 25.8364 | 0.03741 | 0.00139 | 0.00151 | 6.5283 | 27.8474 | 0.03441 | 0.00128 | 0.00137 | 6.0802 | 32.9462 | 0.03355 | 0.00131 | 0.00147 | 5.9685 | 33.0568 | 0.03368 | 0.00131 | 0.00148 | 6.304 | 38.9243 | 0.03674 | 0.00143 | 0.00161 | 6.4565 | 39.1148 | 0.03489 | 0.00129 | 0.00139 | 6.2061 | 39.3365 | 0.03518 | 0.00131 | 0.00141 | 6.6222 | 38.9642 | 0.03908 | 0.00142 | 0.00147 | 7.0968 | 40.9591 | 0.04412 | 0.00162 | 0.00177 | 6.9487 | 42.4548 | 0.0432 | 0.0016 | 0.00177 | 6.9215 | 44.0904 | 0.04266 | 0.00154 | 0.00164 | 7.2758 | 47.2913 | 0.04331 | 0.00151 | 0.00155 | 7.1034 | 46.5261 | 0.04386 | 0.00156 | 0.00165 | 7.737 | 48.9185 | 0.04776 | 0.00165 | 0.00171 | 7.0718 | 53.6139 | 0.04532 | 0.00154 | 0.00163 | 7.1078 | 54.2755 | 0.0455 | 0.00163 | 0.00178 | 7.2123 | 56.4907 | 0.04599 | 0.00155 | 0.00164 | 7.1777 | 57.3131 | 0.0456 | 0.00152 | 0.00162 | 6.8954 | 62.4823 | 0.04607 | 0.00156 | 0.0017 | 6.8072 | 70.6983 | 0.04332 | 0.00149 | 0.00167 | 6.7212 | 70.7297 | 0.04348 | 0.00149 | 0.00168
6.9444 | 0.028675 | 0.20204 | 0.01131 | 0.01926 | 7.9444 | 0.026195 | 0.50734 | 0.02329 | 0.03548 | 7.4602 | 0.027336 | 0.68828 | 0.03117 | 0.04075 | 7.4602 | 0.11036 | 0.17062 | 0.0077 | 0.00956 | 7.4944 | 0.11006 | 0.22856 | 0.00999 | 0.01132 | 7.8392 | 0.24173 | 0.19245 | 0.00804 | 0.00725 | 6.9909 | 0.6985 | 0.08722 | 0.00337 | 0.00294 | 7.2668 | 0.67839 | 0.10195 | 0.00423 | 0.00326 | 6.6667 | 1.0326 | 0.07078 | 0.00287 | 0.00232 | 7.1413 | 1.3338 | 0.06943 | 0.00282 | 0.00214 | 7.3333 | 1.3097 | 0.07738 | 0.00309 | 0.00229 | 7.5023 | 1.6399 | 0.06926 | 0.0027 | 0.00206 | 7.6475 | 1.6199 | 0.07569 | 0.00288 | 0.00218 | 7.7782 | 1.6019 | 0.08217 | 0.00306 | 0.00229 | 7.8956 | 2.0242 | 0.0714 | 0.00257 | 0.00199 | 7.503 | 2.5315 | 0.05915 | 0.00213 | 0.00173 | 7.6212 | 2.5075 | 0.06348 | 0.00224 | 0.0018 | 7.2757 | 2.5805 | 0.06243 | 0.00219 | 0.00178 | 7.0878 | 3.4702 | 0.05083 | 0.00178 | 0.00154 | 6.6711 | 4.1377 | 0.0472 | 0.00162 | 0.00146 | 7.1487 | 4.487 | 0.04742 | 0.00166 | 0.00138 | 6.9023 | 4.5711 | 0.04697 | 0.00165 | 0.00138 | 7.0374 | 5.7509 | 0.04322 | 0.00157 | 0.00129 | 7.1492 | 6.2894 | 0.04475 | 0.00163 | 0.00132 | 7.4393 | 6.1672 | 0.04967 | 0.00179 | 0.00139 | 7.6457 | 6.7686 | 0.04615 | 0.00167 | 0.00135 | 7.5071 | 6.8247 | 0.05019 | 0.00178 | 0.00142 | 7.5069 | 8.1157 | 0.0424 | 0.00152 | 0.00125 | 7.3939 | 8.1758 | 0.04582 | 0.00161 | 0.00131 | 7.2988 | 8.228 | 0.04926 | 0.00169 | 0.00137 | 7.2996 | 9.6741 | 0.04337 | 0.00151 | 0.00132 | 7.0077 | 9.8614 | 0.04315 | 0.0015 | 0.00133 | 7.361 | 10.3077 | 0.04362 | 0.00149 | 0.00129 | 7.2197 | 11.1285 | 0.04168 | 0.00143 | 0.00129 | 7.1512 | 12.65 | 0.04022 | 0.0014 | 0.00133 | 6.9043 | 14.5119 | 0.03789 | 0.00149 | 0.00158 | 7.0392 | 14.4118 | 0.04267 | 0.00167 | 0.00169 | 7.1508 | 15.0124 | 0.03953 | 0.00144 | 0.00138 | 6.9308 | 15.2027 | 0.0395 | 0.00144 | 0.0014 | 7.0391 | 16.0434 | 0.03787 | 0.00134 | 0.00129 | 7.1505 | 15.9533 | 0.04211 | 0.00148 | 0.00137 | 7.1506 | 17.505 | 0.03887 | 0.00145 | 0.0014 | 7.6472 | 17.0842 | 0.04281 | 0.00156 | 0.00145 | 7.3245 | 19.2466 | 0.04357 | 0.00152 | 0.00145 | 6.9693 | 20.6383 | 0.03872 | 0.00141 | 0.00143 | 7.4151 | 20.1973 | 0.04212 | 0.0015 | 0.00147 | 7.0585 | 21.159 | 0.03822 | 0.00139 | 0.00139 | 7.1504 | 21.0889 | 0.04168 | 0.00148 | 0.00146 | 6.984 | 21.2193 | 0.04176 | 0.00149 | 0.00147 | 6.7487 | 24.6431 | 0.03739 | 0.00134 | 0.00139 | 6.6737 | 25.7045 | 0.03732 | 0.00137 | 0.00148 | 6.7773 | 25.6043 | 0.04036 | 0.00144 | 0.00154 | 6.9963 | 25.3747 | 0.04008 | 0.00145 | 0.00153 | 7.0724 | 27.2656 | 0.03689 | 0.00133 | 0.00139 | 6.5479 | 32.464 | 0.03564 | 0.00134 | 0.00148 | 6.4276 | 32.5946 | 0.03577 | 0.00135 | 0.00149 | 7.092 | 38.12 | 0.04029 | 0.00152 | 0.00164 | 7.2636 | 38.3705 | 0.03842 | 0.00139 | 0.00142 | 6.9819 | 38.6321 | 0.03869 | 0.0014 | 0.00144 | 7.358 | 38.2803 | 0.04262 | 0.00151 | 0.0015 | 7.8065 | 40.4953 | 0.04748 | 0.00169 | 0.0018 | 7.6436 | 42.1105 | 0.04643 | 0.00167 | 0.00179 | 7.5507 | 43.5761 | 0.04578 | 0.00161 | 0.00166 | 7.8821 | 46.9273 | 0.04622 | 0.00157 | 0.00157 | 7.6953 | 46.0618 | 0.04682 | 0.00162 | 0.00167 | 8.2897 | 48.4945 | 0.05057 | 0.0017 | 0.00173 | 7.577 | 53.2591 | 0.04788 | 0.00159 | 0.00165 | 7.6155 | 53.9506 | 0.04803 | 0.00167 | 0.00179 | 7.6932 | 56.1458 | 0.04842 | 0.00159 | 0.00166 | 7.6562 | 56.9481 | 0.04799 | 0.00157 | 0.00164 | 7.3264 | 62.2267 | 0.04826 | 0.00159 | 0.00172 | 7.2327 | 70.5424 | 0.04526 | 0.00151 | 0.00168 | 7.1413 | 70.5837 | 0.04542 | 0.00152 | 0.00169
7.9365 | 0.026213 | 0.25108 | 0.01442 | 0.02355 | 8.4409 | 0.025144 | 0.56016 | 0.02524 | 0.03886 | 8.2891 | 0.025455 | 0.81712 | 0.0373 | 0.04769 | 8.2891 | 0.10275 | 0.20256 | 0.00922 | 0.01119 | 8.1189 | 0.10416 | 0.26037 | 0.0112 | 0.01276 | 8.5519 | 0.22772 | 0.22154 | 0.00917 | 0.00822 | 7.9896 | 0.63165 | 0.10779 | 0.00452 | 0.00351 | 8.1751 | 0.62095 | 0.123 | 0.00524 | 0.00382 | 7.5 | 0.94794 | 0.08459 | 0.00352 | 0.00267 | 7.8555 | 1.2487 | 0.08002 | 0.00322 | 0.00238 | 8 | 1.2327 | 0.08813 | 0.00348 | 0.00252 | 8.1275 | 1.5559 | 0.07781 | 0.00298 | 0.00224 | 8.2358 | 1.5429 | 0.08434 | 0.00316 | 0.00236 | 8.3338 | 1.5309 | 0.0909 | 0.00333 | 0.00247 | 8.4219 | 1.9371 | 0.0783 | 0.00277 | 0.00212 | 8.0032 | 2.4314 | 0.06466 | 0.00229 | 0.00183 | 8.0976 | 2.4134 | 0.06904 | 0.00239 | 0.0019 | 7.7304 | 2.4844 | 0.06783 | 0.00234 | 0.00188 | 7.5047 | 3.3581 | 0.05483 | 0.00188 | 0.0016 | 7.4123 | 3.9125 | 0.05399 | 0.0019 | 0.00157 | 8.0423 | 4.2137 | 0.05528 | 0.00202 | 0.00151 | 7.765 | 4.2928 | 0.05469 | 0.00199 | 0.0015 | 7.8193 | 5.4466 | 0.04933 | 0.00181 | 0.00138 | 7.8641 | 6.001 | 0.05031 | 0.00182 | 0.00139 | 8.1156 | 5.9079 | 0.05533 | 0.00197 | 0.00147 | 8.3407 | 6.5022 | 0.0513 | 0.00183 | 0.00141 | 8.1327 | 6.5794 | 0.05529 | 0.00193 | 0.00148 | 8.1325 | 7.8013 | 0.04669 | 0.00164 | 0.0013 | 7.9627 | 7.8835 | 0.05008 | 0.00172 | 0.00136 | 7.8202 | 7.9536 | 0.05348 | 0.0018 | 0.00142 | 7.821 | 9.3607 | 0.04696 | 0.0016 | 0.00136 | 7.5083 | 9.545 | 0.04667 | 0.00159 | 0.00137 | 7.8518 | 10.0023 | 0.04699 | 0.00157 | 0.00132 | 7.701 | 10.818 | 0.0448 | 0.00151 | 0.00132 | 8.0451 | 12.039 | 0.04576 | 0.00162 | 0.00139 | 7.7673 | 13.8607 | 0.04271 | 0.00165 | 0.00162 | 7.8213 | 13.8308 | 0.04752 | 0.00181 | 0.00173 | 7.9453 | 14.3913 | 0.04418 | 0.00159 | 0.00142 | 7.7008 | 14.5716 | 0.0441 | 0.00159 | 0.00144 | 7.8212 | 15.4122 | 0.04222 | 0.00149 | 0.00133 | 7.8656 | 15.3722 | 0.04648 | 0.00161 | 0.00141 | 7.8657 | 16.9038 | 0.04284 | 0.00156 | 0.00143 | 8.3424 | 16.5331 | 0.04688 | 0.00167 | 0.00148 | 7.9349 | 18.7055 | 0.04717 | 0.00161 | 0.00148 | 7.6028 | 20.0169 | 0.04208 | 0.0015 | 0.00146 | 8.033 | 19.6262 | 0.04556 | 0.00158 | 0.0015 | 7.7002 | 20.6876 | 0.04149 | 0.00147 | 0.00142 | 7.7463 | 20.6577 | 0.04496 | 0.00156 | 0.00149 | 7.566 | 20.788 | 0.04502 | 0.00156 | 0.0015 | 7.3111 | 24.0616 | 0.0402 | 0.0014 | 0.00142 | 7.2299 | 25.1329 | 0.04001 | 0.00142 | 0.0015 | 7.2987 | 25.0628 | 0.04306 | 0.00149 | 0.00156 | 7.5345 | 24.9332 | 0.0428 | 0.0015 | 0.00156 | 7.6164 | 26.694 | 0.03943 | 0.00138 | 0.00141 | 7.4833 | 31.5103 | 0.03992 | 0.00148 | 0.00151 | 7.3459 | 31.6508 | 0.04002 | 0.00149 | 0.00152 | 7.88 | 37.3166 | 0.04391 | 0.00161 | 0.00166 | 8.0706 | 37.627 | 0.04202 | 0.00149 | 0.00144 | 7.7577 | 37.9184 | 0.04226 | 0.0015 | 0.00146 | 8.0938 | 37.6072 | 0.04623 | 0.0016 | 0.00152 | 8.5162 | 40.022 | 0.05088 | 0.00177 | 0.00182 | 8.3384 | 41.7269 | 0.04969 | 0.00174 | 0.00182 | 8.18 | 43.0823 | 0.04893 | 0.00168 | 0.00168 | 8.4884 | 46.5637 | 0.04914 | 0.00163 | 0.00159 | 8.2873 | 45.628 | 0.0498 | 0.00168 | 0.00169 | 8.8423 | 48.1011 | 0.0534 | 0.00175 | 0.00175 | 8.0821 | 52.9149 | 0.05045 | 0.00163 | 0.00167 | 8.1232 | 53.6263 | 0.05057 | 0.00171 | 0.00181 | 8.174 | 55.8115 | 0.05086 | 0.00163 | 0.00168 | 8.1347 | 56.5937 | 0.0504 | 0.00161 | 0.00165 | 7.7574 | 61.9716 | 0.05046 | 0.00162 | 0.00173 | 7.6581 | 70.347 | 0.0472 | 0.00154 | 0.0017 | 7.5614 | 70.3983 | 0.04736 | 0.00155 | 0.00171
8.9286 | 0.024192 | 0.3045 | 0.01749 | 0.02816 | 8.9374 | 0.024173 | 0.61514 | 0.02722 | 0.04236 | 9.118 | 0.023854 | 0.95508 | 0.04336 | 0.05504 | 9.118 | 0.09619 | 0.23678 | 0.01072 | 0.01292 | 8.7434 | 0.099023 | 0.29389 | 0.01241 | 0.01426 | 9.2645 | 0.21552 | 0.25234 | 0.01029 | 0.00925 | 8.9883 | 0.57892 | 0.13038 | 0.00561 | 0.00413 | 9.0835 | 0.57452 | 0.14587 | 0.00623 | 0.00442 | 8.3333 | 0.87829 | 0.09956 | 0.00415 | 0.00304 | 8.5696 | 1.1756 | 0.0913 | 0.00363 | 0.00263 | 8.6667 | 1.1666 | 0.09953 | 0.00387 | 0.00278 | 8.7527 | 1.4818 | 0.08681 | 0.00327 | 0.00244 | 8.824 | 1.4738 | 0.0934 | 0.00344 | 0.00254 | 8.8894 | 1.4668 | 0.10002 | 0.00359 | 0.00265 | 8.9483 | 1.858 | 0.08551 | 0.00297 | 0.00226 | 8.5034 | 2.3403 | 0.07039 | 0.00244 | 0.00194 | 8.5739 | 2.3283 | 0.0748 | 0.00254 | 0.00201 | 8.1852 | 2.3974 | 0.07343 | 0.00248 | 0.00197 | 8.3385 | 3.1599 | 0.06322 | 0.00225 | 0.00174 | 8.3389 | 3.6703 | 0.06301 | 0.00231 | 0.00171 | 8.9359 | 3.9824 | 0.06363 | 0.00236 | 0.00164 | 8.6278 | 4.0575 | 0.06288 | 0.00232 | 0.00162 | 8.6013 | 5.1833 | 0.05576 | 0.00204 | 0.00147 | 8.579 | 5.7467 | 0.05613 | 0.00201 | 0.00147 | 8.7919 | 5.6767 | 0.06123 | 0.00216 | 0.00155 | 9.0358 | 6.265 | 0.05665 | 0.00199 | 0.00149 | 8.7583 | 6.3571 | 0.06058 | 0.00209 | 0.00155 | 8.7581 | 7.521 | 0.05115 | 0.00177 | 0.00136 | 8.5315 | 7.6192 | 0.05449 | 0.00184 | 0.00141 | 8.3415 | 7.7043 | 0.05785 | 0.00191 | 0.00147 | 8.3424 | 9.0733 | 0.05067 | 0.00169 | 0.0014 | 8.0088 | 9.2536 | 0.05031 | 0.00168 | 0.00141 | 8.8332 | 9.4666 | 0.05402 | 0.00187 | 0.0014 | 8.6637 | 10.2673 | 0.05129 | 0.00178 | 0.00139 | 8.9389 | 11.5083 | 0.05157 | 0.00183 | 0.00144 | 8.6304 | 13.2898 | 0.04775 | 0.00181 | 0.00166 | 8.6034 | 13.2999 | 0.05256 | 0.00195 | 0.00177 | 8.7399 | 13.8304 | 0.04903 | 0.00174 | 0.00147 | 8.4709 | 14.0107 | 0.04888 | 0.00174 | 0.00148 | 8.6033 | 14.8413 | 0.04674 | 0.00163 | 0.00137 | 8.5806 | 14.8514 | 0.051 | 0.00174 | 0.00145 | 8.5807 | 16.3528 | 0.04696 | 0.00168 | 0.00147 | 9.0376 | 16.0323 | 0.05108 | 0.00178 | 0.00152 | 8.5452 | 18.1946 | 0.05088 | 0.0017 | 0.00151 | 8.2364 | 19.4458 | 0.04555 | 0.00158 | 0.00149 | 8.6509 | 19.0952 | 0.04909 | 0.00166 | 0.00153 | 8.3419 | 20.2365 | 0.04483 | 0.00155 | 0.00145 | 8.3422 | 20.2366 | 0.0483 | 0.00164 | 0.00151 | 8.148 | 20.3669 | 0.04834 | 0.00164 | 0.00152 | 7.8735 | 23.5103 | 0.04307 | 0.00146 | 0.00144 | 7.786 | 24.5715 | 0.04276 | 0.00148 | 0.00152 | 8.3413 | 24.0503 | 0.04863 | 0.0017 | 0.0016 | 8.6109 | 24.0806 | 0.04838 | 0.00171 | 0.0016 | 8.7045 | 25.6414 | 0.04465 | 0.00157 | 0.00145 | 8.4187 | 30.5974 | 0.04432 | 0.00161 | 0.00154 | 8.2641 | 30.7478 | 0.04441 | 0.00162 | 0.00155 | 8.668 | 36.5337 | 0.04762 | 0.0017 | 0.00168 | 8.8777 | 36.9241 | 0.04569 | 0.00158 | 0.00146 | 8.5334 | 37.2254 | 0.0459 | 0.00159 | 0.00149 | 8.8296 | 36.9645 | 0.04989 | 0.00168 | 0.00154 | 9.2259 | 39.5592 | 0.05431 | 0.00184 | 0.00184 | 9.0333 | 41.3338 | 0.05298 | 0.0018 | 0.00184 | 8.8092 | 42.6291 | 0.05212 | 0.00174 | 0.0017 | 9.0948 | 46.2106 | 0.05209 | 0.00169 | 0.00161 | 8.8792 | 45.2347 | 0.05281 | 0.00174 | 0.00171 | 9.395 | 47.748 | 0.05625 | 0.0018 | 0.00176 | 8.5872 | 52.5911 | 0.05304 | 0.00168 | 0.00168 | 8.6309 | 53.3124 | 0.05313 | 0.00175 | 0.00183 | 8.6548 | 55.4876 | 0.05332 | 0.00167 | 0.00169 | 8.6133 | 56.2497 | 0.05282 | 0.00165 | 0.00167 | 8.6193 | 61.4729 | 0.05489 | 0.00175 | 0.00176 | 8.509 | 69.8979 | 0.0511 | 0.00164 | 0.00172 | 8.4016 | 69.959 | 0.05125 | 0.00165 | 0.00173
9.9206 | 0.022501 | 0.36218 | 0.02057 | 0.03308 | 9.9305 | 0.022482 | 0.73146 | 0.03334 | 0.04971 | 9.9469 | 0.022463 | 1.1 | 0.0494 | 0.06279 | 9.9469 | 0.090556 | 0.27322 | 0.01222 | 0.01475 | 9.368 | 0.09441 | 0.32912 | 0.01364 | 0.01582 | 9.9772 | 0.20461 | 0.28485 | 0.01142 | 0.01033 | 9.987 | 0.53659 | 0.15489 | 0.00668 | 0.00481 | 9.9918 | 0.53639 | 0.17049 | 0.00722 | 0.00507 | 9.1667 | 0.82015 | 0.11566 | 0.00479 | 0.00344 | 9.2837 | 1.1136 | 0.10324 | 0.00404 | 0.00291 | 9.3333 | 1.1096 | 0.11154 | 0.00426 | 0.00304 | 9.3779 | 1.4168 | 0.09624 | 0.00356 | 0.00264 | 9.4123 | 1.4138 | 0.10287 | 0.00372 | 0.00274 | 9.445 | 1.4108 | 0.10952 | 0.00386 | 0.00284 | 9.4747 | 1.787 | 0.09301 | 0.00318 | 0.0024 | 9.0036 | 2.2573 | 0.07634 | 0.0026 | 0.00204 | 9.5265 | 2.1782 | 0.08695 | 0.0031 | 0.00222 | 9.0946 | 2.2433 | 0.08522 | 0.00302 | 0.00218 | 9.3809 | 2.9537 | 0.07441 | 0.00278 | 0.00193 | 9.2654 | 3.4661 | 0.0726 | 0.0027 | 0.00186 | 9.8295 | 3.7863 | 0.07243 | 0.00269 | 0.00178 | 9.4906 | 3.8573 | 0.07152 | 0.00265 | 0.00176 | 9.3832 | 4.955 | 0.0625 | 0.00227 | 0.00157 | 9.2939 | 5.5225 | 0.0622 | 0.0022 | 0.00156 | 9.4682 | 5.4714 | 0.06737 | 0.00234 | 0.00163 | 9.7309 | 6.0527 | 0.06221 | 0.00216 | 0.00156 | 9.3839 | 6.1559 | 0.06604 | 0.00224 | 0.00162 | 9.3837 | 7.2697 | 0.05578 | 0.0019 | 0.00141 | 9.1002 | 7.3809 | 0.05905 | 0.00196 | 0.00147 | 9.3842 | 7.2698 | 0.06699 | 0.00232 | 0.00157 | 9.3852 | 8.5717 | 0.05842 | 0.00203 | 0.00148 | 9.0099 | 8.742 | 0.05791 | 0.00201 | 0.00149 | 9.8147 | 9.014 | 0.06142 | 0.00216 | 0.00148 | 9.6263 | 9.7906 | 0.05811 | 0.00203 | 0.00146 | 9.8328 | 11.0476 | 0.05764 | 0.00203 | 0.0015 | 9.4934 | 12.779 | 0.053 | 0.00196 | 0.00171 | 9.3856 | 12.8392 | 0.05779 | 0.0021 | 0.00181 | 9.5344 | 13.3497 | 0.05406 | 0.00189 | 0.00151 | 9.241 | 13.5199 | 0.05385 | 0.00188 | 0.00152 | 9.3854 | 14.3304 | 0.05143 | 0.00176 | 0.00142 | 9.2957 | 14.3906 | 0.05568 | 0.00187 | 0.00149 | 9.2958 | 15.8619 | 0.0512 | 0.00179 | 0.0015 | 9.7328 | 15.5915 | 0.05541 | 0.00189 | 0.00155 | 9.766 | 17.313 | 0.05858 | 0.00203 | 0.00157 | 8.87 | 18.9248 | 0.04911 | 0.00166 | 0.00151 | 9.8868 | 18.1735 | 0.05643 | 0.00197 | 0.00158 | 8.9836 | 19.8054 | 0.04825 | 0.00163 | 0.00147 | 9.5339 | 19.4647 | 0.0552 | 0.00191 | 0.00157 | 9.312 | 19.5951 | 0.05518 | 0.00191 | 0.00158 | 8.9983 | 22.5081 | 0.04902 | 0.0017 | 0.00148 | 8.8983 | 23.5491 | 0.04845 | 0.00169 | 0.00156 | 9.384 | 23.1383 | 0.05443 | 0.00189 | 0.00164 | 9.6872 | 23.2986 | 0.05416 | 0.0019 | 0.00164 | 9.7925 | 24.7193 | 0.05009 | 0.00176 | 0.00149 | 9.3541 | 29.765 | 0.04886 | 0.00174 | 0.00157 | 9.1823 | 29.9154 | 0.04892 | 0.00174 | 0.00158 | 9.456 | 35.8013 | 0.0514 | 0.00179 | 0.0017 | 9.6848 | 36.2617 | 0.04943 | 0.00167 | 0.00149 | 9.3092 | 36.5628 | 0.04961 | 0.00168 | 0.00151 | 9.5654 | 36.3522 | 0.05362 | 0.00177 | 0.00157 | 9.9356 | 39.0968 | 0.05779 | 0.00191 | 0.00186 | 9.7282 | 40.9411 | 0.05631 | 0.00187 | 0.00186 | 9.4384 | 42.1963 | 0.05535 | 0.0018 | 0.00172 | 9.7011 | 45.8879 | 0.05506 | 0.00174 | 0.00163 | 9.4712 | 44.8717 | 0.05585 | 0.00179 | 0.00173 | 9.9476 | 47.4352 | 0.05912 | 0.00185 | 0.00178 | 9.0924 | 52.2877 | 0.05565 | 0.00172 | 0.0017 | 9.1386 | 53.029 | 0.0557 | 0.00179 | 0.00184 | 9.6164 | 54.9009 | 0.05827 | 0.00182 | 0.00172 | 9.5703 | 55.6328 | 0.05771 | 0.00179 | 0.0017 | 9.6967 | 60.914 | 0.06048 | 0.00192 | 0.0018 | 9.5727 | 69.2885 | 0.05601 | 0.00179 | 0.00175 | 9.4518 | 69.3595 | 0.05616 | 0.00179 | 0.00176
10.9127 | 0.02106 | 0.42403 | 0.02371 | 0.03831 | 11.1718 | 0.020721 | 0.88858 | 0.04195 | 0.05953 | 10.7759 | 0.021242 | 1.26 | 0.05547 | 0.07093 | 10.7759 | 0.085633 | 0.31185 | 0.01372 | 0.01667 | 9.9925 | 0.090277 | 0.36601 | 0.01489 | 0.01745 | 11.4025 | 0.1863 | 0.35477 | 0.01538 | 0.01263 | 10.9857 | 0.50207 | 0.18121 | 0.00773 | 0.00553 | 10.9002 | 0.50477 | 0.19674 | 0.0082 | 0.00576 | 10 | 0.77132 | 0.13284 | 0.00542 | 0.00387 | 9.9979 | 1.0596 | 0.11583 | 0.00445 | 0.00319 | 10 | 1.0586 | 0.12415 | 0.00466 | 0.00332 | 10.0031 | 1.3597 | 0.10609 | 0.00385 | 0.00284 | 10.0006 | 1.3597 | 0.11273 | 0.004 | 0.00294 | 10.0006 | 1.3597 | 0.11939 | 0.00414 | 0.00304 | 10.5274 | 1.6629 | 0.10888 | 0.00393 | 0.0027 | 10.004 | 2.1121 | 0.08886 | 0.00318 | 0.00227 | 10.7173 | 2.0221 | 0.10323 | 0.0039 | 0.00252 | 10.2315 | 2.0821 | 0.10104 | 0.00379 | 0.00246 | 10.4232 | 2.7826 | 0.08633 | 0.00327 | 0.00213 | 10.192 | 3.2929 | 0.08271 | 0.00308 | 0.00202 | 10.7231 | 3.6181 | 0.08167 | 0.00301 | 0.00192 | 10.3534 | 3.6852 | 0.08058 | 0.00296 | 0.0019 | 10.1651 | 4.7558 | 0.06955 | 0.00249 | 0.00167 | 10.0089 | 5.3233 | 0.0685 | 0.00239 | 0.00164 | 10.1445 | 5.2882 | 0.07372 | 0.00252 | 0.00172 | 10.4259 | 5.8625 | 0.06794 | 0.00231 | 0.00164 | 10.0095 | 5.9747 | 0.07168 | 0.00238 | 0.00169 | 10.0093 | 7.0445 | 0.06055 | 0.00202 | 0.00147 | 10.2377 | 6.9684 | 0.06859 | 0.0024 | 0.00158 | 10.4269 | 6.9074 | 0.07664 | 0.00271 | 0.00168 | 10.428 | 8.1502 | 0.0666 | 0.00235 | 0.00157 | 10.011 | 8.3104 | 0.06593 | 0.00232 | 0.00158 | 10.7962 | 8.6295 | 0.06917 | 0.00243 | 0.00156 | 10.5889 | 9.3861 | 0.06524 | 0.00228 | 0.00154 | 10.7267 | 10.647 | 0.06395 | 0.00223 | 0.00157 | 10.3564 | 12.3184 | 0.05845 | 0.00212 | 0.00175 | 10.1677 | 12.4186 | 0.06321 | 0.00224 | 0.00185 | 10.3289 | 12.919 | 0.05927 | 0.00204 | 0.00156 | 10.0111 | 13.0793 | 0.05899 | 0.00203 | 0.00157 | 10.1675 | 13.8797 | 0.05627 | 0.0019 | 0.00146 | 10.0107 | 13.9699 | 0.0605 | 0.002 | 0.00153 | 10.0109 | 15.4212 | 0.05557 | 0.0019 | 0.00154 | 11.1232 | 14.8202 | 0.06441 | 0.00229 | 0.00162 | 10.9867 | 16.5617 | 0.06666 | 0.00234 | 0.00163 | 10.1371 | 18.0032 | 0.05652 | 0.00198 | 0.00157 | 11.1226 | 17.3922 | 0.06413 | 0.00226 | 0.00164 | 10.2669 | 19.0237 | 0.05529 | 0.00192 | 0.00153 | 10.7256 | 18.7633 | 0.06235 | 0.00217 | 0.00162 | 10.476 | 18.9036 | 0.06229 | 0.00217 | 0.00163 | 10.1231 | 21.6363 | 0.05522 | 0.00192 | 0.00153 | 10.0106 | 22.6473 | 0.05437 | 0.0019 | 0.00161 | 10.4267 | 22.3468 | 0.06045 | 0.00208 | 0.00169 | 10.7636 | 22.607 | 0.06011 | 0.00209 | 0.00168 | 10.8806 | 23.8976 | 0.05571 | 0.00194 | 0.00153 | 10.2895 | 29.013 | 0.05351 | 0.00187 | 0.0016 | 10.1005 | 29.1534 | 0.05355 | 0.00187 | 0.00161 | 10.244 | 35.1292 | 0.05525 | 0.00187 | 0.00173 | 10.4918 | 35.6395 | 0.05323 | 0.00176 | 0.00151 | 10.0849 | 35.9507 | 0.05338 | 0.00176 | 0.00154 | 10.3012 | 35.7802 | 0.05742 | 0.00185 | 0.00159 | 10.6452 | 38.6647 | 0.06131 | 0.00197 | 0.00188 | 10.423 | 40.5687 | 0.05966 | 0.00193 | 0.00188 | 10.0676 | 41.8038 | 0.0586 | 0.00187 | 0.00174 | 10.3074 | 45.5855 | 0.05805 | 0.00179 | 0.00165 | 10.0631 | 44.5491 | 0.0589 | 0.00185 | 0.00175 | 11.0529 | 46.8904 | 0.06492 | 0.00203 | 0.00182 | 10.1026 | 51.7518 | 0.06091 | 0.00188 | 0.00173 | 10.154 | 52.503 | 0.06088 | 0.00194 | 0.00187 | 10.8185 | 54.3041 | 0.06454 | 0.00203 | 0.00176 | 10.7666 | 54.9958 | 0.06389 | 0.002 | 0.00174 | 10.7741 | 60.4568 | 0.06611 | 0.00209 | 0.00183 | 10.6363 | 68.6909 | 0.06097 | 0.00193 | 0.00178 | 10.502 | 68.7718 | 0.06111 | 0.00193 | 0.00179
11.9048 | 0.019809 | 0.48996 | 0.02691 | 0.04384 | 12.4131 | 0.01924 | 1.06 | 0.05031 | 0.07004 | 11.6048 | 0.020171 | 1.42 | 0.06161 | 0.07946 | 11.6048 | 0.08129 | 0.35263 | 0.01524 | 0.01868 | 11.2416 | 0.083133 | 0.44466 | 0.0191 | 0.02089 | 12.8278 | 0.17139 | 0.43118 | 0.01908 | 0.01512 | 11.9844 | 0.47335 | 0.20923 | 0.00878 | 0.00629 | 11.8085 | 0.47805 | 0.22456 | 0.00918 | 0.00649 | 10.8333 | 0.72979 | 0.15105 | 0.00606 | 0.00432 | 10.712 | 1.0115 | 0.12903 | 0.00487 | 0.00349 | 10.6667 | 1.0145 | 0.13733 | 0.00505 | 0.00361 | 10.6283 | 1.3087 | 0.11633 | 0.00415 | 0.00306 | 10.5889 | 1.3117 | 0.12296 | 0.00428 | 0.00315 | 11.1117 | 1.2737 | 0.14016 | 0.00513 | 0.00345 | 11.8434 | 1.5358 | 0.13027 | 0.00501 | 0.00311 | 11.2545 | 1.961 | 0.10566 | 0.00401 | 0.00258 | 11.9082 | 1.893 | 0.1207 | 0.00465 | 0.00283 | 11.3683 | 1.949 | 0.11801 | 0.00453 | 0.00275 | 11.4655 | 2.6395 | 0.09894 | 0.00376 | 0.00235 | 11.1185 | 3.1428 | 0.09334 | 0.00345 | 0.00219 | 11.6167 | 3.4719 | 0.09131 | 0.00332 | 0.00207 | 11.2162 | 3.535 | 0.09005 | 0.00327 | 0.00204 | 10.9471 | 4.5797 | 0.07687 | 0.00271 | 0.00178 | 10.7238 | 5.1471 | 0.07503 | 0.00257 | 0.00173 | 10.8208 | 5.1241 | 0.08029 | 0.0027 | 0.0018 | 11.121 | 5.6893 | 0.07386 | 0.00247 | 0.00171 | 11.2607 | 5.6573 | 0.08344 | 0.00293 | 0.00184 | 11.2604 | 6.659 | 0.07054 | 0.00249 | 0.0016 | 11.3753 | 6.627 | 0.07865 | 0.0028 | 0.0017 | 11.4696 | 6.602 | 0.08676 | 0.00308 | 0.0018 | 11.4708 | 7.7938 | 0.07518 | 0.00266 | 0.00167 | 11.0121 | 7.944 | 0.07435 | 0.00262 | 0.00167 | 11.7776 | 8.2991 | 0.07725 | 0.0027 | 0.00165 | 11.5516 | 9.0367 | 0.07267 | 0.00252 | 0.00162 | 11.6206 | 10.2866 | 0.07048 | 0.00242 | 0.00163 | 11.2195 | 11.9178 | 0.06409 | 0.00227 | 0.0018 | 10.9498 | 12.038 | 0.0688 | 0.00238 | 0.0019 | 11.1235 | 12.5384 | 0.06464 | 0.00218 | 0.00161 | 10.7812 | 12.6987 | 0.0643 | 0.00217 | 0.00162 | 10.9496 | 13.4791 | 0.06127 | 0.00204 | 0.00151 | 11.4408 | 13.2488 | 0.07056 | 0.00247 | 0.00162 | 11.441 | 14.66 | 0.06467 | 0.0023 | 0.00161 | 12.5136 | 14.1892 | 0.07384 | 0.00266 | 0.0017 | 12.2075 | 15.9207 | 0.07509 | 0.00264 | 0.0017 | 11.4042 | 17.2319 | 0.06429 | 0.00227 | 0.00163 | 12.3585 | 16.7211 | 0.07215 | 0.00254 | 0.0017 | 11.5503 | 18.3224 | 0.06262 | 0.00219 | 0.00159 | 11.9174 | 18.1321 | 0.06977 | 0.00242 | 0.00168 | 11.64 | 18.2724 | 0.06965 | 0.00241 | 0.00169 | 11.2478 | 20.8749 | 0.06165 | 0.00213 | 0.00158 | 11.1229 | 21.8658 | 0.06052 | 0.00209 | 0.00165 | 11.4693 | 21.6454 | 0.06667 | 0.00227 | 0.00173 | 11.8399 | 21.9857 | 0.06625 | 0.00227 | 0.00173 | 11.9686 | 23.1862 | 0.06152 | 0.00211 | 0.00157 | 11.2249 | 28.3213 | 0.05828 | 0.00199 | 0.00163 | 11.0188 | 28.4717 | 0.0583 | 0.00199 | 0.00164 | 11.032 | 34.4974 | 0.05918 | 0.00196 | 0.00175 | 11.2989 | 35.0677 | 0.0571 | 0.00185 | 0.00154 | 10.8607 | 35.3787 | 0.05722 | 0.00185 | 0.00156 | 11.037 | 35.2484 | 0.06127 | 0.00194 | 0.00161 | 11.3549 | 38.2528 | 0.06486 | 0.00204 | 0.00191 | 11.1179 | 40.2066 | 0.06305 | 0.00199 | 0.0019 | 10.6969 | 41.4516 | 0.06189 | 0.00193 | 0.00176 | 10.9137 | 45.2933 | 0.06106 | 0.00185 | 0.00167 | 10.655 | 44.2567 | 0.06198 | 0.0019 | 0.00177 | 12.4345 | 46.3655 | 0.07226 | 0.00228 | 0.00186 | 11.3655 | 51.2159 | 0.06755 | 0.00211 | 0.00177 | 11.4232 | 51.9669 | 0.06743 | 0.00216 | 0.00191 | 12.0206 | 53.8085 | 0.07086 | 0.00222 | 0.0018 | 11.9629 | 54.4901 | 0.07014 | 0.00219 | 0.00178 | 11.8515 | 60.0707 | 0.07179 | 0.00224 | 0.00186 | 11.6999 | 68.1245 | 0.06596 | 0.00206 | 0.0018 | 11.5521 | 68.2054 | 0.0661 | 0.00206 | 0.00181
12.8968 | 0.018729 | 0.55988 | 0.03018 | 0.04966 | 13.6544 | 0.017989 | 1.24 | 0.0586 | 0.08121 | 12.4337 | 0.01922 | 1.59 | 0.06781 | 0.08836 | 12.4337 | 0.077418 | 0.39552 | 0.01678 | 0.02079 | 12.4906 | 0.077169 | 0.52973 | 0.02311 | 0.02458 | 14.2531 | 0.15888 | 0.51392 | 0.02267 | 0.01779 | 12.9831 | 0.44913 | 0.23886 | 0.00982 | 0.0071 | 12.7169 | 0.45524 | 0.25384 | 0.01016 | 0.00725 | 11.6667 | 0.69416 | 0.17025 | 0.0067 | 0.00479 | 11.4261 | 0.9703 | 0.14282 | 0.00529 | 0.0038 | 11.3333 | 0.97551 | 0.15107 | 0.00545 | 0.00391 | 11.2535 | 1.2637 | 0.12696 | 0.00444 | 0.00329 | 11.7654 | 1.2306 | 0.14448 | 0.00531 | 0.00359 | 12.5007 | 1.1866 | 0.16796 | 0.00652 | 0.00401 | 13.1593 | 1.4337 | 0.1533 | 0.00602 | 0.00355 | 12.505 | 1.8359 | 0.12367 | 0.00479 | 0.00291 | 13.099 | 1.7839 | 0.1393 | 0.00538 | 0.00316 | 12.5051 | 1.836 | 0.13608 | 0.00523 | 0.00307 | 12.5078 | 2.5183 | 0.1122 | 0.00422 | 0.00257 | 12.0451 | 3.0136 | 0.10445 | 0.00381 | 0.00237 | 12.5103 | 3.3438 | 0.10134 | 0.00363 | 0.00223 | 12.079 | 3.4039 | 0.09991 | 0.00357 | 0.0022 | 11.729 | 4.4245 | 0.08446 | 0.00293 | 0.00189 | 11.4387 | 4.9879 | 0.08178 | 0.00276 | 0.00183 | 12.1733 | 4.8418 | 0.09402 | 0.00335 | 0.00199 | 12.5111 | 5.389 | 0.08621 | 0.00305 | 0.00188 | 12.5119 | 5.389 | 0.09583 | 0.00343 | 0.002 | 12.5116 | 6.3407 | 0.08106 | 0.00291 | 0.00173 | 12.5128 | 6.3407 | 0.0892 | 0.00319 | 0.00183 | 12.5123 | 6.3407 | 0.09733 | 0.00344 | 0.00192 | 12.5136 | 7.4885 | 0.08414 | 0.00296 | 0.00177 | 12.0132 | 7.6296 | 0.08314 | 0.00291 | 0.00176 | 12.7591 | 8.0128 | 0.08564 | 0.00296 | 0.00174 | 12.5142 | 8.7333 | 0.08037 | 0.00276 | 0.0017 | 12.5145 | 9.9752 | 0.07723 | 0.00261 | 0.0017 | 12.0825 | 11.5573 | 0.06992 | 0.00242 | 0.00185 | 12.5141 | 11.3971 | 0.08048 | 0.00292 | 0.00199 | 12.7125 | 11.8975 | 0.07584 | 0.00271 | 0.00171 | 12.3213 | 12.0477 | 0.07536 | 0.00269 | 0.00171 | 12.5139 | 12.7981 | 0.07169 | 0.00253 | 0.0016 | 12.8709 | 12.658 | 0.08112 | 0.0029 | 0.00171 | 12.8711 | 14.039 | 0.0742 | 0.00268 | 0.00169 | 13.904 | 13.6484 | 0.08367 | 0.00302 | 0.00178 | 13.4282 | 15.3798 | 0.08383 | 0.00292 | 0.00177 | 12.6714 | 16.5709 | 0.07238 | 0.00255 | 0.00169 | 13.5943 | 16.1502 | 0.08047 | 0.00281 | 0.00177 | 12.8337 | 17.6813 | 0.07022 | 0.00245 | 0.00165 | 13.1091 | 17.5512 | 0.07744 | 0.00266 | 0.00174 | 12.8039 | 17.7014 | 0.07726 | 0.00265 | 0.00175 | 12.3726 | 20.2137 | 0.06831 | 0.00234 | 0.00163 | 12.2351 | 21.1745 | 0.06687 | 0.00229 | 0.0017 | 12.512 | 21.0243 | 0.07308 | 0.00245 | 0.00177 | 12.9163 | 21.4245 | 0.07255 | 0.00244 | 0.00177 | 13.0567 | 22.545 | 0.06751 | 0.00228 | 0.00161 | 12.1603 | 27.6999 | 0.06316 | 0.00211 | 0.00166 | 11.937 | 27.8503 | 0.06315 | 0.00211 | 0.00167 | 11.82 | 33.9058 | 0.06318 | 0.00204 | 0.00177 | 12.106 | 34.5361 | 0.06103 | 0.00193 | 0.00156 | 11.6365 | 34.8471 | 0.06111 | 0.00193 | 0.00158 | 11.7728 | 34.7569 | 0.06517 | 0.00202 | 0.00164 | 12.0646 | 37.8511 | 0.06846 | 0.00211 | 0.00193 | 11.8128 | 39.8648 | 0.06646 | 0.00206 | 0.00192 | 11.3261 | 41.1196 | 0.0652 | 0.00199 | 0.00178 | 12.1264 | 44.7695 | 0.06713 | 0.00204 | 0.0017 | 11.8389 | 43.7627 | 0.0682 | 0.0021 | 0.0018 | 13.8161 | 45.9516 | 0.07966 | 0.00252 | 0.0019 | 12.6283 | 50.791 | 0.07425 | 0.00232 | 0.00181 | 12.6925 | 51.522 | 0.07404 | 0.00236 | 0.00195 | 13.2226 | 53.4039 | 0.07724 | 0.00241 | 0.00184 | 13.1592 | 54.0654 | 0.07644 | 0.00237 | 0.00181 | 12.9289 | 59.7356 | 0.07749 | 0.00239 | 0.0019 | 12.7636 | 67.5791 | 0.071 | 0.00218 | 0.00183 | 12.6023 | 67.6599 | 0.07114 | 0.00218 | 0.00184
13.8889 | 0.017768 | 0.63375 | 0.03353 | 0.05577 | 14.8957 | 0.016898 | 1.44 | 0.06693 | 0.09303 | 13.2626 | 0.01836 | 1.78 | 0.0741 | 0.09764 | 13.2626 | 0.073946 | 0.44049 | 0.01834 | 0.02298 | 13.7397 | 0.072106 | 0.62108 | 0.02703 | 0.0285 | 15.6784 | 0.14837 | 0.60284 | 0.02624 | 0.02063 | 13.9818 | 0.42832 | 0.27001 | 0.01086 | 0.00794 | 13.6252 | 0.43542 | 0.28453 | 0.01114 | 0.00804 | 12.5 | 0.66324 | 0.19039 | 0.00734 | 0.00529 | 12.1403 | 0.93348 | 0.15718 | 0.0057 | 0.00413 | 12 | 0.94039 | 0.16534 | 0.00586 | 0.00422 | 12.5039 | 1.1866 | 0.14928 | 0.00551 | 0.00376 | 13.2361 | 1.1476 | 0.17324 | 0.00675 | 0.00418 | 13.8897 | 1.1166 | 0.19766 | 0.00782 | 0.00459 | 14.4752 | 1.3497 | 0.17786 | 0.007 | 0.00401 | 13.7555 | 1.7309 | 0.14284 | 0.00554 | 0.00326 | 14.2898 | 1.6908 | 0.15898 | 0.0061 | 0.00351 | 13.6419 | 1.7399 | 0.1552 | 0.00593 | 0.0034 | 13.5501 | 2.4133 | 0.12607 | 0.00469 | 0.0028 | 12.9716 | 2.8985 | 0.11601 | 0.00417 | 0.00255 | 13.4039 | 3.2287 | 0.11175 | 0.00394 | 0.00239 | 12.9417 | 3.2868 | 0.11013 | 0.00387 | 0.00235 | 12.5109 | 4.2864 | 0.09231 | 0.00315 | 0.002 | 12.8685 | 4.7156 | 0.09588 | 0.00343 | 0.00202 | 13.5259 | 4.6055 | 0.1085 | 0.00395 | 0.00218 | 13.9012 | 5.1337 | 0.09921 | 0.00358 | 0.00205 | 13.7631 | 5.1578 | 0.1088 | 0.00391 | 0.00216 | 13.7627 | 6.0724 | 0.09208 | 0.00332 | 0.00187 | 13.6503 | 6.0954 | 0.1002 | 0.00357 | 0.00196 | 13.5549 | 6.1145 | 0.10832 | 0.00379 | 0.00205 | 13.5564 | 7.2232 | 0.09343 | 0.00325 | 0.00187 | 13.0143 | 7.3573 | 0.09226 | 0.0032 | 0.00186 | 13.7406 | 7.7605 | 0.09431 | 0.00322 | 0.00184 | 13.4768 | 8.4649 | 0.08832 | 0.00299 | 0.00179 | 14.3023 | 9.4395 | 0.09133 | 0.0033 | 0.00184 | 13.8086 | 10.9365 | 0.08208 | 0.00299 | 0.00195 | 14.0783 | 10.8564 | 0.09278 | 0.00341 | 0.00209 | 14.3016 | 11.3768 | 0.0876 | 0.00319 | 0.00181 | 13.8615 | 11.517 | 0.08697 | 0.00316 | 0.00182 | 14.0781 | 12.2273 | 0.08262 | 0.00298 | 0.0017 | 14.301 | 12.1573 | 0.09214 | 0.0033 | 0.00181 | 14.3012 | 13.5082 | 0.08413 | 0.00304 | 0.00178 | 15.2943 | 13.1778 | 0.09387 | 0.00335 | 0.00187 | 14.649 | 14.8991 | 0.09286 | 0.0032 | 0.00184 | 13.9385 | 16.01 | 0.08078 | 0.00282 | 0.00176 | 14.8302 | 15.6495 | 0.08907 | 0.00307 | 0.00183 | 14.117 | 17.1004 | 0.07809 | 0.0027 | 0.00171 | 14.3009 | 17.0204 | 0.08535 | 0.0029 | 0.0018 | 13.9679 | 17.1606 | 0.08511 | 0.00288 | 0.0018 | 13.4974 | 19.6327 | 0.07518 | 0.00254 | 0.00168 | 13.3474 | 20.5735 | 0.07343 | 0.00247 | 0.00174 | 13.5547 | 20.4633 | 0.07967 | 0.00263 | 0.00182 | 13.9926 | 20.9035 | 0.07901 | 0.00261 | 0.00182 | 14.1447 | 21.974 | 0.07365 | 0.00245 | 0.00166 | 13.0957 | 27.1287 | 0.06815 | 0.00223 | 0.00169 | 12.8552 | 27.279 | 0.06812 | 0.00223 | 0.0017 | 12.608 | 33.3644 | 0.06725 | 0.00213 | 0.00179 | 12.913 | 34.0347 | 0.06502 | 0.00202 | 0.00159 | 12.4122 | 34.3456 | 0.06507 | 0.00202 | 0.00161 | 12.5086 | 34.2855 | 0.06914 | 0.0021 | 0.00166 | 12.7743 | 37.4696 | 0.07209 | 0.00217 | 0.00195 | 12.5076 | 39.5331 | 0.06991 | 0.00212 | 0.00194 | 12.5846 | 40.5261 | 0.0719 | 0.00221 | 0.00182 | 13.6422 | 44.1757 | 0.07482 | 0.00232 | 0.00175 | 13.3188 | 43.2585 | 0.07606 | 0.00239 | 0.00185 | 15.1977 | 45.5783 | 0.08714 | 0.00274 | 0.00194 | 13.8911 | 50.437 | 0.08101 | 0.00251 | 0.00185 | 13.9617 | 51.1179 | 0.0807 | 0.00255 | 0.00198 | 14.4247 | 53.04 | 0.08366 | 0.00258 | 0.00187 | 14.3554 | 53.6914 | 0.08279 | 0.00254 | 0.00185 | 14.0063 | 59.4412 | 0.08323 | 0.00253 | 0.00193 | 13.8272 | 67.0545 | 0.07608 | 0.0023 | 0.00185 | 13.6525 | 67.1353 | 0.07621 | 0.0023 | 0.00186
14.881 | 0.016918 | 0.71148 | 0.03697 | 0.06215 | 16.137 | 0.015958 | 1.64 | 0.07534 | 0.10548 | 14.9204 | 0.016879 | 2.16 | 0.09506 | 0.11727 | 14.9204 | 0.067972 | 0.5365 | 0.02355 | 0.02763 | 14.9888 | 0.067743 | 0.71858 | 0.03094 | 0.03266 | 17.1038 | 0.13927 | 0.69782 | 0.02982 | 0.02364 | 14.9805 | 0.41 | 0.30261 | 0.01191 | 0.00882 | 14.5336 | 0.41791 | 0.31656 | 0.01213 | 0.00887 | 13.3333 | 0.63612 | 0.21142 | 0.00799 | 0.00581 | 12.8544 | 0.90055 | 0.17208 | 0.00613 | 0.00446 | 13.3333 | 0.88034 | 0.19538 | 0.00731 | 0.00487 | 14.0669 | 1.1085 | 0.17909 | 0.007 | 0.00438 | 14.7067 | 1.0815 | 0.20393 | 0.00809 | 0.0048 | 15.2786 | 1.0585 | 0.2291 | 0.00906 | 0.00521 | 15.7911 | 1.2796 | 0.20387 | 0.00796 | 0.0045 | 15.006 | 1.6408 | 0.16313 | 0.00628 | 0.00363 | 15.4806 | 1.6098 | 0.1797 | 0.0068 | 0.00388 | 14.7788 | 1.6558 | 0.17534 | 0.00662 | 0.00375 | 14.5925 | 2.3212 | 0.14051 | 0.00514 | 0.00304 | 13.8982 | 2.7964 | 0.12802 | 0.00453 | 0.00274 | 14.2975 | 3.1256 | 0.12251 | 0.00424 | 0.00256 | 13.8045 | 3.1817 | 0.1207 | 0.00417 | 0.00252 | 14.0748 | 4.0471 | 0.10873 | 0.00394 | 0.00223 | 14.2984 | 4.4864 | 0.11075 | 0.00404 | 0.00222 | 14.8785 | 4.4033 | 0.12369 | 0.00451 | 0.00238 | 15.2914 | 4.9105 | 0.11283 | 0.00409 | 0.00223 | 15.0143 | 4.9526 | 0.12233 | 0.00437 | 0.00233 | 15.0139 | 5.8401 | 0.10356 | 0.00372 | 0.00201 | 14.7879 | 5.8802 | 0.11162 | 0.00393 | 0.0021 | 14.5976 | 5.9143 | 0.11969 | 0.00413 | 0.00218 | 14.5991 | 6.9889 | 0.10306 | 0.00354 | 0.00198 | 14.0154 | 7.117 | 0.10171 | 0.00348 | 0.00197 | 15.7035 | 7.331 | 0.11245 | 0.00414 | 0.00203 | 15.4021 | 8.0064 | 0.10494 | 0.00382 | 0.00196 | 16.0901 | 8.9879 | 0.10618 | 0.00393 | 0.00199 | 15.5347 | 10.4259 | 0.09489 | 0.00351 | 0.00207 | 15.6426 | 10.3959 | 0.10566 | 0.00388 | 0.0022 | 15.8907 | 10.9262 | 0.09986 | 0.00365 | 0.00193 | 15.4017 | 11.0664 | 0.0991 | 0.00361 | 0.00193 | 15.6424 | 11.7467 | 0.09403 | 0.0034 | 0.00181 | 15.7311 | 11.7167 | 0.1036 | 0.00369 | 0.00191 | 15.7314 | 13.0476 | 0.09444 | 0.00338 | 0.00186 | 16.6847 | 12.7572 | 0.10441 | 0.00368 | 0.00196 | 15.8697 | 14.4585 | 0.10218 | 0.00347 | 0.00191 | 15.2057 | 15.4993 | 0.08947 | 0.00309 | 0.00183 | 16.066 | 15.1889 | 0.09794 | 0.00332 | 0.0019 | 15.4004 | 16.5497 | 0.08622 | 0.00294 | 0.00177 | 15.4926 | 16.5197 | 0.09351 | 0.00313 | 0.00186 | 15.1319 | 16.6699 | 0.09319 | 0.00311 | 0.00186 | 14.6222 | 19.1118 | 0.08224 | 0.00274 | 0.00173 | 14.4597 | 20.0326 | 0.08016 | 0.00266 | 0.00179 | 14.5973 | 19.9625 | 0.08644 | 0.0028 | 0.00186 | 15.069 | 20.4227 | 0.08564 | 0.00278 | 0.00186 | 15.2328 | 21.4431 | 0.07995 | 0.00261 | 0.0017 | 14.0311 | 26.5976 | 0.07324 | 0.00235 | 0.00173 | 13.7735 | 26.7479 | 0.07318 | 0.00235 | 0.00174 | 13.396 | 32.8531 | 0.07138 | 0.00221 | 0.00182 | 13.7201 | 33.5534 | 0.06907 | 0.0021 | 0.00161 | 13.188 | 33.8643 | 0.06908 | 0.0021 | 0.00163 | 13.2444 | 33.8343 | 0.07315 | 0.00218 | 0.00168 | 14.1937 | 36.747 | 0.07946 | 0.00242 | 0.00199 | 13.8974 | 38.8902 | 0.07689 | 0.00234 | 0.00199 | 14.1576 | 39.8826 | 0.08041 | 0.00252 | 0.00187 | 15.1579 | 43.6126 | 0.08261 | 0.00258 | 0.00179 | 14.7987 | 42.8252 | 0.084 | 0.00264 | 0.0019 | 16.5793 | 45.2155 | 0.09467 | 0.00294 | 0.00199 | 15.154 | 50.1036 | 0.08781 | 0.0027 | 0.00189 | 15.231 | 50.7244 | 0.08741 | 0.00272 | 0.00202 | 15.6267 | 52.6867 | 0.09013 | 0.00274 | 0.00191 | 15.5517 | 53.3479 | 0.08917 | 0.0027 | 0.00189 | 15.0837 | 59.1574 | 0.089 | 0.00266 | 0.00196 | 14.8908 | 66.5205 | 0.0812 | 0.00241 | 0.00188 | 14.7027 | 66.6212 | 0.08132 | 0.00242 | 0.00189
15.873 | 0.016147 | 0.79302 | 0.04048 | 0.06882 | 17.3784 | 0.015127 | 1.86 | 0.08387 | 0.11856 | 16.5782 | 0.015658 | 2.58 | 0.11508 | 0.13832 | 16.5782 | 0.062999 | 0.64054 | 0.02853 | 0.03263 | 16.2378 | 0.063951 | 0.82212 | 0.03486 | 0.03704 | 18.5291 | 0.13146 | 0.79874 | 0.03341 | 0.02682 | 15.9792 | 0.39389 | 0.33661 | 0.01295 | 0.00972 | 15.4419 | 0.4023 | 0.34988 | 0.01312 | 0.00972 | 14.1667 | 0.61211 | 0.23332 | 0.00863 | 0.00634 | 14.2827 | 0.84391 | 0.20344 | 0.00764 | 0.00516 | 15 | 0.8191 | 0.23563 | 0.00936 | 0.00574 | 15.6299 | 1.0445 | 0.21084 | 0.00839 | 0.00503 | 16.1774 | 1.0245 | 0.2364 | 0.00937 | 0.00545 | 16.6676 | 1.0075 | 0.2622 | 0.01026 | 0.00585 | 17.1071 | 1.2196 | 0.23123 | 0.00891 | 0.00502 | 16.2565 | 1.5607 | 0.18448 | 0.00701 | 0.00402 | 16.6714 | 1.5367 | 0.20144 | 0.00751 | 0.00426 | 15.9156 | 1.5818 | 0.19646 | 0.0073 | 0.00412 | 15.6348 | 2.2381 | 0.1555 | 0.00559 | 0.00329 | 14.8247 | 2.7044 | 0.14045 | 0.00488 | 0.00293 | 16.0846 | 2.9455 | 0.14504 | 0.00535 | 0.00291 | 15.5301 | 2.9985 | 0.14284 | 0.00525 | 0.00285 | 15.6387 | 3.8449 | 0.12607 | 0.00467 | 0.00248 | 15.7282 | 4.2892 | 0.12634 | 0.00463 | 0.00244 | 16.2311 | 4.2251 | 0.13954 | 0.00506 | 0.00259 | 16.6815 | 4.7103 | 0.12705 | 0.00458 | 0.00242 | 16.2655 | 4.7684 | 0.1364 | 0.00482 | 0.0025 | 16.265 | 5.6349 | 0.11548 | 0.0041 | 0.00216 | 15.9254 | 5.689 | 0.12345 | 0.00429 | 0.00224 | 16.683 | 5.5709 | 0.14352 | 0.00536 | 0.00245 | 16.6847 | 6.5845 | 0.12322 | 0.00457 | 0.00221 | 16.0176 | 6.7066 | 0.12152 | 0.00449 | 0.00218 | 17.6665 | 6.9656 | 0.13159 | 0.00496 | 0.00224 | 17.3274 | 7.617 | 0.12245 | 0.00458 | 0.00215 | 17.8779 | 8.5885 | 0.12175 | 0.00452 | 0.00214 | 17.2607 | 9.9683 | 0.10831 | 0.004 | 0.00219 | 17.2069 | 9.9814 | 0.11909 | 0.00433 | 0.00231 | 17.4797 | 10.5357 | 0.11261 | 0.00408 | 0.00204 | 16.9418 | 10.6659 | 0.11169 | 0.00404 | 0.00204 | 17.2066 | 11.3161 | 0.1059 | 0.0038 | 0.00192 | 17.1612 | 11.3262 | 0.11548 | 0.00407 | 0.00201 | 17.1615 | 12.617 | 0.1051 | 0.00371 | 0.00195 | 18.0751 | 12.3667 | 0.11531 | 0.004 | 0.00205 | 17.0905 | 14.058 | 0.11178 | 0.00373 | 0.00198 | 16.4728 | 15.0487 | 0.09842 | 0.00335 | 0.00189 | 17.3019 | 14.7683 | 0.10708 | 0.00358 | 0.00197 | 16.6838 | 16.039 | 0.09461 | 0.00318 | 0.00184 | 16.6843 | 16.0391 | 0.10192 | 0.00335 | 0.00192 | 16.2959 | 16.1893 | 0.10152 | 0.00333 | 0.00193 | 15.747 | 18.6211 | 0.08949 | 0.00293 | 0.00178 | 15.572 | 19.5318 | 0.08708 | 0.00284 | 0.00184 | 15.64 | 19.5018 | 0.09337 | 0.00298 | 0.00191 | 16.1454 | 19.962 | 0.09241 | 0.00295 | 0.00191 | 16.3208 | 20.9524 | 0.08641 | 0.00277 | 0.00175 | 14.9666 | 26.1066 | 0.07843 | 0.00247 | 0.00176 | 14.6917 | 26.2469 | 0.07834 | 0.00246 | 0.00177 | 14.184 | 32.362 | 0.07557 | 0.00229 | 0.00184 | 14.5271 | 33.1023 | 0.07317 | 0.00218 | 0.00164 | 13.9638 | 33.4131 | 0.07314 | 0.00218 | 0.00166 | 14.7159 | 32.9922 | 0.08134 | 0.00247 | 0.00173 | 15.9679 | 35.8644 | 0.08888 | 0.00277 | 0.00204 | 15.6346 | 38.1073 | 0.08577 | 0.00267 | 0.00204 | 15.7307 | 39.2698 | 0.08905 | 0.00281 | 0.00192 | 16.6737 | 43.03 | 0.0905 | 0.00281 | 0.00183 | 16.2785 | 42.4024 | 0.09203 | 0.00288 | 0.00194 | 17.961 | 44.8231 | 0.10226 | 0.00314 | 0.00203 | 16.4168 | 49.7807 | 0.09466 | 0.00287 | 0.00193 | 16.5002 | 50.3114 | 0.09418 | 0.00289 | 0.00205 | 16.8288 | 52.3238 | 0.09664 | 0.00289 | 0.00194 | 16.748 | 52.995 | 0.09561 | 0.00286 | 0.00192 | 16.1611 | 58.8641 | 0.09479 | 0.00279 | 0.00199 | 15.9545 | 65.977 | 0.08636 | 0.00253 | 0.0019 | 15.7529 | 66.0877 | 0.08648 | 0.00253 | 0.00191
16.8651 | 0.015457 | 0.87833 | 0.04409 | 0.07575 | 18.6197 | 0.014397 | 2.09 | 0.09253 | 0.13224 | 18.2361 | 0.014617 | 3.03 | 0.13476 | 0.16075 | 18.2361 | 0.058797 | 0.7524 | 0.03342 | 0.03795 | 17.4869 | 0.060609 | 0.93158 | 0.0388 | 0.04164 | 19.9544 | 0.12446 | 0.9055 | 0.03705 | 0.03016 | 16.9779 | 0.37918 | 0.37196 | 0.014 | 0.01066 | 16.3503 | 0.38829 | 0.38445 | 0.01411 | 0.01061 | 15 | 0.59059 | 0.25605 | 0.00928 | 0.00689 | 16.068 | 0.78567 | 0.24541 | 0.00977 | 0.00609 | 16.6667 | 0.76846 | 0.27871 | 0.01126 | 0.00666 | 17.1929 | 0.99056 | 0.24444 | 0.00971 | 0.00572 | 17.6481 | 0.97595 | 0.27057 | 0.01061 | 0.00613 | 18.0566 | 0.96334 | 0.29688 | 0.01144 | 0.00652 | 18.423 | 1.1665 | 0.25989 | 0.00984 | 0.00555 | 17.507 | 1.4907 | 0.2069 | 0.00774 | 0.00442 | 17.8622 | 1.4717 | 0.22417 | 0.00821 | 0.00466 | 17.0524 | 1.5147 | 0.21854 | 0.00798 | 0.0045 | 16.6771 | 2.163 | 0.17104 | 0.00604 | 0.00355 | 16.6778 | 2.5422 | 0.16652 | 0.00616 | 0.00333 | 17.8718 | 2.7883 | 0.16891 | 0.00636 | 0.00327 | 17.2557 | 2.8404 | 0.16628 | 0.00625 | 0.00321 | 17.2026 | 3.6688 | 0.14428 | 0.00536 | 0.00274 | 17.1581 | 4.112 | 0.14262 | 0.00519 | 0.00266 | 17.5837 | 4.063 | 0.15605 | 0.0056 | 0.00281 | 18.0716 | 4.5272 | 0.14186 | 0.00505 | 0.00261 | 17.5166 | 4.5992 | 0.15101 | 0.00527 | 0.00268 | 17.5162 | 5.4477 | 0.12783 | 0.00447 | 0.00232 | 18.2004 | 5.3517 | 0.14824 | 0.00557 | 0.00253 | 18.7684 | 5.2736 | 0.16876 | 0.00647 | 0.00274 | 18.7703 | 6.2361 | 0.14457 | 0.0055 | 0.00244 | 18.0198 | 6.3572 | 0.14247 | 0.0054 | 0.00241 | 19.6294 | 6.6373 | 0.15171 | 0.00574 | 0.00246 | 19.2526 | 7.2666 | 0.14084 | 0.00528 | 0.00235 | 19.6657 | 8.2231 | 0.13803 | 0.00509 | 0.00231 | 18.9868 | 9.5559 | 0.12233 | 0.00448 | 0.00231 | 18.7711 | 9.606 | 0.13306 | 0.00478 | 0.00243 | 19.0688 | 10.1553 | 0.12584 | 0.0045 | 0.00216 | 18.482 | 10.2954 | 0.12475 | 0.00446 | 0.00216 | 18.7708 | 10.9157 | 0.11821 | 0.00419 | 0.00203 | 18.5913 | 10.9558 | 0.12776 | 0.00443 | 0.00212 | 18.5916 | 12.2265 | 0.11611 | 0.00404 | 0.00205 | 19.4655 | 11.9863 | 0.12654 | 0.00432 | 0.00214 | 18.3112 | 13.6775 | 0.12164 | 0.00399 | 0.00206 | 17.7399 | 14.6181 | 0.10764 | 0.0036 | 0.00197 | 18.5377 | 14.3678 | 0.11647 | 0.00382 | 0.00204 | 17.9671 | 15.5484 | 0.10328 | 0.00342 | 0.00191 | 17.8761 | 15.5785 | 0.11057 | 0.00358 | 0.00199 | 17.4599 | 15.7387 | 0.11009 | 0.00355 | 0.00199 | 16.8718 | 18.1704 | 0.09692 | 0.00312 | 0.00183 | 16.6843 | 19.0611 | 0.09417 | 0.00302 | 0.00189 | 16.6827 | 19.0611 | 0.10047 | 0.00315 | 0.00196 | 17.2217 | 19.5113 | 0.09934 | 0.00312 | 0.00196 | 17.4089 | 20.4817 | 0.09301 | 0.00293 | 0.00179 | 15.902 | 25.6258 | 0.08372 | 0.00258 | 0.00179 | 15.6099 | 25.776 | 0.0836 | 0.00258 | 0.0018 | 15.7599 | 31.4501 | 0.08415 | 0.0026 | 0.00189 | 16.1413 | 32.2203 | 0.08155 | 0.00249 | 0.00168 | 15.5153 | 32.5611 | 0.08144 | 0.00248 | 0.0017 | 16.5554 | 32 | 0.09187 | 0.00289 | 0.00179 | 17.7421 | 34.9722 | 0.09854 | 0.00309 | 0.00209 | 17.3717 | 37.3149 | 0.09484 | 0.00297 | 0.00209 | 17.3038 | 38.6674 | 0.09782 | 0.00308 | 0.00197 | 18.1895 | 42.4078 | 0.09851 | 0.00304 | 0.00188 | 17.7584 | 41.94 | 0.10013 | 0.00311 | 0.00199 | 19.3426 | 44.371 | 0.10993 | 0.00333 | 0.00207 | 17.6796 | 49.4181 | 0.10155 | 0.00304 | 0.00196 | 17.7695 | 49.8588 | 0.10101 | 0.00305 | 0.00209 | 18.0308 | 51.9212 | 0.1032 | 0.00304 | 0.00198 | 17.9443 | 52.6123 | 0.10208 | 0.003 | 0.00196 | 17.2386 | 58.5312 | 0.10062 | 0.00291 | 0.00202 | 17.0181 | 65.4139 | 0.09157 | 0.00263 | 0.00193 | 16.8031 | 65.5346 | 0.09167 | 0.00264 | 0.00194
17.8571 | 0.014837 | 0.96734 | 0.04777 | 0.08295 | 19.861 | 0.013737 | 2.33 | 0.10134 | 0.14652 | 19.8939 | 0.013717 | 3.51 | 0.15439 | 0.18451 | 19.8939 | 0.055185 | 0.87193 | 0.0383 | 0.0436 | 19.985 | 0.054996 | 1.17 | 0.05239 | 0.05148 | 21.3797 | 0.11836 | 1.02 | 0.04073 | 0.03366 | 17.9766 | 0.36587 | 0.40863 | 0.01505 | 0.01163 | 18.167 | 0.36347 | 0.45721 | 0.01766 | 0.01245 | 16.6667 | 0.55327 | 0.30386 | 0.01161 | 0.00805 | 17.8533 | 0.73674 | 0.29033 | 0.01176 | 0.00707 | 18.3333 | 0.72483 | 0.3245 | 0.01308 | 0.00763 | 18.7559 | 0.94242 | 0.27981 | 0.011 | 0.00644 | 19.1188 | 0.93182 | 0.30641 | 0.01183 | 0.00683 | 19.4455 | 0.92252 | 0.33314 | 0.01261 | 0.00721 | 19.7389 | 1.1195 | 0.28981 | 0.01077 | 0.0061 | 18.7575 | 1.4257 | 0.23034 | 0.00846 | 0.00484 | 19.0531 | 1.4117 | 0.24789 | 0.00891 | 0.00507 | 18.1893 | 1.4547 | 0.24157 | 0.00866 | 0.00489 | 18.7617 | 2.0289 | 0.20367 | 0.00765 | 0.00409 | 18.5309 | 2.4021 | 0.19419 | 0.00734 | 0.00376 | 19.659 | 2.6472 | 0.19407 | 0.00733 | 0.00365 | 18.9812 | 2.6993 | 0.19097 | 0.00719 | 0.00358 | 18.7664 | 3.5097 | 0.16333 | 0.00603 | 0.00301 | 18.5879 | 3.9519 | 0.15958 | 0.00575 | 0.00288 | 18.9363 | 3.9139 | 0.17319 | 0.00613 | 0.00303 | 19.4617 | 4.357 | 0.15726 | 0.00552 | 0.00281 | 20.019 | 4.292 | 0.1818 | 0.00687 | 0.00306 | 20.0185 | 5.1094 | 0.15376 | 0.00581 | 0.00264 | 20.4755 | 5.0504 | 0.17455 | 0.00673 | 0.00284 | 20.8538 | 5.0024 | 0.19539 | 0.00751 | 0.00304 | 20.8559 | 5.9188 | 0.16709 | 0.00638 | 0.00269 | 20.022 | 6.043 | 0.16454 | 0.00626 | 0.00265 | 21.5923 | 6.328 | 0.17282 | 0.00649 | 0.00269 | 21.1779 | 6.9373 | 0.16011 | 0.00596 | 0.00255 | 21.4535 | 7.8758 | 0.15503 | 0.00565 | 0.00247 | 20.7129 | 9.1706 | 0.13694 | 0.00495 | 0.00244 | 20.3354 | 9.2537 | 0.14757 | 0.00521 | 0.00256 | 20.6579 | 9.8039 | 0.13954 | 0.00492 | 0.00229 | 20.0222 | 9.9451 | 0.13827 | 0.00486 | 0.00228 | 20.3351 | 10.5253 | 0.13097 | 0.00458 | 0.00215 | 20.0215 | 10.6054 | 0.14045 | 0.00479 | 0.00223 | 20.0217 | 11.8461 | 0.12748 | 0.00436 | 0.00214 | 20.8559 | 11.6259 | 0.13813 | 0.00463 | 0.00224 | 19.532 | 13.3171 | 0.13177 | 0.00425 | 0.00214 | 19.0071 | 14.2176 | 0.11713 | 0.00385 | 0.00204 | 19.7736 | 13.9774 | 0.12612 | 0.00407 | 0.00212 | 19.2505 | 15.0679 | 0.11221 | 0.00365 | 0.00198 | 19.0678 | 15.1381 | 0.11948 | 0.0038 | 0.00205 | 18.6239 | 15.2982 | 0.11891 | 0.00378 | 0.00206 | 17.9965 | 17.7399 | 0.10454 | 0.00331 | 0.00189 | 17.7966 | 18.6205 | 0.10143 | 0.0032 | 0.00194 | 17.7253 | 18.6505 | 0.10772 | 0.00332 | 0.00201 | 18.2981 | 19.0807 | 0.10643 | 0.00328 | 0.00201 | 18.497 | 20.0311 | 0.09976 | 0.00309 | 0.00184 | 16.8374 | 25.165 | 0.08911 | 0.0027 | 0.00182 | 16.5282 | 25.3153 | 0.08896 | 0.00269 | 0.00183 | 17.7299 | 30.3681 | 0.09522 | 0.00304 | 0.00195 | 18.1589 | 31.1484 | 0.09234 | 0.00293 | 0.00175 | 17.4547 | 31.519 | 0.09211 | 0.00291 | 0.00177 | 18.3949 | 31.0182 | 0.10272 | 0.00328 | 0.00185 | 19.5163 | 34.0505 | 0.10845 | 0.0034 | 0.00215 | 19.1089 | 36.4729 | 0.10411 | 0.00325 | 0.00214 | 18.8768 | 38.0154 | 0.10674 | 0.00333 | 0.00202 | 19.7053 | 41.7159 | 0.10664 | 0.00325 | 0.00192 | 19.2383 | 41.418 | 0.10834 | 0.00332 | 0.00203 | 20.7242 | 43.8392 | 0.11768 | 0.00351 | 0.00211 | 18.9425 | 48.9959 | 0.1085 | 0.0032 | 0.002 | 19.0387 | 49.3366 | 0.1079 | 0.00321 | 0.00212 | 19.2329 | 51.469 | 0.10982 | 0.00319 | 0.00201 | 19.1406 | 52.18 | 0.10861 | 0.00315 | 0.00199 | 19.3934 | 57.7362 | 0.11238 | 0.00336 | 0.00208 | 19.1454 | 64.1787 | 0.10212 | 0.00303 | 0.00198 | 18.9035 | 64.3293 | 0.10221 | 0.00303 | 0.00198
19.8413 | 0.013746 | 1.16 | 0.05843 | 0.09814 | 22.3436 | 0.012606 | 2.85 | 0.12991 | 0.17685 | 21.5517 | 0.012946 | 4.02 | 0.17412 | 0.20957 | 21.5517 | 0.052043 | 0.99898 | 0.04321 | 0.04956 | 22.4831 | 0.050453 | 1.43 | 0.06517 | 0.06216 | 22.805 | 0.11285 | 1.14 | 0.04445 | 0.03732 | 19.974 | 0.34196 | 0.4859 | 0.01882 | 0.01365 | 20.4378 | 0.33676 | 0.55487 | 0.02266 | 0.01489 | 18.75 | 0.51424 | 0.36792 | 0.01488 | 0.00958 | 19.6386 | 0.69411 | 0.33812 | 0.01366 | 0.00811 | 20 | 0.68601 | 0.37297 | 0.01487 | 0.00864 | 20.3188 | 0.8982 | 0.31696 | 0.01226 | 0.00718 | 20.5894 | 0.89089 | 0.34392 | 0.01304 | 0.00756 | 20.8345 | 0.88429 | 0.37099 | 0.01377 | 0.00792 | 21.0548 | 1.0755 | 0.32097 | 0.01169 | 0.00668 | 20.008 | 1.3676 | 0.25483 | 0.00919 | 0.00527 | 21.4347 | 1.3056 | 0.29826 | 0.01149 | 0.00595 | 20.4629 | 1.3466 | 0.29042 | 0.01116 | 0.00572 | 20.8464 | 1.9089 | 0.23842 | 0.00915 | 0.00465 | 20.384 | 2.276 | 0.22344 | 0.00847 | 0.0042 | 21.4462 | 2.5171 | 0.22056 | 0.00827 | 0.00405 | 20.7068 | 2.5702 | 0.21693 | 0.00811 | 0.00396 | 20.3303 | 3.3625 | 0.18324 | 0.00668 | 0.00328 | 20.0177 | 3.8008 | 0.17723 | 0.00629 | 0.00312 | 21.6415 | 3.6397 | 0.20944 | 0.00803 | 0.0035 | 22.242 | 4.0448 | 0.18984 | 0.00723 | 0.00322 | 22.5214 | 4.0148 | 0.21475 | 0.00834 | 0.00346 | 22.5208 | 4.7962 | 0.18139 | 0.00703 | 0.00298 | 22.7505 | 4.7672 | 0.20243 | 0.00782 | 0.00317 | 22.9391 | 4.7452 | 0.22347 | 0.00852 | 0.00335 | 22.9415 | 5.6176 | 0.19081 | 0.00723 | 0.00296 | 22.0242 | 5.7487 | 0.18775 | 0.00709 | 0.0029 | 23.5553 | 6.0278 | 0.19497 | 0.00723 | 0.00293 | 23.1031 | 6.6191 | 0.1803 | 0.00663 | 0.00276 | 23.2413 | 7.5406 | 0.17278 | 0.0062 | 0.00265 | 22.4389 | 8.8032 | 0.15217 | 0.00541 | 0.00258 | 21.8996 | 8.9164 | 0.16263 | 0.00564 | 0.00269 | 22.2469 | 9.4556 | 0.15375 | 0.00533 | 0.00242 | 21.5623 | 9.6057 | 0.15226 | 0.00526 | 0.00241 | 21.8993 | 10.155 | 0.1442 | 0.00496 | 0.00227 | 21.4516 | 10.2651 | 0.15356 | 0.00515 | 0.00235 | 21.4519 | 11.4658 | 0.13922 | 0.00467 | 0.00224 | 22.2463 | 11.2656 | 0.15008 | 0.00494 | 0.00234 | 20.7527 | 12.9667 | 0.14218 | 0.00451 | 0.00222 | 20.2742 | 13.8272 | 0.12688 | 0.0041 | 0.00212 | 21.0094 | 13.607 | 0.13604 | 0.00431 | 0.00219 | 20.5339 | 14.6075 | 0.12143 | 0.00389 | 0.00205 | 20.2596 | 14.7076 | 0.12865 | 0.00402 | 0.00212 | 19.7879 | 14.8778 | 0.12797 | 0.004 | 0.00212 | 19.1213 | 17.3294 | 0.11234 | 0.00349 | 0.00194 | 18.9088 | 18.1899 | 0.10886 | 0.00337 | 0.00199 | 18.768 | 18.25 | 0.11514 | 0.00349 | 0.00206 | 19.3744 | 18.6602 | 0.11368 | 0.00344 | 0.00206 | 19.585 | 19.5805 | 0.10667 | 0.00325 | 0.00189 | 18.7082 | 24.2837 | 0.10018 | 0.00313 | 0.00189 | 18.3646 | 24.4439 | 0.09995 | 0.00312 | 0.0019 | 19.6999 | 29.3065 | 0.10668 | 0.00346 | 0.00201 | 20.1766 | 30.0667 | 0.10352 | 0.00334 | 0.00181 | 19.3941 | 30.4874 | 0.10315 | 0.00331 | 0.00183 | 20.2344 | 30.0368 | 0.11393 | 0.00365 | 0.00191 | 21.2905 | 33.069 | 0.11864 | 0.0037 | 0.0022 | 20.8461 | 35.5712 | 0.1136 | 0.00352 | 0.00219 | 20.4499 | 37.3037 | 0.11583 | 0.00358 | 0.00207 | 21.2211 | 40.9443 | 0.11492 | 0.00346 | 0.00196 | 20.7182 | 40.8162 | 0.11666 | 0.00353 | 0.00208 | 22.1058 | 43.2276 | 0.12554 | 0.00368 | 0.00215 | 20.2053 | 48.5239 | 0.11551 | 0.00335 | 0.00204 | 20.308 | 48.7446 | 0.11488 | 0.00336 | 0.00216 | 21.637 | 50.3752 | 0.12325 | 0.00372 | 0.00208 | 21.5332 | 51.1461 | 0.12185 | 0.00367 | 0.00206 | 21.5482 | 56.7022 | 0.12433 | 0.00377 | 0.00214 | 21.2726 | 62.7844 | 0.1129 | 0.0034 | 0.00202 | 21.0039 | 62.9649 | 0.11295 | 0.0034 | 0.00203
22.3214 | 0.012615 | 1.41 | 0.07337 | 0.11857 | 24.8262 | 0.011665 | 3.41 | 0.1574 | 0.20944 | 23.2095 | 0.012256 | 4.56 | 0.19403 | 0.23591 | 23.2095 | 0.049292 | 1.13 | 0.04816 | 0.05582 | 24.9813 | 0.046691 | 1.71 | 0.07766 | 0.07364 | 24.2303 | 0.10795 | 1.26 | 0.04822 | 0.04113 | 22.4708 | 0.31564 | 0.58988 | 0.02415 | 0.01635 | 22.7087 | 0.31334 | 0.66005 | 0.02735 | 0.01749 | 20.8333 | 0.48072 | 0.43665 | 0.01793 | 0.01121 | 21.424 | 0.65559 | 0.38878 | 0.01553 | 0.00919 | 21.6667 | 0.65059 | 0.42413 | 0.01664 | 0.0097 | 21.8818 | 0.85647 | 0.35593 | 0.01352 | 0.00795 | 22.0601 | 0.85187 | 0.38316 | 0.01425 | 0.00831 | 22.2235 | 0.84767 | 0.41047 | 0.01493 | 0.00866 | 23.6867 | 0.99764 | 0.38697 | 0.01507 | 0.00788 | 22.509 | 1.2626 | 0.30687 | 0.01186 | 0.00619 | 23.8163 | 1.2135 | 0.3526 | 0.01391 | 0.00688 | 22.7366 | 1.2536 | 0.34305 | 0.01349 | 0.00661 | 22.931 | 1.7968 | 0.27534 | 0.01059 | 0.00525 | 22.237 | 2.161 | 0.25428 | 0.00957 | 0.00467 | 23.2334 | 2.3961 | 0.24841 | 0.0092 | 0.00446 | 22.4324 | 2.4491 | 0.24419 | 0.00902 | 0.00436 | 21.8942 | 3.2244 | 0.20401 | 0.00733 | 0.00357 | 22.8774 | 3.5216 | 0.21462 | 0.00826 | 0.00361 | 24.3467 | 3.3865 | 0.24841 | 0.00978 | 0.00399 | 25.0222 | 3.7596 | 0.22492 | 0.00881 | 0.00367 | 25.0238 | 3.7596 | 0.24996 | 0.00974 | 0.00388 | 25.0231 | 4.494 | 0.21086 | 0.00821 | 0.00333 | 25.0256 | 4.493 | 0.23199 | 0.0089 | 0.00351 | 25.0245 | 4.493 | 0.2531 | 0.00952 | 0.00368 | 25.0271 | 5.3244 | 0.21583 | 0.00807 | 0.00323 | 24.0264 | 5.4645 | 0.21216 | 0.00791 | 0.00317 | 25.5182 | 5.7326 | 0.21824 | 0.00797 | 0.00317 | 25.0284 | 6.3049 | 0.20148 | 0.0073 | 0.00298 | 25.0291 | 7.2123 | 0.19133 | 0.00675 | 0.00284 | 24.165 | 8.446 | 0.16803 | 0.00588 | 0.00273 | 23.4639 | 8.5901 | 0.17826 | 0.00608 | 0.00282 | 23.836 | 9.1073 | 0.16849 | 0.00573 | 0.00255 | 23.1025 | 9.2685 | 0.16676 | 0.00566 | 0.00254 | 23.4635 | 9.7927 | 0.15791 | 0.00534 | 0.00239 | 22.8817 | 9.9288 | 0.16711 | 0.00551 | 0.00247 | 22.882 | 11.0954 | 0.15134 | 0.00499 | 0.00235 | 23.6367 | 10.9053 | 0.16243 | 0.00525 | 0.00244 | 21.9735 | 12.6164 | 0.15287 | 0.00477 | 0.00231 | 21.5413 | 13.4468 | 0.13691 | 0.00435 | 0.00219 | 22.2453 | 13.2367 | 0.14623 | 0.00456 | 0.00227 | 21.8172 | 14.1571 | 0.13095 | 0.00412 | 0.00212 | 21.4513 | 14.2873 | 0.13809 | 0.00425 | 0.00219 | 20.9519 | 14.4574 | 0.1373 | 0.00422 | 0.00219 | 20.2461 | 16.9189 | 0.12033 | 0.00368 | 0.002 | 20.0211 | 17.7794 | 0.11647 | 0.00355 | 0.00204 | 20.8533 | 17.4691 | 0.13046 | 0.00412 | 0.00216 | 21.5271 | 17.8293 | 0.12868 | 0.00406 | 0.00216 | 21.7611 | 18.7096 | 0.12096 | 0.00384 | 0.00198 | 21.0467 | 23.1923 | 0.11459 | 0.00374 | 0.00198 | 20.6602 | 23.3726 | 0.11426 | 0.00373 | 0.00199 | 21.6699 | 28.2352 | 0.11857 | 0.00385 | 0.00207 | 22.1942 | 28.9554 | 0.11511 | 0.00373 | 0.00188 | 21.3335 | 29.426 | 0.11456 | 0.00369 | 0.00189 | 22.0739 | 29.0156 | 0.12551 | 0.00401 | 0.00198 | 23.0647 | 32.0377 | 0.12915 | 0.004 | 0.00226 | 22.5832 | 34.6098 | 0.12335 | 0.00379 | 0.00224 | 22.023 | 36.5122 | 0.12509 | 0.00382 | 0.00212 | 22.7369 | 40.1029 | 0.12336 | 0.00367 | 0.00201 | 22.198 | 40.1147 | 0.12511 | 0.00373 | 0.00212 | 24.869 | 41.7149 | 0.14165 | 0.00434 | 0.00223 | 22.7309 | 47.3406 | 0.12979 | 0.00392 | 0.00211 | 22.8465 | 47.3112 | 0.12912 | 0.00393 | 0.00223 | 24.0411 | 49.0021 | 0.13702 | 0.00421 | 0.00215 | 23.9257 | 49.8329 | 0.1354 | 0.00415 | 0.00213 | 23.703 | 55.3988 | 0.13654 | 0.00415 | 0.0022 | 23.3999 | 61.2109 | 0.12393 | 0.00375 | 0.00207 | 23.1043 | 61.4414 | 0.12395 | 0.00374 | 0.00208
24.8016 | 0.011675 | 1.69 | 0.08811 | 0.14054 | 27.3088 | 0.010885 | 4.01 | 0.18457 | 0.24425 | 26.5252 | 0.011115 | 5.73 | 0.26168 | 0.29233 | 26.5252 | 0.044679 | 1.42 | 0.06501 | 0.06926 | 27.4794 | 0.043529 | 2.01 | 0.0901 | 0.08591 | 25.6556 | 0.10345 | 1.39 | 0.05205 | 0.04509 | 24.9675 | 0.29213 | 0.70239 | 0.02919 | 0.01922 | 24.9796 | 0.29203 | 0.77301 | 0.03194 | 0.02025 | 22.9167 | 0.4506 | 0.51007 | 0.02089 | 0.01292 | 23.2093 | 0.62017 | 0.44238 | 0.01739 | 0.01033 | 23.3333 | 0.61777 | 0.47804 | 0.01841 | 0.01081 | 23.4448 | 0.81635 | 0.39681 | 0.01479 | 0.00876 | 23.5308 | 0.81415 | 0.4242 | 0.01546 | 0.0091 | 25.0014 | 0.77713 | 0.49472 | 0.01924 | 0.01022 | 26.3186 | 0.9255 | 0.45813 | 0.01823 | 0.00916 | 25.01 | 1.1705 | 0.36312 | 0.01437 | 0.00718 | 26.198 | 1.1305 | 0.41098 | 0.01626 | 0.00787 | 25.0102 | 1.1705 | 0.39949 | 0.01576 | 0.00755 | 25.0156 | 1.6907 | 0.31458 | 0.01201 | 0.00587 | 24.0901 | 2.0529 | 0.28675 | 0.01066 | 0.00515 | 25.0206 | 2.281 | 0.27766 | 0.01012 | 0.00489 | 24.1579 | 2.335 | 0.27278 | 0.00993 | 0.00477 | 25.0219 | 2.9653 | 0.24825 | 0.00969 | 0.00417 | 25.7371 | 3.2614 | 0.25499 | 0.01008 | 0.00413 | 27.0519 | 3.1454 | 0.29033 | 0.01148 | 0.00452 | 27.8025 | 3.4965 | 0.26265 | 0.01034 | 0.00414 | 27.5261 | 3.5215 | 0.28756 | 0.01114 | 0.00433 | 27.5255 | 4.1958 | 0.24237 | 0.00937 | 0.00371 | 27.3006 | 4.2229 | 0.2634 | 0.00998 | 0.00387 | 27.1099 | 4.2449 | 0.28443 | 0.01053 | 0.00402 | 27.1127 | 5.0363 | 0.24225 | 0.00892 | 0.00352 | 26.0286 | 5.1853 | 0.23786 | 0.00873 | 0.00344 | 27.4812 | 5.4374 | 0.24274 | 0.00871 | 0.00343 | 26.9537 | 5.9917 | 0.22373 | 0.00797 | 0.00321 | 26.8168 | 6.8891 | 0.21073 | 0.0073 | 0.00303 | 25.8911 | 8.0957 | 0.18457 | 0.00634 | 0.00288 | 25.0282 | 8.2709 | 0.19449 | 0.00651 | 0.00296 | 25.4251 | 8.7581 | 0.18381 | 0.00614 | 0.00269 | 24.6427 | 8.9302 | 0.1818 | 0.00606 | 0.00267 | 25.0278 | 9.4284 | 0.17215 | 0.00572 | 0.00252 | 24.3118 | 9.5956 | 0.18113 | 0.00587 | 0.00259 | 24.3121 | 10.7352 | 0.16388 | 0.00531 | 0.00245 | 25.0271 | 10.545 | 0.17518 | 0.00556 | 0.00255 | 24.415 | 11.9358 | 0.17517 | 0.00573 | 0.00248 | 22.8085 | 13.0665 | 0.14723 | 0.0046 | 0.00227 | 24.717 | 12.5061 | 0.1675 | 0.00548 | 0.00243 | 23.1006 | 13.7268 | 0.14076 | 0.00436 | 0.0022 | 23.8348 | 13.4866 | 0.1578 | 0.0051 | 0.00234 | 23.2799 | 13.6668 | 0.15677 | 0.00505 | 0.00234 | 22.4957 | 16.1081 | 0.13691 | 0.00438 | 0.00212 | 22.2457 | 16.9586 | 0.13222 | 0.0042 | 0.00215 | 23.46 | 16.5082 | 0.1506 | 0.00502 | 0.0023 | 24.218 | 16.7984 | 0.14845 | 0.00494 | 0.0023 | 24.4813 | 17.6287 | 0.13979 | 0.00468 | 0.00212 | 23.3852 | 22.1013 | 0.1297 | 0.00432 | 0.00207 | 22.9558 | 22.3014 | 0.12925 | 0.0043 | 0.00208 | 23.6399 | 27.1441 | 0.13093 | 0.00424 | 0.00214 | 24.2119 | 27.8043 | 0.12717 | 0.00411 | 0.00195 | 23.273 | 28.3448 | 0.12641 | 0.00406 | 0.00196 | 23.9134 | 27.9745 | 0.13752 | 0.00436 | 0.00204 | 24.8389 | 30.9566 | 0.14001 | 0.00429 | 0.00231 | 24.3204 | 33.5885 | 0.13338 | 0.00405 | 0.00229 | 23.596 | 35.6509 | 0.13457 | 0.00405 | 0.00217 | 24.2527 | 39.1816 | 0.13198 | 0.00387 | 0.00205 | 23.6779 | 39.3233 | 0.13372 | 0.00393 | 0.00217 | 27.6322 | 39.8327 | 0.15843 | 0.00495 | 0.00232 | 25.2566 | 45.8479 | 0.14447 | 0.00444 | 0.00218 | 25.385 | 45.5485 | 0.14386 | 0.00445 | 0.0023 | 26.4452 | 47.3495 | 0.15122 | 0.00467 | 0.00222 | 26.3183 | 48.2403 | 0.14935 | 0.0046 | 0.0022 | 25.8578 | 53.8359 | 0.14906 | 0.00452 | 0.00226 | 25.5271 | 59.4779 | 0.13527 | 0.00408 | 0.00212 | 25.2047 | 59.7483 | 0.13524 | 0.00407 | 0.00213
27.2817 | 0.010885 | 1.99 | 0.10292 | 0.16401 | 29.7915 | 0.010205 | 4.66 | 0.21178 | 0.28119 | 29.8408 | 0.010195 | 7.01 | 0.32552 | 0.35356 | 29.8408 | 0.040947 | 1.74 | 0.0809 | 0.08386 | 29.9775 | 0.040818 | 2.33 | 0.1026 | 0.09894 | 28.5063 | 0.095703 | 1.66 | 0.06582 | 0.05347 | 27.4643 | 0.27052 | 0.82393 | 0.03417 | 0.0223 | 27.2504 | 0.27232 | 0.89418 | 0.03652 | 0.02319 | 25 | 0.42299 | 0.58835 | 0.02381 | 0.01474 | 24.9946 | 0.58695 | 0.49903 | 0.01927 | 0.01153 | 25 | 0.58695 | 0.5348 | 0.0202 | 0.01197 | 25.0078 | 0.77703 | 0.43972 | 0.01607 | 0.00959 | 26.4721 | 0.74061 | 0.51226 | 0.02 | 0.01076 | 27.7793 | 0.7083 | 0.58688 | 0.02339 | 0.01191 | 28.9504 | 0.85597 | 0.53496 | 0.02134 | 0.01053 | 27.511 | 1.0895 | 0.42368 | 0.01682 | 0.00823 | 28.5796 | 1.0575 | 0.47352 | 0.0186 | 0.00893 | 27.2839 | 1.0965 | 0.45986 | 0.01801 | 0.00855 | 27.1003 | 1.5877 | 0.35631 | 0.01344 | 0.00653 | 25.9432 | 1.9518 | 0.32091 | 0.01175 | 0.00566 | 28.5949 | 2.0669 | 0.34068 | 0.01356 | 0.00581 | 27.6091 | 2.1239 | 0.33421 | 0.01326 | 0.00565 | 28.1496 | 2.7222 | 0.29641 | 0.01189 | 0.00482 | 28.5968 | 3.0123 | 0.29863 | 0.01187 | 0.00469 | 29.7571 | 2.9153 | 0.33551 | 0.01318 | 0.00508 | 30.5827 | 3.2614 | 0.30317 | 0.01186 | 0.00464 | 30.0285 | 3.3014 | 0.32768 | 0.01254 | 0.0048 | 30.0278 | 3.9017 | 0.27618 | 0.01055 | 0.00411 | 29.5757 | 3.9537 | 0.29688 | 0.01108 | 0.00425 | 29.1953 | 3.9988 | 0.31763 | 0.01156 | 0.00438 | 29.1983 | 4.7501 | 0.27022 | 0.00978 | 0.00382 | 28.0308 | 4.9092 | 0.26497 | 0.00956 | 0.00373 | 29.4441 | 5.1433 | 0.26861 | 0.00947 | 0.0037 | 28.8789 | 5.6795 | 0.24719 | 0.00865 | 0.00345 | 28.6046 | 6.569 | 0.23107 | 0.00787 | 0.00323 | 27.6172 | 7.7515 | 0.20184 | 0.00681 | 0.00304 | 26.5924 | 7.9557 | 0.21136 | 0.00695 | 0.00311 | 27.0141 | 8.4049 | 0.19975 | 0.00656 | 0.00284 | 26.1828 | 8.59 | 0.19742 | 0.00646 | 0.00281 | 26.592 | 9.0642 | 0.18695 | 0.0061 | 0.00266 | 25.7419 | 9.2623 | 0.19564 | 0.00623 | 0.00271 | 25.7422 | 10.3649 | 0.17685 | 0.00563 | 0.00256 | 27.8079 | 9.8256 | 0.20206 | 0.00676 | 0.00277 | 27.4668 | 11.0652 | 0.20494 | 0.00713 | 0.00272 | 25.3428 | 12.3159 | 0.1688 | 0.00553 | 0.00244 | 27.8066 | 11.5855 | 0.19593 | 0.00681 | 0.00265 | 25.6674 | 12.8962 | 0.16132 | 0.00526 | 0.00236 | 26.8141 | 12.546 | 0.1841 | 0.00633 | 0.00254 | 26.1899 | 12.7361 | 0.18269 | 0.00626 | 0.00253 | 25.3076 | 15.0973 | 0.15885 | 0.00538 | 0.00228 | 25.0264 | 15.9378 | 0.15303 | 0.00514 | 0.0023 | 26.0666 | 15.5475 | 0.17195 | 0.00587 | 0.00244 | 26.9089 | 15.7676 | 0.16947 | 0.00578 | 0.00244 | 27.2014 | 16.5379 | 0.15983 | 0.00549 | 0.00225 | 25.7238 | 20.9903 | 0.14558 | 0.00488 | 0.00217 | 25.2514 | 21.2205 | 0.14497 | 0.00485 | 0.00217 | 25.6099 | 26.0431 | 0.14379 | 0.00462 | 0.00221 | 26.2296 | 26.6333 | 0.13974 | 0.00448 | 0.00202 | 25.2124 | 27.2238 | 0.13872 | 0.00443 | 0.00203 | 25.7529 | 26.9136 | 0.14998 | 0.00471 | 0.00211 | 26.6131 | 29.8156 | 0.15127 | 0.00458 | 0.00237 | 26.0576 | 32.5074 | 0.14373 | 0.00431 | 0.00235 | 25.1691 | 34.7197 | 0.14429 | 0.00428 | 0.00222 | 27.2843 | 37.1195 | 0.14992 | 0.00464 | 0.00214 | 26.6376 | 37.4411 | 0.15155 | 0.00468 | 0.00226 | 30.3955 | 37.7409 | 0.17608 | 0.00556 | 0.0024 | 27.7823 | 44.0557 | 0.15969 | 0.00494 | 0.00226 | 27.9235 | 43.4762 | 0.15923 | 0.00496 | 0.00237 | 28.8493 | 45.4373 | 0.16597 | 0.00512 | 0.00229 | 28.7109 | 46.3881 | 0.16381 | 0.00504 | 0.00227 | 28.0127 | 52.0335 | 0.16199 | 0.00488 | 0.00232 | 27.6544 | 57.6253 | 0.14696 | 0.00441 | 0.00217 | 27.3051 | 57.9357 | 0.14687 | 0.0044 | 0.00218
29.7619 | 0.010214 | 2.31 | 0.11793 | 0.18894 | 32.2741 | 0.0096202 | 5.34 | 0.23922 | 0.32023 | 33.1565 | 0.0094303 | 8.4 | 0.38811 | 0.41943 | 33.1565 | 0.037876 | 2.09 | 0.09649 | 0.09958 | 32.4756 | 0.038467 | 2.68 | 0.11521 | 0.1127 | 32.0696 | 0.087698 | 2.04 | 0.08541 | 0.06474 | 29.9611 | 0.25061 | 0.95516 | 0.0392 | 0.02559 | 29.5213 | 0.25401 | 1.02 | 0.04118 | 0.02631 | 27.0833 | 0.39697 | 0.67175 | 0.02676 | 0.01665 | 26.78 | 0.55564 | 0.55887 | 0.02117 | 0.01278 | 26.6667 | 0.55754 | 0.59455 | 0.02202 | 0.01318 | 28.1338 | 0.6996 | 0.53247 | 0.0209 | 0.01139 | 29.4135 | 0.66809 | 0.60947 | 0.02443 | 0.01258 | 30.5573 | 0.64488 | 0.68806 | 0.02757 | 0.01374 | 31.5823 | 0.79754 | 0.61772 | 0.02447 | 0.01199 | 30.012 | 1.0164 | 0.48867 | 0.01926 | 0.00935 | 30.9612 | 0.99332 | 0.54026 | 0.02096 | 0.01005 | 29.5575 | 1.0294 | 0.52424 | 0.02027 | 0.00961 | 29.1849 | 1.4886 | 0.40079 | 0.01491 | 0.00722 | 29.6494 | 1.7677 | 0.39456 | 0.01579 | 0.00673 | 32.1693 | 1.8938 | 0.40982 | 0.0168 | 0.0068 | 31.0602 | 1.9408 | 0.4016 | 0.01641 | 0.0066 | 31.2774 | 2.5151 | 0.3487 | 0.01406 | 0.00552 | 31.4564 | 2.8032 | 0.34571 | 0.01366 | 0.00529 | 32.4623 | 2.7432 | 0.38388 | 0.0149 | 0.00567 | 33.363 | 3.0773 | 0.34635 | 0.01338 | 0.00517 | 32.5309 | 3.1293 | 0.37025 | 0.01395 | 0.0053 | 32.5301 | 3.6976 | 0.3122 | 0.01175 | 0.00454 | 31.8508 | 3.7506 | 0.3324 | 0.0122 | 0.00465 | 31.2806 | 3.7967 | 0.35274 | 0.01262 | 0.00476 | 31.2839 | 4.513 | 0.29977 | 0.01067 | 0.00414 | 30.033 | 4.6371 | 0.29364 | 0.01041 | 0.00403 | 31.407 | 4.9092 | 0.29584 | 0.01025 | 0.00398 | 30.8042 | 5.4024 | 0.27189 | 0.00935 | 0.00371 | 30.3924 | 6.2688 | 0.25239 | 0.00844 | 0.00344 | 29.3432 | 7.4104 | 0.21989 | 0.00729 | 0.0032 | 28.1567 | 7.6445 | 0.2289 | 0.00739 | 0.00326 | 28.6032 | 8.0487 | 0.21639 | 0.00698 | 0.00299 | 27.723 | 8.2468 | 0.21367 | 0.00688 | 0.00296 | 28.1562 | 8.7 | 0.20235 | 0.00649 | 0.0028 | 28.6021 | 8.596 | 0.22631 | 0.00762 | 0.00298 | 28.6025 | 9.6185 | 0.20426 | 0.00685 | 0.0028 | 31.2839 | 9.0171 | 0.23841 | 0.00852 | 0.00308 | 30.5187 | 10.2448 | 0.23707 | 0.00848 | 0.00297 | 28.5106 | 11.3753 | 0.1977 | 0.0069 | 0.00267 | 30.8962 | 10.735 | 0.2266 | 0.0081 | 0.00289 | 28.8758 | 11.9556 | 0.18887 | 0.00656 | 0.00258 | 29.7935 | 11.6954 | 0.21233 | 0.0075 | 0.00275 | 29.0999 | 11.8856 | 0.21049 | 0.00741 | 0.00274 | 28.1196 | 14.0667 | 0.18232 | 0.00634 | 0.00245 | 27.8071 | 14.8971 | 0.17523 | 0.00604 | 0.00245 | 28.6733 | 14.5769 | 0.19467 | 0.00671 | 0.0026 | 29.5998 | 14.757 | 0.19189 | 0.00661 | 0.0026 | 29.9216 | 15.4273 | 0.18125 | 0.00628 | 0.0024 | 28.0623 | 19.8796 | 0.16232 | 0.00543 | 0.00227 | 27.5469 | 20.1197 | 0.16153 | 0.00539 | 0.00227 | 27.5799 | 24.9123 | 0.15722 | 0.005 | 0.00228 | 28.2472 | 25.4324 | 0.15288 | 0.00486 | 0.0021 | 27.1518 | 26.0829 | 0.15156 | 0.00479 | 0.0021 | 27.5924 | 25.8228 | 0.16296 | 0.00506 | 0.00218 | 28.3873 | 28.6447 | 0.16297 | 0.00488 | 0.00243 | 27.7948 | 31.3765 | 0.15444 | 0.00458 | 0.0024 | 28.3152 | 32.6478 | 0.16461 | 0.00517 | 0.00233 | 30.3159 | 34.9078 | 0.16893 | 0.00537 | 0.00224 | 29.5974 | 35.2192 | 0.17039 | 0.00539 | 0.00236 | 33.1587 | 36.2494 | 0.19457 | 0.00615 | 0.00249 | 30.3079 | 42.0938 | 0.17558 | 0.00544 | 0.00234 | 30.462 | 41.3643 | 0.17537 | 0.00547 | 0.00245 | 31.2535 | 43.7055 | 0.18132 | 0.00557 | 0.00237 | 31.1035 | 44.6762 | 0.17884 | 0.00548 | 0.00234 | 30.1675 | 50.0714 | 0.17539 | 0.00524 | 0.00238 | 29.7817 | 55.6631 | 0.15903 | 0.00473 | 0.00222 | 29.4055 | 56.0135 | 0.15888 | 0.00472 | 0.00223
32.2421 | 0.0096269 | 2.65 | 0.13323 | 0.21529 | 34.7567 | 0.0091069 | 6.07 | 0.267 | 0.3613 | 36.4721 | 0.0087889 | 9.89 | 0.45053 | 0.48979 | 36.4721 | 0.035295 | 2.46 | 0.11204 | 0.11638 | 34.9738 | 0.036416 | 3.04 | 0.12798 | 0.12719 | 35.6328 | 0.081095 | 2.44 | 0.10396 | 0.07688 | 32.4578 | 0.2359 | 1.1 | 0.04428 | 0.0291 | 31.7922 | 0.23961 | 1.16 | 0.04592 | 0.02962 | 29.1667 | 0.37236 | 0.76064 | 0.02976 | 0.01867 | 28.5653 | 0.52582 | 0.6221 | 0.02311 | 0.01409 | 30 | 0.50282 | 0.72368 | 0.02883 | 0.01577 | 31.2598 | 0.63417 | 0.63513 | 0.02562 | 0.01335 | 32.3548 | 0.61816 | 0.71587 | 0.02886 | 0.01455 | 33.3352 | 0.60466 | 0.79757 | 0.03179 | 0.01571 | 34.2141 | 0.75142 | 0.70604 | 0.0276 | 0.01354 | 32.513 | 0.9579 | 0.55796 | 0.02172 | 0.01053 | 33.3429 | 0.9402 | 0.61102 | 0.02333 | 0.01123 | 31.8312 | 0.97312 | 0.59257 | 0.02256 | 0.01073 | 33.3542 | 1.3426 | 0.49756 | 0.02035 | 0.00872 | 33.3556 | 1.6277 | 0.47522 | 0.01957 | 0.0079 | 35.7436 | 1.7587 | 0.48477 | 0.01994 | 0.00786 | 34.5113 | 1.8037 | 0.47471 | 0.01947 | 0.00763 | 34.4051 | 2.361 | 0.40485 | 0.0162 | 0.00626 | 34.3161 | 2.6411 | 0.39599 | 0.01545 | 0.00592 | 35.1675 | 2.5971 | 0.43513 | 0.01662 | 0.0063 | 36.1432 | 2.9162 | 0.39202 | 0.0149 | 0.00573 | 35.0333 | 2.9782 | 0.41506 | 0.01536 | 0.00582 | 35.0324 | 3.5175 | 0.35013 | 0.01296 | 0.00498 | 34.1258 | 3.5805 | 0.36973 | 0.01332 | 0.00507 | 33.366 | 3.6346 | 0.38957 | 0.01368 | 0.00516 | 33.3695 | 4.3229 | 0.33074 | 0.01156 | 0.00447 | 32.0352 | 4.442 | 0.32378 | 0.01128 | 0.00435 | 33.37 | 4.716 | 0.32427 | 0.01104 | 0.00428 | 32.7294 | 5.1913 | 0.29772 | 0.01007 | 0.00397 | 32.1802 | 6.0407 | 0.27462 | 0.00903 | 0.00365 | 31.0693 | 7.1212 | 0.23872 | 0.00778 | 0.00337 | 31.2852 | 7.0902 | 0.26607 | 0.0091 | 0.00359 | 31.7813 | 7.4564 | 0.25171 | 0.00861 | 0.00331 | 30.8034 | 7.6055 | 0.24823 | 0.00846 | 0.00327 | 31.2847 | 8.0546 | 0.23505 | 0.008 | 0.00309 | 32.1773 | 7.9126 | 0.26779 | 0.00964 | 0.00334 | 32.1778 | 8.86 | 0.24132 | 0.00866 | 0.00311 | 34.7599 | 8.4398 | 0.27762 | 0.01019 | 0.00341 | 33.5706 | 9.6594 | 0.27146 | 0.0098 | 0.00324 | 31.6785 | 10.5749 | 0.2289 | 0.00821 | 0.00291 | 33.9859 | 10.1246 | 0.25942 | 0.00935 | 0.00315 | 32.0842 | 11.1851 | 0.21846 | 0.0078 | 0.00281 | 32.7728 | 11.035 | 0.24243 | 0.00864 | 0.00298 | 32.0099 | 11.1951 | 0.24013 | 0.00853 | 0.00296 | 30.9315 | 13.1361 | 0.20748 | 0.00728 | 0.00263 | 30.5878 | 13.9165 | 0.19899 | 0.00693 | 0.00262 | 31.28 | 13.7364 | 0.21884 | 0.00754 | 0.00276 | 32.2907 | 13.9965 | 0.2157 | 0.00743 | 0.00276 | 32.6417 | 14.6667 | 0.20399 | 0.00707 | 0.00256 | 30.4008 | 18.8089 | 0.18001 | 0.00599 | 0.00238 | 29.8425 | 19.0291 | 0.17901 | 0.00594 | 0.00238 | 29.5499 | 23.7816 | 0.17127 | 0.00539 | 0.00236 | 30.2649 | 24.2617 | 0.16665 | 0.00524 | 0.00218 | 29.0912 | 24.9222 | 0.16497 | 0.00516 | 0.00218 | 29.4319 | 24.7221 | 0.1765 | 0.00542 | 0.00226 | 31.9357 | 26.6733 | 0.18772 | 0.00602 | 0.00256 | 31.2691 | 29.2749 | 0.17702 | 0.00559 | 0.00252 | 31.4614 | 30.6962 | 0.18622 | 0.00601 | 0.00245 | 33.3475 | 33.2863 | 0.189 | 0.00608 | 0.00234 | 32.5571 | 33.5377 | 0.19029 | 0.00609 | 0.00246 | 35.9219 | 34.878 | 0.21381 | 0.00673 | 0.00259 | 32.8336 | 40.6822 | 0.19211 | 0.00593 | 0.00242 | 33.0005 | 40.1126 | 0.19216 | 0.00597 | 0.00253 | 33.6576 | 42.3539 | 0.19722 | 0.00601 | 0.00244 | 33.496 | 43.3845 | 0.19438 | 0.00591 | 0.00242 | 34.4771 | 47.4679 | 0.20346 | 0.00658 | 0.00251 | 34.0362 | 52.5695 | 0.18433 | 0.00594 | 0.00233 | 33.6062 | 52.8598 | 0.18402 | 0.00592 | 0.00233
34.7222 | 0.0091137 | 3.01 | 0.14884 | 0.24303 | 39.7219 | 0.0082515 | 7.63 | 0.35919 | 0.44937 | 39.7878 | 0.0082416 | 11.49 | 0.51331 | 0.5645 | 39.7878 | 0.033093 | 2.86 | 0.12767 | 0.13424 | 37.4719 | 0.034595 | 3.43 | 0.14092 | 0.14239 | 39.1961 | 0.075552 | 2.88 | 0.12209 | 0.08986 | 34.9546 | 0.2232 | 1.24 | 0.04939 | 0.0328 | 34.063 | 0.2275 | 1.31 | 0.05071 | 0.03311 | 31.25 | 0.35185 | 0.85505 | 0.03283 | 0.02081 | 32.136 | 0.4777 | 0.75853 | 0.03035 | 0.01691 | 33.3333 | 0.4648 | 0.8651 | 0.03532 | 0.01859 | 34.3857 | 0.59085 | 0.74683 | 0.03028 | 0.01548 | 35.2962 | 0.57954 | 0.83011 | 0.03325 | 0.01666 | 36.1131 | 0.56974 | 0.91407 | 0.03598 | 0.01781 | 36.846 | 0.7111 | 0.79958 | 0.03075 | 0.01518 | 35.014 | 0.90668 | 0.63134 | 0.02418 | 0.01178 | 38.1061 | 0.85145 | 0.7639 | 0.03199 | 0.01376 | 36.3785 | 0.88127 | 0.74028 | 0.03092 | 0.01314 | 37.5235 | 1.2305 | 0.604 | 0.02544 | 0.01036 | 37.0617 | 1.5096 | 0.5625 | 0.02323 | 0.00915 | 39.318 | 1.6407 | 0.5653 | 0.02305 | 0.00899 | 37.9625 | 1.6827 | 0.55321 | 0.02249 | 0.00871 | 37.5328 | 2.2269 | 0.46451 | 0.01833 | 0.00704 | 37.1758 | 2.5 | 0.44922 | 0.01724 | 0.00659 | 37.8726 | 2.468 | 0.48916 | 0.01834 | 0.00696 | 38.9235 | 2.7741 | 0.44012 | 0.01643 | 0.00631 | 37.5357 | 2.8421 | 0.46207 | 0.01678 | 0.00636 | 37.5347 | 3.3564 | 0.38995 | 0.01417 | 0.00545 | 36.4009 | 3.4264 | 0.40879 | 0.01446 | 0.0055 | 35.4514 | 3.4885 | 0.42798 | 0.01476 | 0.00557 | 35.4551 | 4.1508 | 0.36304 | 0.01246 | 0.00481 | 34.0374 | 4.2658 | 0.35521 | 0.01215 | 0.00468 | 35.3329 | 4.5399 | 0.35384 | 0.01183 | 0.00459 | 34.6547 | 4.9991 | 0.32457 | 0.01078 | 0.00424 | 35.7558 | 5.6374 | 0.32151 | 0.01124 | 0.00411 | 34.5214 | 6.6549 | 0.27847 | 0.00963 | 0.00374 | 35.1958 | 6.5719 | 0.31619 | 0.01157 | 0.00403 | 35.754 | 6.916 | 0.29935 | 0.01097 | 0.00374 | 34.6538 | 7.0561 | 0.29492 | 0.01077 | 0.00368 | 35.1953 | 7.4723 | 0.27914 | 0.01017 | 0.00349 | 35.7526 | 7.3972 | 0.3125 | 0.01156 | 0.00372 | 35.7531 | 8.2897 | 0.28123 | 0.01036 | 0.00345 | 38.2359 | 7.9415 | 0.31941 | 0.0118 | 0.00376 | 36.6224 | 9.1461 | 0.30785 | 0.01109 | 0.00352 | 34.8463 | 9.9665 | 0.26222 | 0.00949 | 0.00318 | 37.0755 | 9.5852 | 0.29414 | 0.01059 | 0.00342 | 35.2926 | 10.5447 | 0.24996 | 0.009 | 0.00305 | 35.7522 | 10.4646 | 0.27425 | 0.00976 | 0.00322 | 34.9199 | 10.6147 | 0.2715 | 0.00963 | 0.00319 | 33.7435 | 12.4757 | 0.23421 | 0.00822 | 0.00283 | 33.3686 | 13.216 | 0.2242 | 0.00781 | 0.0028 | 33.8866 | 13.096 | 0.24434 | 0.00838 | 0.00294 | 34.9816 | 13.3461 | 0.24073 | 0.00825 | 0.00294 | 35.3618 | 13.9863 | 0.22788 | 0.00785 | 0.00273 | 32.7393 | 18.0384 | 0.19859 | 0.00655 | 0.0025 | 32.1381 | 18.2285 | 0.19738 | 0.0065 | 0.0025 | 31.5199 | 22.8909 | 0.18593 | 0.00578 | 0.00244 | 32.2825 | 23.4311 | 0.181 | 0.00563 | 0.00226 | 31.0306 | 23.9415 | 0.17897 | 0.00554 | 0.00226 | 33.1109 | 23.1109 | 0.20512 | 0.00678 | 0.00242 | 35.4841 | 25.2021 | 0.21411 | 0.00709 | 0.0027 | 34.7435 | 27.6935 | 0.20105 | 0.00656 | 0.00264 | 34.6075 | 29.2249 | 0.20906 | 0.00684 | 0.00257 | 36.3791 | 31.8251 | 0.21002 | 0.00678 | 0.00244 | 35.5168 | 32.1064 | 0.21114 | 0.00678 | 0.00256 | 38.6851 | 33.6169 | 0.23379 | 0.00731 | 0.00269 | 35.3592 | 39.3708 | 0.2092 | 0.00641 | 0.0025 | 35.5389 | 38.9412 | 0.20947 | 0.00646 | 0.00261 | 38.4658 | 39.9112 | 0.2305 | 0.00765 | 0.0026 | 38.2812 | 41.0218 | 0.22681 | 0.00749 | 0.00257 | 38.7868 | 45.1552 | 0.23301 | 0.00781 | 0.00264 | 38.2907 | 49.8766 | 0.21105 | 0.00705 | 0.00244 | 37.807 | 50.1669 | 0.21059 | 0.00702 | 0.00244
37.2024 | 0.0086605 | 3.39 | 0.1648 | 0.27212 | 44.6872 | 0.0075642 | 9.36 | 0.44668 | 0.54506 | 43.1034 | 0.0077684 | 13.2 | 0.57676 | 0.64344 | 43.1034 | 0.031183 | 3.28 | 0.14348 | 0.15312 | 39.97 | 0.032984 | 3.83 | 0.15404 | 0.15827 | 42.7594 | 0.07083 | 3.34 | 0.14009 | 0.10366 | 37.4513 | 0.21189 | 1.4 | 0.05454 | 0.03669 | 36.3339 | 0.21679 | 1.46 | 0.05554 | 0.03675 | 33.3333 | 0.33524 | 0.95454 | 0.03594 | 0.02305 | 35.7066 | 0.44148 | 0.90741 | 0.03719 | 0.01996 | 36.6667 | 0.43278 | 1.02 | 0.04163 | 0.02161 | 37.5117 | 0.55383 | 0.86635 | 0.03486 | 0.01775 | 38.2375 | 0.54603 | 0.95167 | 0.03762 | 0.0189 | 38.891 | 0.53922 | 1.04 | 0.04017 | 0.02002 | 42.1097 | 0.64376 | 1 | 0.04224 | 0.01869 | 40.016 | 0.82104 | 0.78988 | 0.03317 | 0.01447 | 42.8694 | 0.78002 | 0.93176 | 0.04003 | 0.01653 | 40.9258 | 0.80733 | 0.90245 | 0.03868 | 0.01575 | 41.6927 | 1.1385 | 0.71956 | 0.03036 | 0.01212 | 40.7679 | 1.4106 | 0.65625 | 0.02684 | 0.01048 | 42.8924 | 1.5386 | 0.65141 | 0.02616 | 0.01019 | 41.4136 | 1.5786 | 0.63713 | 0.02552 | 0.00987 | 40.6606 | 2.1078 | 0.52765 | 0.02045 | 0.00786 | 40.0355 | 2.375 | 0.50536 | 0.01903 | 0.00729 | 40.5778 | 2.353 | 0.54592 | 0.02008 | 0.00765 | 41.7037 | 2.647 | 0.49061 | 0.01796 | 0.00692 | 40.038 | 2.7211 | 0.51126 | 0.01821 | 0.00693 | 40.037 | 3.2113 | 0.43162 | 0.01538 | 0.00593 | 38.6759 | 3.2884 | 0.44955 | 0.01561 | 0.00596 | 37.5368 | 3.3554 | 0.46796 | 0.01584 | 0.006 | 37.5407 | 3.9937 | 0.39664 | 0.01337 | 0.00517 | 36.0396 | 4.1048 | 0.3879 | 0.01303 | 0.00502 | 39.2588 | 4.2298 | 0.41629 | 0.01481 | 0.00523 | 38.5052 | 4.659 | 0.38127 | 0.01348 | 0.00482 | 40.2253 | 5.2142 | 0.38461 | 0.0144 | 0.00473 | 38.8366 | 6.1626 | 0.33189 | 0.01228 | 0.00424 | 39.1065 | 6.1346 | 0.37006 | 0.01389 | 0.0045 | 39.7267 | 6.4578 | 0.35053 | 0.01318 | 0.00421 | 38.5042 | 6.5908 | 0.34508 | 0.01293 | 0.00413 | 39.1059 | 6.98 | 0.32651 | 0.01221 | 0.00392 | 39.3279 | 6.954 | 0.3602 | 0.01341 | 0.00414 | 39.3284 | 7.7984 | 0.32378 | 0.01201 | 0.00381 | 41.7119 | 7.5072 | 0.36371 | 0.01339 | 0.00413 | 39.6743 | 8.6928 | 0.34621 | 0.01237 | 0.00382 | 38.0141 | 9.4351 | 0.2975 | 0.01074 | 0.00346 | 40.1651 | 9.1099 | 0.33075 | 0.0118 | 0.0037 | 38.501 | 9.9923 | 0.28327 | 0.01018 | 0.00332 | 38.7315 | 9.9543 | 0.30777 | 0.01087 | 0.00348 | 37.8298 | 10.1044 | 0.30453 | 0.01073 | 0.00344 | 36.5555 | 11.8753 | 0.26231 | 0.00915 | 0.00303 | 36.1493 | 12.5956 | 0.25071 | 0.00868 | 0.00299 | 36.4933 | 12.5256 | 0.27104 | 0.0092 | 0.00312 | 37.6725 | 12.7657 | 0.26694 | 0.00906 | 0.00312 | 38.082 | 13.3759 | 0.25288 | 0.00862 | 0.00291 | 35.0779 | 17.3279 | 0.21793 | 0.00711 | 0.00262 | 34.4337 | 17.518 | 0.21652 | 0.00705 | 0.00261 | 35.4599 | 21.4299 | 0.21682 | 0.00726 | 0.00261 | 36.3179 | 21.94 | 0.21117 | 0.00708 | 0.00243 | 34.9094 | 22.4403 | 0.20849 | 0.00695 | 0.00242 | 36.7899 | 21.7799 | 0.23562 | 0.00805 | 0.00258 | 39.0326 | 23.9111 | 0.24198 | 0.00812 | 0.00284 | 38.2178 | 26.3025 | 0.2264 | 0.00748 | 0.00277 | 37.7537 | 27.9138 | 0.23302 | 0.00764 | 0.00269 | 39.4107 | 30.5041 | 0.23198 | 0.00746 | 0.00255 | 38.4766 | 30.8052 | 0.2329 | 0.00745 | 0.00267 | 44.2116 | 31.395 | 0.27591 | 0.00944 | 0.00289 | 40.4106 | 37.0085 | 0.24506 | 0.00818 | 0.00267 | 40.6159 | 36.7888 | 0.24562 | 0.00825 | 0.00278 | 43.274 | 37.7691 | 0.26575 | 0.00914 | 0.00277 | 43.0663 | 38.9397 | 0.26105 | 0.00893 | 0.00273 | 43.0964 | 43.073 | 0.26404 | 0.00897 | 0.00278 | 42.5452 | 47.4842 | 0.23917 | 0.0081 | 0.00256 | 42.0078 | 47.7745 | 0.23854 | 0.00806 | 0.00256
39.6825 | 0.0082573 | 3.79 | 0.18112 | 0.30253 | 49.6524 | 0.0069989 | 11.22 | 0.53276 | 0.64805 | 46.4191 | 0.0073552 | 15 | 0.64103 | 0.72647 | 46.4191 | 0.029522 | 3.73 | 0.15949 | 0.17298 | 42.4681 | 0.031533 | 4.25 | 0.16736 | 0.17483 | 46.3227 | 0.066748 | 3.84 | 0.15808 | 0.11824 | 39.9481 | 0.20189 | 1.57 | 0.05973 | 0.04076 | 40.8756 | 0.19848 | 1.79 | 0.07316 | 0.04453 | 37.5 | 0.30703 | 1.17 | 0.04731 | 0.02784 | 39.2773 | 0.41107 | 1.07 | 0.04384 | 0.02324 | 40 | 0.40547 | 1.18 | 0.04786 | 0.02483 | 40.6377 | 0.52181 | 0.99352 | 0.03943 | 0.02015 | 41.1789 | 0.51671 | 1.08 | 0.04199 | 0.02126 | 44.4469 | 0.4882 | 1.3 | 0.05543 | 0.02477 | 47.3734 | 0.58964 | 1.22 | 0.0529 | 0.02251 | 45.018 | 0.7521 | 0.96394 | 0.04151 | 0.01739 | 47.6327 | 0.72119 | 1.11 | 0.04783 | 0.0195 | 45.4731 | 0.7465 | 1.08 | 0.04621 | 0.01858 | 45.862 | 1.0614 | 0.84402 | 0.03523 | 0.01401 | 44.4741 | 1.3255 | 0.75632 | 0.03045 | 0.01189 | 46.4667 | 1.4506 | 0.74297 | 0.02928 | 0.01147 | 44.8647 | 1.4886 | 0.72636 | 0.02856 | 0.01109 | 43.7883 | 1.9998 | 0.59429 | 0.02259 | 0.00873 | 42.8951 | 2.2649 | 0.56435 | 0.02084 | 0.00802 | 43.283 | 2.2499 | 0.60537 | 0.02182 | 0.00836 | 44.484 | 2.533 | 0.54344 | 0.0195 | 0.00756 | 42.5404 | 2.611 | 0.56258 | 0.01965 | 0.00752 | 42.5393 | 3.0802 | 0.47511 | 0.01661 | 0.00644 | 40.951 | 3.1623 | 0.49197 | 0.01676 | 0.00643 | 41.7075 | 3.1223 | 0.5525 | 0.01991 | 0.0069 | 41.7119 | 3.7175 | 0.46766 | 0.01678 | 0.00592 | 40.044 | 3.8226 | 0.45699 | 0.01634 | 0.00574 | 44.1661 | 3.9056 | 0.50046 | 0.01906 | 0.00609 | 43.3184 | 4.3038 | 0.45767 | 0.01733 | 0.00559 | 44.6947 | 4.858 | 0.45258 | 0.01736 | 0.00539 | 43.1518 | 5.7474 | 0.38937 | 0.01477 | 0.00477 | 43.0171 | 5.7594 | 0.42761 | 0.01614 | 0.00501 | 43.6993 | 6.0665 | 0.40518 | 0.01531 | 0.0047 | 42.3546 | 6.1926 | 0.39862 | 0.01502 | 0.00461 | 43.0165 | 6.5567 | 0.37707 | 0.01418 | 0.00437 | 42.9031 | 6.5688 | 0.41081 | 0.01523 | 0.00457 | 42.9037 | 7.3711 | 0.36889 | 0.01363 | 0.0042 | 45.1878 | 7.126 | 0.41048 | 0.01496 | 0.00452 | 42.7262 | 8.2895 | 0.38651 | 0.01364 | 0.00414 | 41.182 | 8.9649 | 0.33469 | 0.01198 | 0.00375 | 43.2547 | 8.6867 | 0.3692 | 0.01302 | 0.00401 | 41.7094 | 9.5 | 0.31838 | 0.01135 | 0.00359 | 41.7109 | 9.499 | 0.34294 | 0.01198 | 0.00374 | 40.7398 | 9.6421 | 0.33918 | 0.01181 | 0.0037 | 39.3674 | 11.345 | 0.29177 | 0.01007 | 0.00325 | 38.93 | 12.0452 | 0.27848 | 0.00954 | 0.00319 | 39.1 | 12.0052 | 0.29893 | 0.01003 | 0.00331 | 40.3634 | 12.2353 | 0.29431 | 0.00986 | 0.00332 | 40.8021 | 12.8255 | 0.27899 | 0.0094 | 0.00309 | 37.4164 | 16.6874 | 0.23805 | 0.00767 | 0.00275 | 36.7293 | 16.8676 | 0.23642 | 0.0076 | 0.00274 | 39.3999 | 20.169 | 0.24973 | 0.00864 | 0.00279 | 40.3532 | 20.6591 | 0.24331 | 0.00843 | 0.00262 | 38.7883 | 21.1294 | 0.23991 | 0.00826 | 0.0026 | 40.4689 | 20.6191 | 0.2679 | 0.00926 | 0.00277 | 42.581 | 22.7503 | 0.27132 | 0.00913 | 0.003 | 41.6921 | 25.0615 | 0.25305 | 0.00839 | 0.00291 | 40.8998 | 26.7229 | 0.25807 | 0.00843 | 0.00282 | 42.4422 | 29.3032 | 0.25487 | 0.00814 | 0.00267 | 41.4363 | 29.6143 | 0.25555 | 0.00812 | 0.00279 | 49.738 | 29.4835 | 0.32089 | 0.0114 | 0.00312 | 45.4619 | 34.9466 | 0.2831 | 0.0098 | 0.00285 | 45.6929 | 34.867 | 0.28383 | 0.00987 | 0.00296 | 48.0822 | 35.8774 | 0.30292 | 0.01055 | 0.00294 | 47.8515 | 37.0779 | 0.29706 | 0.01029 | 0.0029 | 47.406 | 41.2111 | 0.29652 | 0.01008 | 0.00293 | 46.7997 | 45.3522 | 0.26865 | 0.00912 | 0.00268 | 46.2086 | 45.6325 | 0.26785 | 0.00907 | 0.00268
44.6429 | 0.0075689 | 4.64 | 0.23075 | 0.36723 | 54.6177 | 0.0065246 | 13.24 | 0.61881 | 0.75807 | 49.7347 | 0.00699 | 16.9 | 0.70621 | 0.81351 | 49.7347 | 0.028051 | 4.21 | 0.17572 | 0.19382 | 44.9663 | 0.030222 | 4.69 | 0.18088 | 0.19205 | 49.886 | 0.063176 | 4.37 | 0.17617 | 0.13359 | 44.9416 | 0.18488 | 1.92 | 0.07866 | 0.04943 | 45.4174 | 0.18338 | 2.15 | 0.08967 | 0.05292 | 41.6667 | 0.28372 | 1.4 | 0.05797 | 0.033 | 42.848 | 0.38516 | 1.24 | 0.05041 | 0.02672 | 43.3333 | 0.38186 | 1.35 | 0.05408 | 0.02824 | 43.7637 | 0.4939 | 1.13 | 0.044 | 0.02269 | 47.0616 | 0.46789 | 1.36 | 0.0579 | 0.02635 | 50.0028 | 0.44728 | 1.6 | 0.06953 | 0.02995 | 52.6371 | 0.54521 | 1.46 | 0.06323 | 0.02663 | 50.02 | 0.69548 | 1.15 | 0.0496 | 0.02054 | 52.3959 | 0.67197 | 1.31 | 0.05554 | 0.02269 | 50.0205 | 0.69548 | 1.27 | 0.05365 | 0.0216 | 50.0313 | 0.99499 | 0.97714 | 0.04009 | 0.01603 | 48.1803 | 1.2515 | 0.86256 | 0.03406 | 0.01338 | 50.0411 | 1.3735 | 0.83986 | 0.03243 | 0.0128 | 48.3158 | 1.4096 | 0.82078 | 0.03162 | 0.01238 | 46.9161 | 1.9037 | 0.66441 | 0.02474 | 0.00963 | 45.7548 | 2.1628 | 0.62617 | 0.02266 | 0.00878 | 45.9882 | 2.1548 | 0.6675 | 0.02359 | 0.00911 | 47.2642 | 2.4299 | 0.59857 | 0.02106 | 0.00821 | 45.0428 | 2.512 | 0.61599 | 0.02111 | 0.00813 | 45.0417 | 2.9622 | 0.5204 | 0.01785 | 0.00696 | 45.5011 | 2.9412 | 0.5817 | 0.0211 | 0.00742 | 46.9209 | 2.8802 | 0.66657 | 0.02571 | 0.00811 | 46.9258 | 3.4304 | 0.56345 | 0.02164 | 0.00693 | 45.0496 | 3.5274 | 0.55015 | 0.02106 | 0.00671 | 49.0735 | 3.6345 | 0.59125 | 0.02305 | 0.00702 | 48.1315 | 4.0066 | 0.54004 | 0.02094 | 0.00642 | 49.1642 | 4.5558 | 0.52528 | 0.02022 | 0.00609 | 47.467 | 5.3942 | 0.4508 | 0.01717 | 0.00534 | 46.9278 | 5.4352 | 0.48875 | 0.01834 | 0.00555 | 47.672 | 5.7263 | 0.46322 | 0.01741 | 0.00523 | 46.205 | 5.8464 | 0.45547 | 0.01707 | 0.00512 | 46.9271 | 6.1905 | 0.43076 | 0.01612 | 0.00485 | 46.4784 | 6.2306 | 0.46428 | 0.01704 | 0.00503 | 46.479 | 6.9949 | 0.41653 | 0.01523 | 0.0046 | 48.6638 | 6.7868 | 0.45966 | 0.01653 | 0.00493 | 45.778 | 7.9273 | 0.4287 | 0.01491 | 0.00447 | 44.3498 | 8.5476 | 0.37377 | 0.01322 | 0.00406 | 46.3444 | 8.3075 | 0.40947 | 0.01423 | 0.00432 | 44.9179 | 9.0608 | 0.35525 | 0.01251 | 0.00389 | 44.6902 | 9.0908 | 0.37975 | 0.01308 | 0.00402 | 43.6498 | 9.2289 | 0.37545 | 0.0129 | 0.00397 | 42.1794 | 10.8647 | 0.32257 | 0.01099 | 0.00348 | 41.7107 | 11.5349 | 0.30749 | 0.0104 | 0.0034 | 41.7066 | 11.535 | 0.32798 | 0.01085 | 0.00352 | 43.0543 | 11.755 | 0.32284 | 0.01067 | 0.00352 | 43.5223 | 12.3252 | 0.3062 | 0.01017 | 0.00329 | 42.0934 | 15.5467 | 0.28053 | 0.00976 | 0.00302 | 41.3204 | 15.7268 | 0.27843 | 0.00967 | 0.003 | 43.3398 | 19.0682 | 0.28461 | 0.00996 | 0.00299 | 44.3885 | 19.5284 | 0.27737 | 0.00972 | 0.00282 | 42.6671 | 19.9887 | 0.2732 | 0.00952 | 0.0028 | 44.1478 | 19.5984 | 0.30194 | 0.01045 | 0.00296 | 46.1294 | 21.7296 | 0.30209 | 0.01013 | 0.00317 | 45.1665 | 23.9407 | 0.28098 | 0.00928 | 0.00306 | 44.0459 | 25.6421 | 0.2842 | 0.00922 | 0.00296 | 48.5054 | 27.2017 | 0.30334 | 0.01066 | 0.00291 | 47.3558 | 27.5327 | 0.30347 | 0.01059 | 0.00303 | 55.2645 | 27.8323 | 0.36866 | 0.01326 | 0.00335 | 50.5132 | 33.1452 | 0.32331 | 0.01134 | 0.00304 | 50.7699 | 33.1655 | 0.32407 | 0.01141 | 0.00315 | 52.8905 | 34.206 | 0.34198 | 0.01192 | 0.00313 | 52.6366 | 35.4265 | 0.33481 | 0.0116 | 0.00308 | 51.7157 | 39.5295 | 0.33042 | 0.01117 | 0.00308 | 51.0543 | 43.4306 | 0.29948 | 0.01012 | 0.00281 | 50.4094 | 43.7109 | 0.29848 | 0.01006 | 0.00281
49.6032 | 0.0070037 | 5.57 | 0.27918 | 0.43692 | 59.5829 | 0.0061214 | 15.39 | 0.7055 | 0.87484 | 53.0504 | 0.0066658 | 18.89 | 0.77235 | 0.90444 | 53.0504 | 0.02675 | 4.7 | 0.1922 | 0.2156 | 49.9625 | 0.027961 | 5.63 | 0.22849 | 0.22843 | 53.4493 | 0.060044 | 4.92 | 0.19439 | 0.14968 | 49.9351 | 0.17087 | 2.31 | 0.0964 | 0.05878 | 49.9591 | 0.17077 | 2.54 | 0.10572 | 0.0619 | 45.8333 | 0.26421 | 1.65 | 0.06833 | 0.03853 | 46.4186 | 0.36275 | 1.42 | 0.05696 | 0.03041 | 46.6667 | 0.36135 | 1.54 | 0.06032 | 0.03183 | 50.0156 | 0.44728 | 1.42 | 0.06064 | 0.02814 | 52.9443 | 0.42877 | 1.66 | 0.07261 | 0.03188 | 55.5586 | 0.41376 | 1.91 | 0.08318 | 0.03554 | 57.9008 | 0.508 | 1.72 | 0.07344 | 0.03104 | 55.022 | 0.64795 | 1.36 | 0.0576 | 0.02391 | 57.1592 | 0.62995 | 1.52 | 0.06323 | 0.02608 | 54.5678 | 0.65196 | 1.47 | 0.06108 | 0.02481 | 54.2005 | 0.93787 | 1.12 | 0.04497 | 0.01815 | 51.8864 | 1.1864 | 0.97485 | 0.0377 | 0.01494 | 53.6155 | 1.3055 | 0.94198 | 0.03561 | 0.01421 | 51.767 | 1.3395 | 0.92031 | 0.03472 | 0.01372 | 50.0438 | 1.8187 | 0.73793 | 0.02691 | 0.01057 | 48.6145 | 2.0688 | 0.69084 | 0.0245 | 0.00957 | 48.6934 | 2.0668 | 0.73233 | 0.02537 | 0.00988 | 50.0445 | 2.3319 | 0.65603 | 0.02263 | 0.0089 | 50.0475 | 2.3319 | 0.72907 | 0.02657 | 0.00941 | 50.0463 | 2.7551 | 0.6162 | 0.02249 | 0.00806 | 51.1887 | 2.7121 | 0.70281 | 0.02726 | 0.00875 | 52.1344 | 2.6781 | 0.78974 | 0.03114 | 0.0094 | 52.1398 | 3.1913 | 0.66685 | 0.02619 | 0.00802 | 50.0551 | 3.2813 | 0.65069 | 0.02548 | 0.00774 | 53.9808 | 3.4053 | 0.68848 | 0.0269 | 0.008 | 52.9447 | 3.7545 | 0.62823 | 0.02443 | 0.0073 | 53.6337 | 4.2957 | 0.60261 | 0.02304 | 0.00683 | 51.7822 | 5.088 | 0.51609 | 0.01954 | 0.00595 | 50.8384 | 5.1521 | 0.55339 | 0.02054 | 0.00612 | 51.6447 | 5.4292 | 0.52456 | 0.01949 | 0.00578 | 50.0554 | 5.5432 | 0.51556 | 0.0191 | 0.00565 | 50.8376 | 5.8694 | 0.48751 | 0.01804 | 0.00536 | 50.0536 | 5.9304 | 0.52055 | 0.01884 | 0.00551 | 50.0543 | 6.6617 | 0.46664 | 0.01683 | 0.00503 | 52.1398 | 6.4846 | 0.51122 | 0.0181 | 0.00537 | 48.8299 | 7.6011 | 0.47277 | 0.01619 | 0.00482 | 47.5177 | 8.1734 | 0.41469 | 0.01445 | 0.00439 | 49.434 | 7.9653 | 0.45151 | 0.01545 | 0.00465 | 48.1263 | 8.6675 | 0.39385 | 0.01367 | 0.00419 | 47.6696 | 8.7206 | 0.41817 | 0.01419 | 0.00432 | 46.5598 | 8.8537 | 0.41329 | 0.01398 | 0.00426 | 44.9913 | 10.4344 | 0.35469 | 0.01191 | 0.00372 | 44.4914 | 11.0847 | 0.33774 | 0.01126 | 0.00361 | 46.92 | 10.7145 | 0.38951 | 0.01394 | 0.00395 | 48.4361 | 10.9145 | 0.38324 | 0.0137 | 0.00395 | 48.9625 | 11.4547 | 0.36378 | 0.01306 | 0.0037 | 46.7705 | 14.5761 | 0.32598 | 0.01171 | 0.00331 | 45.9116 | 14.7462 | 0.32337 | 0.01159 | 0.00329 | 47.2798 | 18.0976 | 0.32143 | 0.01125 | 0.0032 | 48.4238 | 18.5377 | 0.31332 | 0.01098 | 0.00304 | 46.5459 | 18.988 | 0.30831 | 0.01075 | 0.003 | 47.8268 | 18.6779 | 0.3377 | 0.01163 | 0.00316 | 49.6778 | 20.799 | 0.33427 | 0.01112 | 0.00334 | 48.6408 | 22.9401 | 0.31017 | 0.01017 | 0.00322 | 50.3382 | 23.7707 | 0.33963 | 0.01212 | 0.00326 | 54.5686 | 25.4306 | 0.35538 | 0.01297 | 0.00317 | 53.2752 | 25.7714 | 0.35484 | 0.01286 | 0.0033 | 60.7909 | 26.3913 | 0.41914 | 0.01508 | 0.0036 | 55.5645 | 31.5539 | 0.36562 | 0.01284 | 0.00325 | 55.8469 | 31.6342 | 0.36631 | 0.01289 | 0.00335 | 57.6987 | 32.7048 | 0.38289 | 0.01326 | 0.00332 | 57.4218 | 33.9352 | 0.37428 | 0.01289 | 0.00327 | 56.0253 | 38.0082 | 0.36572 | 0.01225 | 0.00324 | 55.3088 | 41.6992 | 0.33163 | 0.0111 | 0.00295 | 54.6101 | 41.9694 | 0.33043 | 0.01104 | 0.00295
54.5635 | 0.0065295 | 6.57 | 0.3275 | 0.51139 | 64.5482 | 0.0057743 | 17.67 | 0.79319 | 0.99813 | 56.366 | 0.0063757 | 20.98 | 0.83949 | 0.99916 | 56.366 | 0.02558 | 5.22 | 0.20892 | 0.23829 | 56.2078 | 0.02564 | 6.91 | 0.29602 | 0.27739 | 57.0125 | 0.057253 | 5.5 | 0.21277 | 0.1665 | 54.9286 | 0.15916 | 2.72 | 0.11364 | 0.06879 | 54.5009 | 0.16007 | 2.95 | 0.12159 | 0.07145 | 50 | 0.2476 | 1.92 | 0.07857 | 0.04441 | 49.9893 | 0.34324 | 1.62 | 0.06353 | 0.0343 | 53.3333 | 0.32703 | 1.94 | 0.08303 | 0.03955 | 56.2676 | 0.40986 | 1.74 | 0.07602 | 0.03408 | 58.827 | 0.39665 | 2 | 0.08684 | 0.03785 | 61.1145 | 0.38565 | 2.26 | 0.09665 | 0.04152 | 63.1645 | 0.47638 | 2 | 0.08362 | 0.03573 | 60.024 | 0.60763 | 1.57 | 0.06558 | 0.0275 | 61.9225 | 0.59383 | 1.74 | 0.07095 | 0.02967 | 59.1151 | 0.61454 | 1.69 | 0.06854 | 0.02821 | 58.3698 | 0.88804 | 1.27 | 0.04988 | 0.0204 | 55.5926 | 1.1284 | 1.09 | 0.04136 | 0.01658 | 57.1898 | 1.2455 | 1.05 | 0.03882 | 0.01567 | 55.2181 | 1.2775 | 1.02 | 0.03784 | 0.01513 | 53.1715 | 1.7417 | 0.8148 | 0.0291 | 0.01154 | 51.4742 | 1.9848 | 0.75835 | 0.02636 | 0.0104 | 54.1038 | 1.9137 | 0.86993 | 0.03209 | 0.01152 | 55.605 | 2.1598 | 0.77796 | 0.02855 | 0.01034 | 56.3035 | 2.1408 | 0.88218 | 0.03439 | 0.01113 | 56.3021 | 2.534 | 0.74568 | 0.0291 | 0.00953 | 56.8764 | 2.515 | 0.83378 | 0.03305 | 0.01017 | 57.3478 | 2.5 | 0.92194 | 0.03641 | 0.01077 | 57.3538 | 2.9882 | 0.77762 | 0.03059 | 0.00917 | 55.0606 | 3.0742 | 0.75839 | 0.02976 | 0.00884 | 58.8882 | 3.2082 | 0.79196 | 0.03069 | 0.00904 | 57.7578 | 3.5384 | 0.72208 | 0.02786 | 0.00823 | 58.1032 | 4.0686 | 0.68444 | 0.02584 | 0.00762 | 56.0974 | 4.8219 | 0.58515 | 0.02189 | 0.00659 | 54.7491 | 4.9009 | 0.62146 | 0.02272 | 0.00673 | 55.6174 | 5.167 | 0.58915 | 0.02156 | 0.00636 | 53.9059 | 5.2761 | 0.5788 | 0.02113 | 0.00621 | 54.7482 | 5.5862 | 0.54724 | 0.01996 | 0.00589 | 53.6289 | 5.6643 | 0.57957 | 0.02064 | 0.00602 | 53.6297 | 6.3646 | 0.51917 | 0.01843 | 0.00547 | 55.6158 | 6.2125 | 0.56511 | 0.01967 | 0.00582 | 54.9337 | 7.0358 | 0.56634 | 0.02095 | 0.00555 | 50.6855 | 7.8362 | 0.45743 | 0.01569 | 0.00472 | 55.6132 | 7.373 | 0.5408 | 0.02 | 0.00535 | 51.3347 | 8.3123 | 0.43415 | 0.01484 | 0.00451 | 53.6282 | 8.0792 | 0.49969 | 0.01832 | 0.00494 | 52.3798 | 8.2043 | 0.49357 | 0.01805 | 0.00487 | 50.6153 | 9.679 | 0.42277 | 0.01535 | 0.00422 | 50.0528 | 10.2842 | 0.40182 | 0.01449 | 0.00408 | 52.1333 | 10.0241 | 0.45553 | 0.01681 | 0.00441 | 53.8178 | 10.2041 | 0.44805 | 0.01651 | 0.00441 | 54.4028 | 10.7143 | 0.42556 | 0.01574 | 0.00414 | 51.4475 | 13.7356 | 0.37432 | 0.01358 | 0.00363 | 50.5027 | 13.8957 | 0.37116 | 0.01344 | 0.0036 | 51.2198 | 17.2471 | 0.36016 | 0.01253 | 0.00342 | 52.4591 | 17.6572 | 0.35113 | 0.01223 | 0.00326 | 50.4247 | 18.0875 | 0.34523 | 0.01197 | 0.00322 | 51.5058 | 17.8574 | 0.37516 | 0.01279 | 0.00338 | 56.7746 | 19.208 | 0.40274 | 0.01477 | 0.00371 | 55.5895 | 21.2089 | 0.37221 | 0.01345 | 0.00355 | 56.6305 | 22.1896 | 0.39922 | 0.01478 | 0.00358 | 60.6318 | 23.9096 | 0.41088 | 0.01517 | 0.00346 | 59.1947 | 24.2604 | 0.40956 | 0.01502 | 0.00358 | 66.3174 | 25.1205 | 0.47229 | 0.01686 | 0.00387 | 60.6159 | 30.1229 | 0.41001 | 0.0143 | 0.00346 | 60.9239 | 30.2732 | 0.41053 | 0.01434 | 0.00356 | 62.5069 | 31.3538 | 0.42563 | 0.01458 | 0.00353 | 62.2069 | 32.5942 | 0.41543 | 0.01415 | 0.00346 | 60.3349 | 36.617 | 0.4024 | 0.01331 | 0.00341 | 59.5633 | 40.128 | 0.36508 | 0.01207 | 0.00309 | 58.8109 | 40.3982 | 0.36366 | 0.012 | 0.00309
59.5238 | 0.0061263 | 7.64 | 0.37622 | 0.59047 | 69.5134 | 0.0054711 | 20.09 | 0.88209 | 1.13 | 59.6817 | 0.0061145 | 23.16 | 0.90762 | 1.1 | 59.6817 | 0.024529 | 5.77 | 0.2259 | 0.26188 | 62.4532 | 0.023729 | 8.29 | 0.3601 | 0.33007 | 64.1391 | 0.052511 | 6.75 | 0.27928 | 0.20225 | 59.9221 | 0.14916 | 3.16 | 0.13067 | 0.07944 | 59.0426 | 0.15086 | 3.39 | 0.1374 | 0.08156 | 54.1667 | 0.23329 | 2.2 | 0.08878 | 0.05063 | 57.1306 | 0.31072 | 2.04 | 0.08744 | 0.04265 | 60 | 0.29962 | 2.37 | 0.10406 | 0.04795 | 62.5195 | 0.37924 | 2.09 | 0.09091 | 0.04048 | 64.7097 | 0.36974 | 2.35 | 0.10089 | 0.04424 | 66.6704 | 0.36174 | 2.62 | 0.11009 | 0.04788 | 68.4283 | 0.44907 | 2.3 | 0.09384 | 0.04068 | 65.026 | 0.57282 | 1.81 | 0.07359 | 0.03129 | 66.6857 | 0.56231 | 1.98 | 0.07872 | 0.03344 | 63.6624 | 0.58182 | 1.92 | 0.07605 | 0.03179 | 62.5391 | 0.84412 | 1.43 | 0.05483 | 0.02275 | 59.2988 | 1.0774 | 1.22 | 0.04505 | 0.01829 | 60.7642 | 1.1914 | 1.16 | 0.04206 | 0.0172 | 58.6692 | 1.2225 | 1.13 | 0.041 | 0.0166 | 56.2993 | 1.6716 | 0.89496 | 0.03131 | 0.01256 | 57.1935 | 1.8377 | 0.90163 | 0.03337 | 0.01214 | 60.8667 | 1.7567 | 1.06 | 0.04169 | 0.01371 | 62.5556 | 1.9837 | 0.9432 | 0.03702 | 0.01227 | 62.5594 | 1.9837 | 1.05 | 0.04176 | 0.01297 | 62.5579 | 2.3479 | 0.88593 | 0.03532 | 0.01112 | 62.564 | 2.3479 | 0.97456 | 0.03868 | 0.01169 | 62.5613 | 2.3479 | 1.06 | 0.04162 | 0.01223 | 62.5678 | 2.8071 | 0.89573 | 0.03493 | 0.01039 | 60.0661 | 2.8901 | 0.87315 | 0.03397 | 0.01001 | 63.7955 | 3.0321 | 0.90162 | 0.03446 | 0.01013 | 62.571 | 3.3503 | 0.82142 | 0.03127 | 0.00921 | 62.5726 | 3.8685 | 0.77066 | 0.02862 | 0.00844 | 60.4125 | 4.5868 | 0.65788 | 0.02423 | 0.00726 | 58.6597 | 4.6788 | 0.69289 | 0.02491 | 0.00736 | 59.59 | 4.9329 | 0.6569 | 0.02364 | 0.00697 | 57.7563 | 5.038 | 0.64515 | 0.02316 | 0.0068 | 58.6588 | 5.3341 | 0.6099 | 0.02188 | 0.00645 | 57.2041 | 5.4251 | 0.64127 | 0.02245 | 0.00654 | 57.205 | 6.0974 | 0.57407 | 0.02003 | 0.00594 | 62.5678 | 5.7442 | 0.67964 | 0.02554 | 0.00677 | 61.0374 | 6.5626 | 0.66703 | 0.02538 | 0.00634 | 57.0212 | 7.2519 | 0.5482 | 0.02032 | 0.00544 | 61.7925 | 6.8767 | 0.63689 | 0.02422 | 0.0061 | 57.7515 | 7.697 | 0.51969 | 0.01919 | 0.00519 | 59.5869 | 7.5409 | 0.58735 | 0.02216 | 0.00561 | 58.1998 | 7.658 | 0.57989 | 0.02183 | 0.00552 | 56.2392 | 9.0426 | 0.4959 | 0.01854 | 0.00476 | 55.6143 | 9.6148 | 0.47062 | 0.01748 | 0.00458 | 57.3466 | 9.4267 | 0.52592 | 0.01956 | 0.00491 | 59.1996 | 9.6028 | 0.51716 | 0.01922 | 0.00491 | 59.8431 | 10.0739 | 0.49141 | 0.01832 | 0.00462 | 56.1246 | 13.0052 | 0.4255 | 0.01541 | 0.00396 | 55.0939 | 13.1653 | 0.42174 | 0.01524 | 0.00392 | 55.1598 | 16.4767 | 0.40075 | 0.0138 | 0.00366 | 56.4944 | 16.8767 | 0.39076 | 0.01347 | 0.0035 | 54.3036 | 17.287 | 0.38391 | 0.01317 | 0.00344 | 58.8638 | 16.4565 | 0.45499 | 0.01708 | 0.00383 | 63.8715 | 17.8772 | 0.47659 | 0.01811 | 0.00412 | 62.5382 | 19.758 | 0.43906 | 0.01646 | 0.00391 | 62.9228 | 20.8488 | 0.46284 | 0.01732 | 0.00392 | 66.695 | 22.5988 | 0.46975 | 0.01732 | 0.00376 | 65.1142 | 22.9496 | 0.46755 | 0.01713 | 0.00388 | 71.8438 | 23.9898 | 0.52803 | 0.01863 | 0.00415 | 65.6672 | 28.852 | 0.45642 | 0.01575 | 0.00368 | 66.0009 | 29.0323 | 0.45669 | 0.01576 | 0.00378 | 67.3151 | 30.1329 | 0.47014 | 0.0159 | 0.00374 | 66.9921 | 31.3733 | 0.45822 | 0.0154 | 0.00367 | 64.6446 | 35.346 | 0.44043 | 0.01436 | 0.00358 | 63.8178 | 38.6969 | 0.39981 | 0.01304 | 0.00324 | 63.0117 | 38.9571 | 0.39815 | 0.01297 | 0.00323
64.4841 | 0.0057781 | 8.78 | 0.42562 | 0.674 | 74.4786 | 0.005205 | 22.64 | 0.97228 | 1.26 | 66.313 | 0.0056623 | 27.8 | 1.14 | 1.31 | 66.313 | 0.022709 | 6.92 | 0.2848 | 0.31169 | 68.6985 | 0.022139 | 9.78 | 0.42275 | 0.38631 | 71.2657 | 0.048629 | 8.1 | 0.3416 | 0.2407 | 64.9156 | 0.14066 | 3.64 | 0.14765 | 0.09069 | 63.5843 | 0.14276 | 3.86 | 0.15326 | 0.0922 | 58.3333 | 0.22079 | 2.5 | 0.09902 | 0.05719 | 64.2719 | 0.28481 | 2.49 | 0.10957 | 0.05174 | 66.6667 | 0.27721 | 2.85 | 0.12442 | 0.05701 | 68.7715 | 0.35363 | 2.46 | 0.1056 | 0.04732 | 70.5924 | 0.34693 | 2.73 | 0.1149 | 0.05102 | 72.2262 | 0.34113 | 3.01 | 0.12355 | 0.05459 | 73.692 | 0.42536 | 2.61 | 0.10413 | 0.0459 | 70.028 | 0.5425 | 2.05 | 0.08164 | 0.03528 | 71.449 | 0.5346 | 2.23 | 0.08656 | 0.0374 | 68.2097 | 0.55301 | 2.16 | 0.08362 | 0.03554 | 66.7084 | 0.8052 | 1.59 | 0.05982 | 0.0252 | 63.005 | 1.0324 | 1.35 | 0.04878 | 0.02007 | 64.3386 | 1.1424 | 1.28 | 0.04533 | 0.01879 | 62.1204 | 1.1724 | 1.25 | 0.04419 | 0.01813 | 62.5547 | 1.5516 | 1.06 | 0.03962 | 0.0147 | 64.3427 | 1.6866 | 1.1 | 0.04338 | 0.01448 | 67.6297 | 1.6266 | 1.26 | 0.05071 | 0.01608 | 69.5062 | 1.8387 | 1.12 | 0.04499 | 0.01435 | 68.8154 | 1.8517 | 1.23 | 0.04891 | 0.01494 | 68.8137 | 2.1918 | 1.04 | 0.04137 | 0.01281 | 68.2516 | 2.2048 | 1.12 | 0.04424 | 0.0133 | 67.7747 | 2.2158 | 1.21 | 0.0468 | 0.01377 | 67.7818 | 2.65 | 1.02 | 0.03926 | 0.01167 | 65.0716 | 2.729 | 0.99494 | 0.03817 | 0.01124 | 68.7029 | 2.8761 | 1.02 | 0.03823 | 0.01128 | 67.3841 | 3.1792 | 0.92624 | 0.03467 | 0.01024 | 67.0421 | 3.6914 | 0.86117 | 0.03141 | 0.00929 | 64.7277 | 4.3777 | 0.73421 | 0.02657 | 0.00796 | 62.5704 | 4.4797 | 0.7676 | 0.0271 | 0.00801 | 63.5627 | 4.7238 | 0.72775 | 0.02572 | 0.0076 | 61.6067 | 4.8239 | 0.71453 | 0.0252 | 0.00741 | 62.5694 | 5.108 | 0.67542 | 0.0238 | 0.00703 | 64.3547 | 5.0129 | 0.77249 | 0.02919 | 0.00765 | 64.3556 | 5.6372 | 0.69077 | 0.02601 | 0.00692 | 69.5198 | 5.354 | 0.80301 | 0.03099 | 0.00779 | 67.1411 | 6.1604 | 0.77464 | 0.02964 | 0.00718 | 63.3569 | 6.7646 | 0.64589 | 0.02462 | 0.00622 | 67.9717 | 6.4565 | 0.73957 | 0.02829 | 0.0069 | 64.1684 | 7.1817 | 0.61172 | 0.02323 | 0.00591 | 65.5456 | 7.0817 | 0.68097 | 0.02586 | 0.00632 | 64.0197 | 7.1928 | 0.67208 | 0.02547 | 0.00621 | 61.8631 | 8.4993 | 0.57394 | 0.02161 | 0.00534 | 61.1757 | 9.0415 | 0.544 | 0.02036 | 0.00511 | 62.56 | 8.9115 | 0.60057 | 0.02226 | 0.00543 | 64.5814 | 9.0775 | 0.59044 | 0.02187 | 0.00543 | 65.2834 | 9.5296 | 0.56122 | 0.02084 | 0.00512 | 60.8016 | 12.3648 | 0.47944 | 0.01721 | 0.00431 | 59.685 | 12.5149 | 0.47505 | 0.01703 | 0.00427 | 63.0398 | 15.1659 | 0.48734 | 0.01848 | 0.00416 | 64.5651 | 15.536 | 0.47529 | 0.01804 | 0.00401 | 62.0612 | 15.9162 | 0.46639 | 0.01762 | 0.00393 | 66.2218 | 15.2859 | 0.54128 | 0.02102 | 0.00433 | 70.9683 | 16.7565 | 0.55565 | 0.0213 | 0.00456 | 69.4869 | 18.5373 | 0.51057 | 0.01934 | 0.0043 | 69.215 | 19.6881 | 0.53039 | 0.0198 | 0.00428 | 72.7581 | 21.4482 | 0.53189 | 0.01944 | 0.00408 | 71.0337 | 21.7988 | 0.52872 | 0.01921 | 0.0042 | 77.3703 | 22.9791 | 0.5863 | 0.02038 | 0.00444 | 70.7185 | 27.7112 | 0.50481 | 0.01718 | 0.00391 | 71.0779 | 27.9115 | 0.50475 | 0.01718 | 0.00401 | 72.1234 | 29.0322 | 0.5164 | 0.0172 | 0.00396 | 71.7772 | 30.2625 | 0.50263 | 0.01664 | 0.00387 | 68.9542 | 34.1851 | 0.47979 | 0.01541 | 0.00376 | 68.0724 | 37.386 | 0.43578 | 0.01401 | 0.0034 | 67.2125 | 37.6462 | 0.43388 | 0.01392 | 0.00339
69.4444 | 0.005475 | 9.98 | 0.47584 | 0.76183 | 79.4439 | 0.0049689 | 25.32 | 1.06 | 1.4 | 74.6021 | 0.0051991 | 34.08 | 1.48 | 1.58 | 74.6021 | 0.020848 | 8.49 | 0.36817 | 0.37865 | 74.9438 | 0.020788 | 11.37 | 0.48488 | 0.44595 | 78.3922 | 0.045387 | 9.56 | 0.40207 | 0.28171 | 69.9091 | 0.13315 | 4.13 | 0.16467 | 0.10254 | 72.6678 | 0.12945 | 4.86 | 0.21068 | 0.11502 | 66.6667 | 0.20008 | 3.15 | 0.13616 | 0.07125 | 71.4133 | 0.2635 | 2.99 | 0.131 | 0.06153 | 73.3333 | 0.2585 | 3.36 | 0.14453 | 0.06668 | 75.0234 | 0.33182 | 2.86 | 0.12024 | 0.05459 | 76.4751 | 0.32722 | 3.14 | 0.12894 | 0.05818 | 77.7821 | 0.32322 | 3.42 | 0.13709 | 0.06166 | 78.9557 | 0.40455 | 2.94 | 0.11448 | 0.05136 | 75.03 | 0.51579 | 2.31 | 0.08976 | 0.03946 | 76.2123 | 0.50999 | 2.49 | 0.09446 | 0.04153 | 72.757 | 0.5275 | 2.41 | 0.09125 | 0.03946 | 70.8776 | 0.77029 | 1.77 | 0.06487 | 0.02777 | 66.7111 | 0.99066 | 1.48 | 0.05254 | 0.02191 | 71.4873 | 1.0584 | 1.53 | 0.05763 | 0.02215 | 69.0226 | 1.0854 | 1.49 | 0.05617 | 0.02135 | 70.3741 | 1.4265 | 1.29 | 0.05144 | 0.01757 | 71.4919 | 1.5626 | 1.31 | 0.05278 | 0.017 | 74.3927 | 1.5186 | 1.48 | 0.05948 | 0.0186 | 76.4569 | 1.7166 | 1.31 | 0.05273 | 0.01657 | 75.0713 | 1.7396 | 1.42 | 0.05598 | 0.01703 | 75.0694 | 2.0587 | 1.2 | 0.04733 | 0.0146 | 73.9393 | 2.0818 | 1.28 | 0.04978 | 0.01499 | 72.9881 | 2.1008 | 1.37 | 0.052 | 0.01539 | 72.9957 | 2.5129 | 1.15 | 0.04359 | 0.01303 | 70.0771 | 2.588 | 1.12 | 0.04237 | 0.01253 | 73.6102 | 2.738 | 1.14 | 0.04201 | 0.01248 | 72.1973 | 3.0261 | 1.04 | 0.03809 | 0.01131 | 71.5116 | 3.5303 | 0.95592 | 0.03421 | 0.01019 | 69.0429 | 4.1916 | 0.81406 | 0.02892 | 0.00869 | 70.3917 | 4.1375 | 0.92654 | 0.03529 | 0.0094 | 71.508 | 4.3646 | 0.87844 | 0.03348 | 0.00893 | 69.3075 | 4.4577 | 0.86209 | 0.03279 | 0.0087 | 70.3906 | 4.7198 | 0.81477 | 0.03097 | 0.00825 | 71.5052 | 4.6707 | 0.91389 | 0.03545 | 0.00884 | 71.5062 | 5.255 | 0.81648 | 0.03157 | 0.00798 | 76.4717 | 5.0249 | 0.93492 | 0.03623 | 0.00888 | 73.2449 | 5.8152 | 0.88894 | 0.03381 | 0.00806 | 69.6926 | 6.3504 | 0.75028 | 0.02875 | 0.00704 | 74.151 | 6.0943 | 0.84864 | 0.03227 | 0.00775 | 70.5852 | 6.7445 | 0.71002 | 0.02712 | 0.00668 | 71.5043 | 6.6875 | 0.78039 | 0.02947 | 0.00707 | 69.8397 | 6.7915 | 0.76996 | 0.02903 | 0.00694 | 67.487 | 8.0301 | 0.65676 | 0.02462 | 0.00595 | 66.7371 | 8.5442 | 0.62184 | 0.02318 | 0.00567 | 67.7733 | 8.4592 | 0.67937 | 0.02493 | 0.00599 | 69.9632 | 8.6183 | 0.66779 | 0.02448 | 0.00598 | 70.7237 | 9.0494 | 0.6349 | 0.02333 | 0.00564 | 65.4787 | 11.7945 | 0.53608 | 0.01901 | 0.00468 | 64.2762 | 11.9346 | 0.53103 | 0.0188 | 0.00463 | 70.9198 | 14.0853 | 0.581 | 0.02276 | 0.00472 | 72.6357 | 14.4254 | 0.56672 | 0.02222 | 0.00456 | 69.8189 | 14.7856 | 0.55558 | 0.0217 | 0.00446 | 73.5797 | 14.3054 | 0.63381 | 0.02479 | 0.00486 | 78.0651 | 15.796 | 0.63976 | 0.02442 | 0.00503 | 76.4356 | 17.4867 | 0.58658 | 0.02215 | 0.00472 | 75.5073 | 18.6775 | 0.60176 | 0.02224 | 0.00467 | 78.8213 | 20.4476 | 0.59724 | 0.02154 | 0.00441 | 76.9531 | 20.7882 | 0.593 | 0.02127 | 0.00453 | 82.8967 | 22.0786 | 0.64705 | 0.02213 | 0.00474 | 75.7698 | 26.6706 | 0.55514 | 0.01861 | 0.00415 | 76.1549 | 26.9008 | 0.55469 | 0.01859 | 0.00425 | 76.9316 | 28.0215 | 0.56437 | 0.0185 | 0.00418 | 76.5624 | 29.2418 | 0.54862 | 0.01788 | 0.00409 | 73.2639 | 33.1144 | 0.52045 | 0.01646 | 0.00394 | 72.3269 | 36.1851 | 0.47298 | 0.01497 | 0.00356 | 71.4133 | 36.4353 | 0.47083 | 0.01488 | 0.00354
79.3651 | 0.0049718 | 12.57 | 0.63296 | 0.94987 | 84.4091 | 0.0047578 | 28.11 | 1.16 | 1.55 | 82.8912 | 0.0048199 | 40.88 | 1.8 | 1.88 | 82.8912 | 0.019327 | 10.19 | 0.4473 | 0.45056 | 81.1891 | 0.019617 | 13.06 | 0.54698 | 0.50886 | 85.5188 | 0.042636 | 11.11 | 0.4617 | 0.32518 | 79.8961 | 0.12075 | 5.21 | 0.22619 | 0.12793 | 81.7513 | 0.11875 | 5.96 | 0.26378 | 0.1398 | 75 | 0.18347 | 3.87 | 0.17053 | 0.08654 | 78.5546 | 0.24579 | 3.53 | 0.15214 | 0.07199 | 80 | 0.24259 | 3.9 | 0.16457 | 0.07695 | 81.2754 | 0.31311 | 3.28 | 0.13491 | 0.06226 | 82.3578 | 0.31011 | 3.57 | 0.14304 | 0.06571 | 83.338 | 0.30751 | 3.86 | 0.15072 | 0.06905 | 84.2194 | 0.38604 | 3.29 | 0.12493 | 0.05707 | 80.032 | 0.49218 | 2.58 | 0.09795 | 0.04383 | 80.9755 | 0.48808 | 2.77 | 0.10243 | 0.04584 | 77.3044 | 0.50479 | 2.68 | 0.09896 | 0.04355 | 75.0469 | 0.73897 | 1.95 | 0.06996 | 0.03043 | 74.1235 | 0.91903 | 1.77 | 0.06664 | 0.0258 | 80.4232 | 0.97175 | 1.86 | 0.07509 | 0.02666 | 77.6505 | 0.99666 | 1.82 | 0.0732 | 0.02569 | 78.1934 | 1.3245 | 1.54 | 0.06251 | 0.02064 | 78.6411 | 1.4595 | 1.53 | 0.06191 | 0.01969 | 81.1557 | 1.4265 | 1.71 | 0.06812 | 0.02128 | 83.4075 | 1.6136 | 1.52 | 0.06035 | 0.01893 | 81.3273 | 1.6426 | 1.62 | 0.06301 | 0.01924 | 81.3252 | 1.9447 | 1.37 | 0.05327 | 0.01649 | 79.6269 | 1.9737 | 1.45 | 0.05531 | 0.01678 | 78.2016 | 1.9997 | 1.54 | 0.05721 | 0.01708 | 78.2097 | 2.3919 | 1.29 | 0.04794 | 0.01444 | 75.0826 | 2.4629 | 1.26 | 0.04659 | 0.01388 | 78.5176 | 2.615 | 1.27 | 0.04582 | 0.01374 | 77.0105 | 2.8911 | 1.15 | 0.04153 | 0.01243 | 80.4505 | 3.2482 | 1.16 | 0.04469 | 0.01208 | 77.6733 | 3.8704 | 0.98392 | 0.03769 | 0.01024 | 78.213 | 3.8524 | 1.1 | 0.0429 | 0.01089 | 79.4534 | 4.0675 | 1.04 | 0.04068 | 0.01036 | 77.0084 | 4.1535 | 1.02 | 0.03984 | 0.01008 | 78.2118 | 4.3986 | 0.96494 | 0.03763 | 0.00956 | 78.6557 | 4.3816 | 1.07 | 0.04147 | 0.0101 | 78.6568 | 4.9318 | 0.95088 | 0.03691 | 0.0091 | 83.4237 | 4.7417 | 1.08 | 0.04136 | 0.01003 | 79.3486 | 5.515 | 1.01 | 0.03793 | 0.00899 | 76.0283 | 5.9942 | 0.86117 | 0.0328 | 0.0079 | 80.3302 | 5.7801 | 0.96392 | 0.0362 | 0.00863 | 77.0021 | 6.3683 | 0.81442 | 0.03092 | 0.00749 | 77.463 | 6.3433 | 0.88544 | 0.03305 | 0.00786 | 75.6597 | 6.4424 | 0.87339 | 0.03255 | 0.00771 | 73.1109 | 7.6209 | 0.74422 | 0.02758 | 0.00659 | 72.2985 | 8.111 | 0.70403 | 0.02597 | 0.00627 | 72.9866 | 8.061 | 0.76221 | 0.02758 | 0.00657 | 75.345 | 8.2131 | 0.74911 | 0.02708 | 0.00656 | 76.1639 | 8.6252 | 0.71234 | 0.0258 | 0.0062 | 74.8328 | 10.834 | 0.65715 | 0.02563 | 0.00547 | 73.4585 | 10.9641 | 0.65068 | 0.02533 | 0.00541 | 78.7997 | 13.1748 | 0.68147 | 0.02686 | 0.00531 | 80.7063 | 13.4949 | 0.66481 | 0.02622 | 0.00515 | 77.5765 | 13.8351 | 0.65125 | 0.0256 | 0.00502 | 80.9377 | 13.4749 | 0.73239 | 0.02846 | 0.00543 | 85.1619 | 14.9656 | 0.72876 | 0.0275 | 0.00553 | 83.3843 | 16.5762 | 0.66697 | 0.02492 | 0.00516 | 81.7996 | 17.787 | 0.67683 | 0.02466 | 0.00507 | 84.8845 | 19.5471 | 0.66569 | 0.02363 | 0.00476 | 82.8726 | 19.8877 | 0.66029 | 0.02332 | 0.00488 | 88.4232 | 21.2581 | 0.71022 | 0.02388 | 0.00506 | 80.8211 | 25.73 | 0.60738 | 0.02003 | 0.0044 | 81.2319 | 25.9702 | 0.60646 | 0.01999 | 0.00449 | 81.7398 | 27.1009 | 0.61402 | 0.0198 | 0.00442 | 81.3475 | 28.3112 | 0.59617 | 0.01911 | 0.00431 | 77.5735 | 32.1336 | 0.56239 | 0.01751 | 0.00413 | 76.5814 | 35.0744 | 0.51139 | 0.01593 | 0.00372 | 75.614 | 35.3246 | 0.50897 | 0.01584 | 0.00371
89.2857 | 0.0045706 | 15.41 | 0.78367 | 1.15 | 89.3744 | 0.0045677 | 31.03 | 1.25 | 1.71 | 91.1804 | 0.0045037 | 48.2 | 2.11 | 2.2 | 91.1804 | 0.018056 | 12.01 | 0.52462 | 0.52718 | 87.4344 | 0.018607 | 14.84 | 0.6093 | 0.57491 | 92.6454 | 0.040265 | 12.76 | 0.52102 | 0.37098 | 89.8832 | 0.11094 | 6.39 | 0.28304 | 0.15547 | 90.8348 | 0.11014 | 7.16 | 0.3151 | 0.16642 | 83.3333 | 0.16996 | 4.64 | 0.20376 | 0.10298 | 85.6959 | 0.23078 | 4.11 | 0.17321 | 0.08309 | 86.6667 | 0.22888 | 4.49 | 0.18464 | 0.0878 | 87.5274 | 0.29681 | 3.73 | 0.14965 | 0.07032 | 88.2405 | 0.29511 | 4.02 | 0.15724 | 0.0736 | 88.8938 | 0.29361 | 4.31 | 0.16445 | 0.07678 | 89.4831 | 0.36953 | 3.65 | 0.13546 | 0.06301 | 85.034 | 0.47107 | 2.87 | 0.10621 | 0.04838 | 85.7388 | 0.46827 | 3.05 | 0.11047 | 0.05031 | 81.8517 | 0.48428 | 2.95 | 0.10674 | 0.0478 | 83.3854 | 0.68475 | 2.33 | 0.089 | 0.03605 | 83.3889 | 0.84549 | 2.16 | 0.08665 | 0.03102 | 89.3591 | 0.90102 | 2.23 | 0.09146 | 0.03151 | 86.2783 | 0.92393 | 2.18 | 0.08916 | 0.03035 | 86.0128 | 1.2384 | 1.81 | 0.07323 | 0.02392 | 85.7903 | 1.3715 | 1.77 | 0.0709 | 0.02254 | 87.9186 | 1.3475 | 1.96 | 0.0767 | 0.0241 | 90.3581 | 1.5235 | 1.74 | 0.06793 | 0.02141 | 87.5832 | 1.5575 | 1.83 | 0.07003 | 0.02155 | 87.581 | 1.8447 | 1.55 | 0.0592 | 0.01847 | 85.3145 | 1.8797 | 1.63 | 0.06087 | 0.01864 | 83.415 | 1.9097 | 1.71 | 0.06245 | 0.01885 | 83.4237 | 2.2848 | 1.44 | 0.05231 | 0.01592 | 80.0881 | 2.3519 | 1.4 | 0.05083 | 0.01529 | 88.3323 | 2.4059 | 1.54 | 0.06005 | 0.01639 | 86.6368 | 2.6599 | 1.4 | 0.05438 | 0.01481 | 89.3895 | 3.0161 | 1.38 | 0.05445 | 0.0141 | 86.3036 | 3.5953 | 1.17 | 0.04585 | 0.01191 | 86.0343 | 3.6033 | 1.28 | 0.05024 | 0.01248 | 87.3987 | 3.8094 | 1.21 | 0.04762 | 0.01188 | 84.7092 | 3.8924 | 1.19 | 0.04663 | 0.01154 | 86.0329 | 4.1205 | 1.13 | 0.04404 | 0.01095 | 85.8062 | 4.1275 | 1.23 | 0.04738 | 0.01143 | 85.8074 | 4.6547 | 1.09 | 0.04214 | 0.01028 | 90.3757 | 4.4956 | 1.22 | 0.04644 | 0.01123 | 85.4523 | 5.2509 | 1.14 | 0.04203 | 0.00996 | 82.364 | 5.6851 | 0.97837 | 0.0368 | 0.00882 | 86.5095 | 5.504 | 1.09 | 0.04011 | 0.00956 | 83.4189 | 6.0402 | 0.92473 | 0.03468 | 0.00835 | 83.4217 | 6.0402 | 0.99597 | 0.03661 | 0.00868 | 81.4797 | 6.1352 | 0.98221 | 0.03605 | 0.00852 | 78.7348 | 7.2597 | 0.8362 | 0.03054 | 0.00726 | 77.86 | 7.7288 | 0.79044 | 0.02873 | 0.00689 | 83.4133 | 7.3897 | 0.93954 | 0.03734 | 0.0078 | 86.1085 | 7.5307 | 0.92313 | 0.03666 | 0.00779 | 87.0445 | 7.9108 | 0.87802 | 0.03491 | 0.00737 | 84.1869 | 10.0436 | 0.78838 | 0.03168 | 0.00633 | 82.6408 | 10.1637 | 0.78035 | 0.03131 | 0.00625 | 86.6797 | 12.4044 | 0.78853 | 0.03086 | 0.00594 | 88.777 | 12.7045 | 0.76931 | 0.03013 | 0.00578 | 85.3342 | 13.0247 | 0.75317 | 0.0294 | 0.00562 | 88.2957 | 12.7445 | 0.83681 | 0.03209 | 0.00603 | 92.2588 | 14.2352 | 0.82249 | 0.03055 | 0.00605 | 90.333 | 15.7758 | 0.75161 | 0.02767 | 0.00563 | 88.0919 | 16.9965 | 0.75551 | 0.02708 | 0.0055 | 90.9477 | 18.7467 | 0.73717 | 0.02572 | 0.00513 | 88.7921 | 19.0772 | 0.73054 | 0.02536 | 0.00525 | 93.9496 | 20.5077 | 0.77575 | 0.02563 | 0.00539 | 85.8725 | 24.8695 | 0.66147 | 0.02146 | 0.00466 | 86.3089 | 25.1196 | 0.66004 | 0.02139 | 0.00475 | 86.548 | 26.2503 | 0.66531 | 0.0211 | 0.00466 | 86.1326 | 27.4606 | 0.64524 | 0.02034 | 0.00454 | 86.1928 | 30.3624 | 0.65001 | 0.02147 | 0.00453 | 85.0905 | 33.1031 | 0.59171 | 0.01958 | 0.00407 | 84.0156 | 33.3332 | 0.58873 | 0.01946 | 0.00405
99.2063 | 0.0042434 | 18.49 | 0.93271 | 1.37 | 99.3049 | 0.0042405 | 37.21 | 1.57 | 2.03 | 99.4695 | 0.0042356 | 56 | 2.41 | 2.54 | 99.4695 | 0.016986 | 13.96 | 0.60125 | 0.60826 | 93.6797 | 0.017716 | 16.72 | 0.672 | 0.64398 | 99.7719 | 0.038214 | 14.5 | 0.58032 | 0.41904 | 99.8702 | 0.10294 | 7.67 | 0.33794 | 0.18503 | 99.9182 | 0.10284 | 8.44 | 0.36563 | 0.19479 | 91.6667 | 0.15876 | 5.47 | 0.23652 | 0.12051 | 92.8372 | 0.21788 | 4.72 | 0.1943 | 0.09479 | 93.3333 | 0.21708 | 5.1 | 0.20481 | 0.09919 | 93.7793 | 0.2826 | 4.2 | 0.16448 | 0.07876 | 94.1232 | 0.2818 | 4.5 | 0.17155 | 0.08183 | 94.4497 | 0.2811 | 4.79 | 0.17829 | 0.08481 | 94.7468 | 0.35473 | 4.03 | 0.14608 | 0.06919 | 90.036 | 0.45216 | 3.16 | 0.11454 | 0.05311 | 95.2653 | 0.43425 | 3.66 | 0.14051 | 0.05974 | 90.9463 | 0.44886 | 3.54 | 0.13581 | 0.05675 | 93.8086 | 0.62932 | 2.85 | 0.11602 | 0.0436 | 92.6544 | 0.78517 | 2.58 | 0.10537 | 0.0366 | 98.295 | 0.84199 | 2.62 | 0.10731 | 0.03668 | 94.9061 | 0.8632 | 2.56 | 0.10462 | 0.03532 | 93.8321 | 1.1664 | 2.1 | 0.08377 | 0.02738 | 92.9395 | 1.2954 | 2.03 | 0.07984 | 0.02554 | 94.6816 | 1.2784 | 2.22 | 0.08528 | 0.02707 | 97.3087 | 1.4465 | 1.97 | 0.0755 | 0.02401 | 93.8391 | 1.4835 | 2.06 | 0.07707 | 0.02398 | 93.8368 | 1.7566 | 1.74 | 0.06514 | 0.02055 | 91.0022 | 1.7956 | 1.82 | 0.06644 | 0.02059 | 93.8419 | 1.7566 | 2.09 | 0.08201 | 0.02259 | 93.8517 | 2.1027 | 1.75 | 0.06863 | 0.01905 | 90.0991 | 2.1638 | 1.7 | 0.06668 | 0.01828 | 98.147 | 2.2348 | 1.84 | 0.07328 | 0.01924 | 96.2631 | 2.4699 | 1.67 | 0.06634 | 0.01735 | 98.3284 | 2.822 | 1.61 | 0.06388 | 0.01626 | 94.934 | 3.3652 | 1.36 | 0.05373 | 0.01367 | 93.8556 | 3.3912 | 1.48 | 0.05745 | 0.01416 | 95.344 | 3.5863 | 1.4 | 0.05443 | 0.01348 | 92.4101 | 3.6643 | 1.37 | 0.05329 | 0.01309 | 93.8541 | 3.8794 | 1.3 | 0.05033 | 0.01242 | 92.9567 | 3.9054 | 1.4 | 0.05323 | 0.01283 | 92.9581 | 4.4086 | 1.24 | 0.04731 | 0.01152 | 97.3277 | 4.2715 | 1.38 | 0.05149 | 0.01249 | 97.6598 | 4.8047 | 1.41 | 0.05712 | 0.01203 | 88.6997 | 5.4139 | 1.1 | 0.04078 | 0.00977 | 98.868 | 5.0378 | 1.35 | 0.0545 | 0.01154 | 89.8357 | 5.753 | 1.04 | 0.03842 | 0.00924 | 95.3391 | 5.5329 | 1.23 | 0.04969 | 0.01044 | 93.1196 | 5.619 | 1.22 | 0.04893 | 0.01023 | 89.9827 | 6.6534 | 1.03 | 0.0414 | 0.00869 | 88.9828 | 7.0855 | 0.97538 | 0.03892 | 0.00822 | 93.8399 | 6.8454 | 1.13 | 0.04626 | 0.00914 | 96.8721 | 6.9774 | 1.11 | 0.04541 | 0.00912 | 97.9251 | 7.3315 | 1.06 | 0.04324 | 0.00863 | 93.541 | 9.3863 | 0.92933 | 0.03747 | 0.00724 | 91.8231 | 9.4983 | 0.91964 | 0.03704 | 0.00714 | 94.5597 | 11.7341 | 0.90194 | 0.03481 | 0.00661 | 96.8476 | 12.0242 | 0.88003 | 0.03398 | 0.00644 | 93.0918 | 12.3243 | 0.86115 | 0.03316 | 0.00626 | 95.6536 | 12.1142 | 0.9469 | 0.0357 | 0.00666 | 99.3556 | 13.5948 | 0.92083 | 0.03359 | 0.0066 | 97.2817 | 15.0654 | 0.84037 | 0.0304 | 0.00612 | 94.3841 | 16.2961 | 0.83772 | 0.02949 | 0.00594 | 97.0109 | 18.0263 | 0.81161 | 0.02781 | 0.00551 | 94.7115 | 18.3568 | 0.80367 | 0.02741 | 0.00562 | 99.4761 | 19.8273 | 0.84359 | 0.02739 | 0.00573 | 90.9238 | 24.079 | 0.7174 | 0.02288 | 0.00492 | 91.3859 | 24.3292 | 0.71539 | 0.02279 | 0.00501 | 96.1645 | 24.7494 | 0.77267 | 0.02602 | 0.00517 | 95.7029 | 25.9297 | 0.74782 | 0.02501 | 0.00502 | 96.9669 | 28.4912 | 0.76633 | 0.02707 | 0.00505 | 95.7268 | 31.0018 | 0.69851 | 0.02475 | 0.00453 | 94.5176 | 31.2219 | 0.69478 | 0.02459 | 0.00451
109.127 | 0.0039703 | 21.78 | 1.08 | 1.6 | 111.718 | 0.0039064 | 45.57 | 2.02 | 2.46 | 107.7586 | 0.0040055 | 64.27 | 2.72 | 2.89 | 107.7586 | 0.016056 | 16.02 | 0.67773 | 0.6936 | 99.9251 | 0.016926 | 18.69 | 0.73516 | 0.71596 | 114.0251 | 0.034812 | 18.25 | 0.79301 | 0.52153 | 109.8572 | 0.096234 | 9.05 | 0.39195 | 0.21649 | 109.0017 | 0.096755 | 9.81 | 0.41587 | 0.22481 | 100 | 0.14915 | 6.36 | 0.2691 | 0.13909 | 99.9786 | 0.20667 | 5.36 | 0.21547 | 0.10709 | 100 | 0.20667 | 5.74 | 0.22509 | 0.11112 | 100.0313 | 0.26989 | 4.7 | 0.17941 | 0.08756 | 100.0059 | 0.2699 | 4.99 | 0.18596 | 0.09039 | 100.0056 | 0.27 | 5.29 | 0.19224 | 0.09315 | 105.2742 | 0.32921 | 4.83 | 0.18569 | 0.08219 | 100.04 | 0.41945 | 3.79 | 0.14563 | 0.06307 | 107.1735 | 0.39954 | 4.48 | 0.18306 | 0.0724 | 102.3146 | 0.41275 | 4.33 | 0.177 | 0.06878 | 104.2318 | 0.5841 | 3.42 | 0.14129 | 0.0517 | 101.9198 | 0.73484 | 3.03 | 0.12347 | 0.04255 | 107.2309 | 0.79207 | 3.04 | 0.1229 | 0.04215 | 103.534 | 0.81178 | 2.97 | 0.11983 | 0.04059 | 101.6514 | 1.1034 | 2.4 | 0.09422 | 0.03102 | 100.0886 | 1.2294 | 2.3 | 0.08876 | 0.02869 | 101.4446 | 1.2174 | 2.49 | 0.09388 | 0.03017 | 104.2593 | 1.3785 | 2.21 | 0.08308 | 0.02673 | 100.0951 | 1.4175 | 2.29 | 0.08413 | 0.0265 | 100.0926 | 1.6796 | 1.94 | 0.07111 | 0.02271 | 102.3774 | 1.6526 | 2.21 | 0.08724 | 0.02472 | 104.2688 | 1.6316 | 2.49 | 0.10017 | 0.02661 | 104.2796 | 1.9537 | 2.09 | 0.08379 | 0.0224 | 100.1101 | 2.0097 | 2.03 | 0.08141 | 0.02149 | 107.9617 | 2.0917 | 2.15 | 0.08604 | 0.02227 | 105.8894 | 2.3118 | 1.95 | 0.07787 | 0.02006 | 107.2674 | 2.6579 | 1.86 | 0.07312 | 0.01854 | 103.5643 | 3.1681 | 1.57 | 0.06146 | 0.01554 | 101.6769 | 3.2091 | 1.68 | 0.0646 | 0.01593 | 103.2894 | 3.3942 | 1.6 | 0.06118 | 0.01516 | 100.1109 | 3.4672 | 1.56 | 0.05989 | 0.01472 | 101.6753 | 3.6713 | 1.48 | 0.05657 | 0.01396 | 100.1073 | 3.7103 | 1.58 | 0.05907 | 0.0143 | 100.1087 | 4.1905 | 1.4 | 0.05247 | 0.01282 | 111.2316 | 3.9003 | 1.71 | 0.07013 | 0.01518 | 109.8673 | 4.4355 | 1.71 | 0.07096 | 0.01425 | 101.371 | 4.9527 | 1.37 | 0.05542 | 0.0118 | 111.2265 | 4.6516 | 1.63 | 0.06769 | 0.01367 | 102.6694 | 5.2718 | 1.29 | 0.05216 | 0.01115 | 107.2565 | 5.1207 | 1.49 | 0.06166 | 0.01234 | 104.7596 | 5.2018 | 1.47 | 0.06071 | 0.01208 | 101.2305 | 6.1631 | 1.25 | 0.05133 | 0.01023 | 100.1057 | 6.5643 | 1.18 | 0.04824 | 0.00964 | 104.2666 | 6.3942 | 1.34 | 0.0548 | 0.01056 | 107.6357 | 6.5202 | 1.31 | 0.05378 | 0.01053 | 108.8056 | 6.8523 | 1.25 | 0.0512 | 0.00998 | 102.8951 | 8.832 | 1.08 | 0.04312 | 0.00821 | 101.0055 | 8.9371 | 1.07 | 0.04262 | 0.00809 | 102.4396 | 11.1638 | 1.02 | 0.03873 | 0.00731 | 104.9182 | 11.4339 | 0.99676 | 0.03781 | 0.00713 | 100.8495 | 11.724 | 0.97499 | 0.03689 | 0.00692 | 103.0116 | 11.564 | 1.06 | 0.03929 | 0.00732 | 106.4524 | 13.0246 | 1.02 | 0.03663 | 0.00718 | 104.2304 | 14.4351 | 0.93314 | 0.03314 | 0.00663 | 100.6764 | 15.6658 | 0.92335 | 0.0319 | 0.0064 | 103.074 | 17.376 | 0.88894 | 0.0299 | 0.0059 | 100.631 | 17.6965 | 0.8796 | 0.02945 | 0.00602 | 110.529 | 18.6366 | 0.98597 | 0.03402 | 0.00643 | 101.0264 | 22.6782 | 0.83454 | 0.02827 | 0.00548 | 101.5399 | 22.9383 | 0.83124 | 0.02809 | 0.00556 | 108.185 | 23.1585 | 0.91556 | 0.03297 | 0.00584 | 107.6658 | 24.3087 | 0.8841 | 0.0316 | 0.00565 | 107.741 | 26.8902 | 0.88994 | 0.03224 | 0.00561 | 106.3631 | 29.2307 | 0.81216 | 0.02953 | 0.00503 | 105.0195 | 29.4409 | 0.80763 | 0.02933 | 0.005
119.0476 | 0.0037392 | 25.3 | 1.23 | 1.85 | 124.1311 | 0.0036343 | 54.6 | 2.44 | 2.92 | 116.0477 | 0.0038054 | 73 | 3.03 | 3.27 | 116.0477 | 0.015255 | 18.2 | 0.75438 | 0.78298 | 112.4157 | 0.015595 | 22.89 | 0.95911 | 0.86826 | 128.2782 | 0.032121 | 22.33 | 0.98877 | 0.63196 | 119.8442 | 0.090582 | 10.51 | 0.44559 | 0.24975 | 118.0852 | 0.091512 | 11.27 | 0.46606 | 0.25641 | 108.3333 | 0.14095 | 7.3 | 0.30169 | 0.15865 | 107.1199 | 0.19687 | 6.04 | 0.23676 | 0.11995 | 106.6667 | 0.19747 | 6.42 | 0.24551 | 0.12355 | 106.2832 | 0.25859 | 5.22 | 0.19445 | 0.09672 | 105.8886 | 0.25929 | 5.51 | 0.20048 | 0.09927 | 111.1173 | 0.25069 | 6.34 | 0.24422 | 0.11071 | 118.4335 | 0.3032 | 5.91 | 0.24172 | 0.09961 | 112.545 | 0.38603 | 4.64 | 0.18964 | 0.07642 | 119.0816 | 0.37123 | 5.37 | 0.2228 | 0.08596 | 113.6829 | 0.38333 | 5.19 | 0.2155 | 0.08166 | 114.655 | 0.54649 | 4.02 | 0.16571 | 0.06032 | 111.1852 | 0.69213 | 3.51 | 0.14124 | 0.04882 | 116.1669 | 0.74915 | 3.49 | 0.13836 | 0.04791 | 112.1618 | 0.76756 | 3.4 | 0.13493 | 0.04613 | 109.4708 | 1.0483 | 2.71 | 0.10464 | 0.03483 | 107.2378 | 1.1714 | 2.59 | 0.09769 | 0.03199 | 108.2075 | 1.1644 | 2.78 | 0.10249 | 0.0334 | 111.21 | 1.3174 | 2.47 | 0.09068 | 0.02957 | 112.607 | 1.3064 | 2.8 | 0.11045 | 0.03185 | 112.6042 | 1.5475 | 2.36 | 0.09332 | 0.0273 | 113.7527 | 1.5365 | 2.64 | 0.10653 | 0.02914 | 114.6956 | 1.5275 | 2.92 | 0.11766 | 0.03088 | 114.7076 | 1.8286 | 2.45 | 0.09838 | 0.02597 | 110.1211 | 1.8806 | 2.38 | 0.0956 | 0.0249 | 117.7764 | 1.9697 | 2.49 | 0.09853 | 0.02548 | 115.5157 | 2.1777 | 2.26 | 0.08916 | 0.02293 | 116.2063 | 2.5158 | 2.13 | 0.08227 | 0.02094 | 112.1947 | 2.999 | 1.8 | 0.06912 | 0.01751 | 109.4982 | 3.05 | 1.9 | 0.07172 | 0.01778 | 111.2347 | 3.2261 | 1.8 | 0.0679 | 0.01693 | 107.8117 | 3.2961 | 1.77 | 0.06647 | 0.01643 | 109.4965 | 3.4892 | 1.67 | 0.06279 | 0.01558 | 114.4083 | 3.3871 | 1.96 | 0.08059 | 0.01743 | 114.4099 | 3.8263 | 1.75 | 0.07147 | 0.01559 | 125.1356 | 3.6032 | 2.08 | 0.08721 | 0.01807 | 122.0748 | 4.1324 | 2.03 | 0.08424 | 0.01663 | 114.0424 | 4.5735 | 1.65 | 0.06883 | 0.01399 | 123.585 | 4.3344 | 1.93 | 0.08035 | 0.01594 | 115.5031 | 4.8746 | 1.56 | 0.06474 | 0.01319 | 119.1739 | 4.7756 | 1.77 | 0.07312 | 0.01435 | 116.3995 | 4.8506 | 1.74 | 0.07199 | 0.01404 | 112.4783 | 5.7579 | 1.48 | 0.06082 | 0.01186 | 111.2285 | 6.1341 | 1.39 | 0.05714 | 0.01117 | 114.6932 | 6.015 | 1.56 | 0.06313 | 0.01206 | 118.3992 | 6.134 | 1.53 | 0.06195 | 0.01203 | 119.6862 | 6.4491 | 1.46 | 0.05896 | 0.0114 | 112.2492 | 8.3568 | 1.24 | 0.0487 | 0.00923 | 110.1878 | 8.4558 | 1.23 | 0.04813 | 0.00909 | 110.3196 | 10.6536 | 1.15 | 0.04264 | 0.00804 | 112.9889 | 10.9136 | 1.12 | 0.04163 | 0.00786 | 108.6071 | 11.1838 | 1.09 | 0.04061 | 0.00762 | 110.3696 | 11.0737 | 1.18 | 0.04288 | 0.008 | 113.5493 | 12.5143 | 1.13 | 0.03967 | 0.00778 | 111.1791 | 13.8748 | 1.03 | 0.03587 | 0.00716 | 106.9687 | 15.0955 | 1.01 | 0.03431 | 0.00688 | 109.1372 | 16.7757 | 0.96908 | 0.03199 | 0.00631 | 106.5505 | 17.0962 | 0.95827 | 0.0315 | 0.00642 | 124.3451 | 17.386 | 1.18 | 0.0434 | 0.00737 | 113.6547 | 21.2074 | 0.99057 | 0.03589 | 0.00621 | 114.2323 | 21.4675 | 0.98542 | 0.03559 | 0.00629 | 120.2056 | 21.8277 | 1.07 | 0.0394 | 0.00655 | 119.6287 | 22.9379 | 1.03 | 0.03768 | 0.00632 | 118.5151 | 25.5193 | 1.02 | 0.03718 | 0.00619 | 116.9994 | 27.7099 | 0.93238 | 0.03409 | 0.00555 | 115.5215 | 27.91 | 0.92699 | 0.03386 | 0.00551
128.9683 | 0.0035411 | 29.02 | 1.38 | 2.11 | 136.5442 | 0.0034081 | 64.27 | 2.85 | 3.4 | 124.3369 | 0.0036303 | 82.16 | 3.33 | 3.65 | 124.3369 | 0.014555 | 20.49 | 0.83138 | 0.87624 | 124.9063 | 0.014505 | 27.43 | 1.17 | 1.03 | 142.5314 | 0.02993 | 26.74 | 1.18 | 0.74972 | 129.8312 | 0.08574 | 12.06 | 0.49912 | 0.28471 | 127.1687 | 0.08696 | 12.8 | 0.51634 | 0.28949 | 116.6667 | 0.13385 | 8.3 | 0.33435 | 0.17917 | 114.2612 | 0.18816 | 6.75 | 0.25818 | 0.13335 | 113.3333 | 0.18927 | 7.13 | 0.26607 | 0.13647 | 112.5352 | 0.24849 | 5.76 | 0.2096 | 0.10621 | 117.654 | 0.24088 | 6.6 | 0.25452 | 0.11796 | 125.0069 | 0.23108 | 7.76 | 0.31767 | 0.13421 | 131.5928 | 0.28199 | 7.08 | 0.29399 | 0.11824 | 125.05 | 0.35892 | 5.56 | 0.23073 | 0.09072 | 130.9898 | 0.34772 | 6.32 | 0.26115 | 0.10036 | 125.0512 | 0.35892 | 6.12 | 0.25267 | 0.09536 | 125.0782 | 0.51467 | 4.67 | 0.1897 | 0.06943 | 120.4507 | 0.65531 | 4.01 | 0.15884 | 0.05542 | 125.1028 | 0.71193 | 3.95 | 0.15376 | 0.05394 | 120.7896 | 0.72924 | 3.86 | 0.14997 | 0.05194 | 117.2901 | 1.0003 | 3.05 | 0.11505 | 0.0388 | 114.387 | 1.1204 | 2.89 | 0.10664 | 0.03543 | 121.7335 | 1.0734 | 3.39 | 0.13455 | 0.04024 | 125.1112 | 1.2154 | 3.01 | 0.11895 | 0.03557 | 125.1189 | 1.2154 | 3.34 | 0.13482 | 0.03757 | 125.1157 | 1.4395 | 2.82 | 0.1139 | 0.0322 | 125.128 | 1.4395 | 3.1 | 0.12508 | 0.03383 | 125.1225 | 1.4395 | 3.39 | 0.13478 | 0.03539 | 125.1356 | 1.7236 | 2.84 | 0.11267 | 0.02973 | 120.1321 | 1.7716 | 2.76 | 0.1095 | 0.0285 | 127.5911 | 1.8656 | 2.85 | 0.11088 | 0.02884 | 125.142 | 2.0617 | 2.58 | 0.10034 | 0.02594 | 125.1453 | 2.3928 | 2.4 | 0.09137 | 0.02345 | 120.8251 | 2.8519 | 2.03 | 0.07674 | 0.01957 | 125.1408 | 2.7859 | 2.37 | 0.09793 | 0.02172 | 127.1254 | 2.948 | 2.25 | 0.09265 | 0.02068 | 123.2134 | 3.011 | 2.2 | 0.0907 | 0.02006 | 125.1388 | 3.1881 | 2.08 | 0.08566 | 0.01902 | 128.7093 | 3.129 | 2.38 | 0.1003 | 0.0208 | 128.7112 | 3.5362 | 2.12 | 0.08889 | 0.01857 | 139.0395 | 3.3601 | 2.47 | 0.10358 | 0.02115 | 134.2823 | 3.8793 | 2.37 | 0.09723 | 0.01914 | 126.7138 | 4.2634 | 1.96 | 0.08171 | 0.01632 | 135.9434 | 4.0703 | 2.26 | 0.09273 | 0.01835 | 128.3368 | 4.5485 | 1.85 | 0.07678 | 0.01537 | 131.0913 | 4.4864 | 2.06 | 0.08433 | 0.01648 | 128.0395 | 4.5555 | 2.03 | 0.08303 | 0.01612 | 123.7262 | 5.4048 | 1.72 | 0.0701 | 0.0136 | 122.3514 | 5.7639 | 1.62 | 0.06583 | 0.01277 | 125.1199 | 5.6799 | 1.79 | 0.07135 | 0.01364 | 129.1628 | 5.7939 | 1.76 | 0.07001 | 0.0136 | 130.5668 | 6.095 | 1.67 | 0.06662 | 0.0129 | 121.6033 | 7.9456 | 1.41 | 0.05423 | 0.0103 | 119.3701 | 8.0386 | 1.39 | 0.05359 | 0.01014 | 118.1996 | 10.2034 | 1.28 | 0.04654 | 0.00881 | 121.0595 | 10.4434 | 1.25 | 0.04543 | 0.00861 | 116.3648 | 10.7135 | 1.22 | 0.04432 | 0.00834 | 117.7276 | 10.6335 | 1.31 | 0.04647 | 0.00872 | 120.6461 | 12.0541 | 1.24 | 0.04271 | 0.00839 | 118.1277 | 13.3746 | 1.13 | 0.03861 | 0.00771 | 113.261 | 14.5752 | 1.1 | 0.03673 | 0.00737 | 121.2636 | 15.7452 | 1.14 | 0.03992 | 0.00716 | 118.3894 | 16.0456 | 1.12 | 0.03926 | 0.00727 | 138.1612 | 16.3454 | 1.38 | 0.05206 | 0.00837 | 126.283 | 19.9667 | 1.16 | 0.04294 | 0.00699 | 126.9248 | 20.2268 | 1.15 | 0.04252 | 0.00706 | 132.2262 | 20.6871 | 1.23 | 0.04553 | 0.0073 | 131.5915 | 21.7673 | 1.18 | 0.04349 | 0.00702 | 129.2892 | 24.3286 | 1.16 | 0.04196 | 0.0068 | 127.6357 | 26.3891 | 1.06 | 0.03852 | 0.00609 | 126.0234 | 26.5792 | 1.05 | 0.03825 | 0.00605
138.8889 | 0.0033701 | 32.94 | 1.54 | 2.38 | 148.9573 | 0.0032171 | 74.54 | 3.26 | 3.92 | 132.626 | 0.0034752 | 91.76 | 3.65 | 4.06 | 132.626 | 0.013935 | 22.88 | 0.90882 | 0.97318 | 137.397 | 0.013605 | 32.29 | 1.37 | 1.2 | 156.7845 | 0.028109 | 31.45 | 1.36 | 0.87427 | 139.8182 | 0.081548 | 13.7 | 0.55269 | 0.32127 | 136.2522 | 0.082978 | 14.41 | 0.56677 | 0.324 | 125 | 0.12764 | 9.34 | 0.36715 | 0.20058 | 121.4026 | 0.18036 | 7.49 | 0.27973 | 0.14726 | 120 | 0.18186 | 7.87 | 0.28676 | 0.14986 | 125.0391 | 0.23108 | 6.9 | 0.2659 | 0.12616 | 132.3607 | 0.22227 | 8.08 | 0.33084 | 0.14294 | 138.8966 | 0.21517 | 9.29 | 0.38612 | 0.1593 | 144.7521 | 0.26439 | 8.33 | 0.34437 | 0.13799 | 137.555 | 0.33641 | 6.54 | 0.27035 | 0.10589 | 142.898 | 0.32791 | 7.33 | 0.29875 | 0.11554 | 136.4194 | 0.33831 | 7.1 | 0.28913 | 0.10982 | 135.5014 | 0.48736 | 5.35 | 0.21344 | 0.079 | 129.7161 | 0.6234 | 4.55 | 0.17635 | 0.06231 | 134.0387 | 0.67932 | 4.45 | 0.16915 | 0.06024 | 129.4174 | 0.69563 | 4.34 | 0.165 | 0.058 | 125.1095 | 0.9578 | 3.4 | 0.12547 | 0.04294 | 128.6854 | 1.0333 | 3.52 | 0.13991 | 0.04269 | 135.2594 | 0.99892 | 4.05 | 0.16421 | 0.04755 | 139.0125 | 1.1313 | 3.59 | 0.1451 | 0.04197 | 137.6307 | 1.1394 | 3.92 | 0.15823 | 0.04364 | 137.6273 | 1.3494 | 3.31 | 0.13366 | 0.0374 | 136.5032 | 1.3574 | 3.59 | 0.14322 | 0.03878 | 135.5494 | 1.3634 | 3.87 | 0.15169 | 0.04013 | 135.5635 | 1.6325 | 3.24 | 0.12678 | 0.03369 | 130.1432 | 1.6786 | 3.16 | 0.12324 | 0.03229 | 137.4058 | 1.7756 | 3.22 | 0.12316 | 0.03236 | 134.7683 | 1.9616 | 2.92 | 0.11144 | 0.02909 | 143.0232 | 2.1887 | 3 | 0.12477 | 0.02878 | 138.0858 | 2.6088 | 2.53 | 0.10473 | 0.02395 | 140.7834 | 2.5758 | 2.88 | 0.12189 | 0.02597 | 143.016 | 2.7269 | 2.73 | 0.11526 | 0.02472 | 138.6151 | 2.7829 | 2.67 | 0.11286 | 0.02396 | 140.7812 | 2.9489 | 2.53 | 0.10657 | 0.02272 | 143.0104 | 2.9179 | 2.84 | 0.11916 | 0.02439 | 143.0124 | 3.2991 | 2.52 | 0.10555 | 0.02174 | 152.9435 | 3.158 | 2.89 | 0.11955 | 0.02441 | 146.4897 | 3.6652 | 2.73 | 0.11006 | 0.02179 | 139.3852 | 4.0043 | 2.29 | 0.09429 | 0.01879 | 148.3019 | 3.8452 | 2.6 | 0.10495 | 0.02088 | 141.1704 | 4.2753 | 2.16 | 0.08854 | 0.01767 | 143.0087 | 4.2403 | 2.38 | 0.09539 | 0.01873 | 139.6794 | 4.3054 | 2.34 | 0.09392 | 0.01831 | 134.974 | 5.1056 | 1.98 | 0.07927 | 0.01542 | 133.4742 | 5.4447 | 1.87 | 0.07441 | 0.01447 | 135.5466 | 5.3907 | 2.04 | 0.07953 | 0.0153 | 139.9264 | 5.5008 | 2 | 0.07802 | 0.01525 | 141.4473 | 5.7878 | 1.91 | 0.07423 | 0.01447 | 130.9574 | 7.5854 | 1.58 | 0.05973 | 0.01142 | 128.5524 | 7.6735 | 1.57 | 0.05903 | 0.01124 | 126.0796 | 9.7992 | 1.42 | 0.05044 | 0.0096 | 129.1301 | 10.0332 | 1.38 | 0.04924 | 0.00939 | 124.1224 | 10.2833 | 1.35 | 0.04804 | 0.00909 | 125.0855 | 10.2333 | 1.44 | 0.05007 | 0.00945 | 127.7429 | 11.6439 | 1.36 | 0.04575 | 0.00903 | 125.0764 | 12.9143 | 1.23 | 0.04135 | 0.00828 | 125.8455 | 13.6747 | 1.3 | 0.04588 | 0.00841 | 136.4215 | 14.6647 | 1.36 | 0.0511 | 0.0083 | 133.1881 | 14.955 | 1.34 | 0.05022 | 0.0084 | 151.9774 | 15.465 | 1.59 | 0.06034 | 0.00942 | 138.9113 | 18.9162 | 1.33 | 0.04966 | 0.00781 | 139.6173 | 19.1663 | 1.32 | 0.04914 | 0.00787 | 144.2467 | 19.6965 | 1.4 | 0.05148 | 0.00808 | 143.5544 | 20.7467 | 1.34 | 0.04911 | 0.00775 | 140.0633 | 23.278 | 1.3 | 0.04665 | 0.00744 | 138.272 | 25.2285 | 1.19 | 0.04286 | 0.00666 | 136.5254 | 25.4086 | 1.18 | 0.04256 | 0.00661
148.8095 | 0.003219 | 37.05 | 1.7 | 2.66 | 161.3704 | 0.003054 | 85.4 | 3.67 | 4.46 | 149.2042 | 0.0032141 | 112.16 | 4.73 | 4.91 | 149.2042 | 0.012884 | 27.97 | 1.18 | 1.18 | 149.8876 | 0.012844 | 37.45 | 1.57 | 1.39 | 171.0376 | 0.026568 | 36.45 | 1.54 | 1.01 | 149.8053 | 0.077876 | 15.41 | 0.60637 | 0.35937 | 145.3356 | 0.079457 | 16.09 | 0.61739 | 0.35986 | 133.3333 | 0.12214 | 10.44 | 0.4001 | 0.22286 | 128.5439 | 0.17346 | 8.26 | 0.30141 | 0.16168 | 133.3333 | 0.16916 | 9.43 | 0.36362 | 0.178 | 140.669 | 0.21327 | 8.44 | 0.34536 | 0.15281 | 147.0675 | 0.20707 | 9.67 | 0.4019 | 0.16959 | 152.7863 | 0.20187 | 10.93 | 0.45203 | 0.18588 | 157.9114 | 0.24958 | 9.66 | 0.39368 | 0.1588 | 150.06 | 0.3174 | 7.59 | 0.30916 | 0.12188 | 154.8061 | 0.3109 | 8.4 | 0.3359 | 0.13147 | 147.7877 | 0.3206 | 8.14 | 0.32519 | 0.12499 | 145.9245 | 0.46375 | 6.07 | 0.23705 | 0.08901 | 138.9815 | 0.59548 | 5.11 | 0.19383 | 0.0695 | 142.9746 | 0.65041 | 4.96 | 0.18454 | 0.06678 | 138.0453 | 0.66591 | 4.84 | 0.18004 | 0.06431 | 140.7482 | 0.88567 | 4.14 | 0.16412 | 0.05166 | 142.9838 | 0.9624 | 4.21 | 0.17068 | 0.05044 | 148.7854 | 0.9374 | 4.76 | 0.19266 | 0.05529 | 152.9137 | 1.0623 | 4.21 | 0.17017 | 0.04876 | 150.1426 | 1.0753 | 4.54 | 0.1811 | 0.05004 | 150.1389 | 1.2744 | 3.83 | 0.15297 | 0.04288 | 147.8785 | 1.2864 | 4.11 | 0.16112 | 0.04398 | 145.9763 | 1.2974 | 4.39 | 0.16849 | 0.04508 | 145.9915 | 1.5545 | 3.67 | 0.1408 | 0.03782 | 140.1542 | 1.5965 | 3.57 | 0.13689 | 0.03625 | 157.0352 | 1.6255 | 4.03 | 0.16812 | 0.03983 | 154.0209 | 1.7966 | 3.65 | 0.15213 | 0.03578 | 160.901 | 2.0266 | 3.65 | 0.15522 | 0.03451 | 155.3465 | 2.4148 | 3.08 | 0.13026 | 0.02866 | 156.426 | 2.4038 | 3.43 | 0.14479 | 0.03049 | 158.9067 | 2.5458 | 3.25 | 0.13687 | 0.02901 | 154.0168 | 2.5978 | 3.18 | 0.13403 | 0.02812 | 156.4235 | 2.7529 | 3.01 | 0.12655 | 0.02666 | 157.3114 | 2.7429 | 3.32 | 0.13756 | 0.02818 | 157.3137 | 3.101 | 2.95 | 0.12181 | 0.02509 | 166.8474 | 2.9869 | 3.34 | 0.13529 | 0.02783 | 158.6972 | 3.4811 | 3.11 | 0.12279 | 0.02456 | 152.0566 | 3.7842 | 2.65 | 0.10671 | 0.02139 | 160.6604 | 3.6531 | 2.97 | 0.11708 | 0.02353 | 154.0041 | 4.0442 | 2.49 | 0.10013 | 0.02009 | 154.9261 | 4.0292 | 2.71 | 0.10636 | 0.02107 | 151.3194 | 4.0893 | 2.67 | 0.10473 | 0.0206 | 146.2219 | 4.8475 | 2.26 | 0.08838 | 0.01733 | 144.5971 | 5.1706 | 2.12 | 0.08295 | 0.01624 | 145.9732 | 5.1386 | 2.3 | 0.0877 | 0.01703 | 150.6899 | 5.2446 | 2.26 | 0.08601 | 0.01697 | 152.3279 | 5.5197 | 2.15 | 0.08182 | 0.0161 | 140.3115 | 7.2603 | 1.77 | 0.06523 | 0.01258 | 137.7347 | 7.3463 | 1.75 | 0.06447 | 0.01237 | 133.9595 | 9.439 | 1.56 | 0.05434 | 0.01042 | 137.2008 | 9.667 | 1.52 | 0.05305 | 0.0102 | 131.8801 | 9.9062 | 1.49 | 0.05176 | 0.00987 | 132.4435 | 9.8802 | 1.58 | 0.05367 | 0.01021 | 141.9366 | 10.9235 | 1.6 | 0.05726 | 0.01037 | 138.9738 | 12.1139 | 1.45 | 0.0517 | 0.00947 | 141.5762 | 12.7443 | 1.56 | 0.05878 | 0.00978 | 151.5795 | 13.7842 | 1.6 | 0.06144 | 0.0095 | 147.9868 | 14.0546 | 1.58 | 0.06034 | 0.0096 | 165.7935 | 14.7146 | 1.82 | 0.06837 | 0.01052 | 151.5396 | 18.0057 | 1.52 | 0.05618 | 0.00866 | 152.3098 | 18.2558 | 1.51 | 0.05556 | 0.00872 | 156.2673 | 18.8361 | 1.58 | 0.05731 | 0.00889 | 155.5173 | 19.8563 | 1.51 | 0.05461 | 0.00851 | 150.8374 | 22.3575 | 1.45 | 0.05126 | 0.0081 | 148.9083 | 24.2179 | 1.33 | 0.04714 | 0.00725 | 147.0273 | 24.388 | 1.32 | 0.04681 | 0.00719
158.7302 | 0.0030869 | 41.35 | 1.85 | 2.95 | 173.7835 | 0.0029119 | 96.81 | 4.08 | 5.01 | 165.7825 | 0.003001 | 134.11 | 5.74 | 5.81 | 165.7825 | 0.012024 | 33.45 | 1.43 | 1.39 | 162.3782 | 0.012184 | 42.9 | 1.77 | 1.58 | 185.2908 | 0.025258 | 41.73 | 1.72 | 1.14 | 159.7923 | 0.074634 | 17.2 | 0.66019 | 0.39891 | 154.4191 | 0.076335 | 17.85 | 0.66821 | 0.397 | 141.6667 | 0.11724 | 11.58 | 0.43321 | 0.24596 | 142.8265 | 0.16155 | 9.9 | 0.38183 | 0.19195 | 150 | 0.15635 | 11.53 | 0.47198 | 0.21554 | 156.2988 | 0.19886 | 10.1 | 0.41927 | 0.18121 | 161.7742 | 0.19446 | 11.38 | 0.47026 | 0.19779 | 166.6759 | 0.19076 | 12.68 | 0.51646 | 0.21384 | 171.0706 | 0.23697 | 11.07 | 0.44234 | 0.18059 | 162.565 | 0.3011 | 8.7 | 0.34749 | 0.13864 | 166.7143 | 0.29619 | 9.53 | 0.37279 | 0.1481 | 159.156 | 0.3053 | 9.23 | 0.36102 | 0.14084 | 156.3477 | 0.44304 | 6.82 | 0.2606 | 0.09944 | 148.247 | 0.57067 | 5.7 | 0.2113 | 0.07695 | 160.8464 | 0.60179 | 6.05 | 0.24152 | 0.08058 | 155.3009 | 0.61579 | 5.91 | 0.23577 | 0.07761 | 156.3868 | 0.82695 | 4.94 | 0.19977 | 0.06093 | 157.2822 | 0.90368 | 4.94 | 0.20016 | 0.05865 | 162.3113 | 0.88537 | 5.51 | 0.22042 | 0.06345 | 166.8149 | 1.0043 | 4.88 | 0.19461 | 0.05589 | 162.6545 | 1.0203 | 5.19 | 0.20363 | 0.05674 | 162.6505 | 1.2094 | 4.39 | 0.17199 | 0.04862 | 159.2538 | 1.2254 | 4.66 | 0.17888 | 0.04941 | 166.83 | 1.1894 | 5.49 | 0.22995 | 0.05559 | 166.8474 | 1.4244 | 4.59 | 0.19209 | 0.04659 | 160.1762 | 1.4625 | 4.47 | 0.18687 | 0.04465 | 176.6646 | 1.5075 | 4.9 | 0.20905 | 0.04784 | 173.2735 | 1.6645 | 4.44 | 0.18918 | 0.04294 | 178.7789 | 1.8946 | 4.35 | 0.18424 | 0.04059 | 172.6072 | 2.2577 | 3.66 | 0.15462 | 0.03366 | 172.0686 | 2.2617 | 4.02 | 0.1671 | 0.03526 | 174.7974 | 2.3957 | 3.8 | 0.1579 | 0.03355 | 169.4184 | 2.4438 | 3.73 | 0.15467 | 0.03251 | 172.0659 | 2.5908 | 3.52 | 0.14602 | 0.03082 | 171.6124 | 2.5948 | 3.83 | 0.15569 | 0.03217 | 171.6149 | 2.9339 | 3.4 | 0.13783 | 0.02862 | 180.7514 | 2.8399 | 3.81 | 0.15088 | 0.03141 | 170.9047 | 3.321 | 3.52 | 0.13547 | 0.02744 | 164.7279 | 3.5951 | 3.02 | 0.11903 | 0.0241 | 173.0189 | 3.4861 | 3.35 | 0.12915 | 0.02629 | 166.8378 | 3.8452 | 2.84 | 0.11162 | 0.02262 | 166.8434 | 3.8452 | 3.05 | 0.11728 | 0.02352 | 162.9593 | 3.9022 | 3.01 | 0.1155 | 0.02299 | 157.4697 | 4.6224 | 2.55 | 0.09747 | 0.01932 | 155.7199 | 4.9315 | 2.39 | 0.09146 | 0.01809 | 156.3999 | 4.9175 | 2.57 | 0.09585 | 0.01883 | 161.4535 | 5.0205 | 2.52 | 0.094 | 0.01876 | 163.2085 | 5.2846 | 2.4 | 0.08939 | 0.01779 | 149.6656 | 6.9682 | 1.96 | 0.07073 | 0.01378 | 146.917 | 7.0512 | 1.94 | 0.0699 | 0.01355 | 141.8395 | 9.1139 | 1.7 | 0.05824 | 0.01127 | 145.2714 | 9.3329 | 1.66 | 0.05687 | 0.01104 | 139.6377 | 9.563 | 1.63 | 0.05548 | 0.01067 | 147.1595 | 9.2599 | 1.86 | 0.06729 | 0.0118 | 159.6787 | 10.1732 | 1.92 | 0.07345 | 0.01214 | 156.3455 | 11.2935 | 1.75 | 0.06628 | 0.01105 | 157.3069 | 11.9639 | 1.83 | 0.07069 | 0.01123 | 166.7374 | 13.0339 | 1.86 | 0.07131 | 0.01076 | 162.7855 | 13.2942 | 1.83 | 0.07 | 0.01086 | 179.6096 | 14.0643 | 2.06 | 0.07623 | 0.01165 | 164.1679 | 17.2253 | 1.71 | 0.06257 | 0.00955 | 165.0023 | 17.4554 | 1.7 | 0.06184 | 0.0096 | 168.2878 | 18.0857 | 1.76 | 0.06304 | 0.00972 | 167.4801 | 19.0759 | 1.69 | 0.06003 | 0.00929 | 161.6115 | 21.5371 | 1.61 | 0.05583 | 0.00877 | 159.5446 | 23.3075 | 1.47 | 0.05137 | 0.00786 | 157.5293 | 23.4776 | 1.46 | 0.05101 | 0.0078
168.6508 | 0.0029689 | 45.82 | 2.01 | 3.25 | 186.1966 | 0.0027889 | 108.75 | 4.49 | 5.6 | 182.3607 | 0.0028249 | 157.52 | 6.72 | 6.76 | 182.3607 | 0.011323 | 39.3 | 1.68 | 1.62 | 174.8688 | 0.011624 | 48.64 | 1.96 | 1.77 | 199.5439 | 0.024127 | 47.26 | 1.9 | 1.28 | 169.7793 | 0.071753 | 19.07 | 0.71417 | 0.43982 | 163.5026 | 0.073524 | 19.67 | 0.71924 | 0.43537 | 150 | 0.11294 | 12.77 | 0.46647 | 0.26984 | 160.6799 | 0.14935 | 12.1 | 0.49508 | 0.23227 | 166.6667 | 0.14585 | 13.79 | 0.57269 | 0.2555 | 171.9287 | 0.18696 | 11.87 | 0.49029 | 0.21122 | 176.481 | 0.18386 | 13.19 | 0.53703 | 0.22742 | 180.5656 | 0.18116 | 14.51 | 0.57999 | 0.24308 | 184.2299 | 0.22597 | 12.55 | 0.49058 | 0.20329 | 175.07 | 0.28699 | 9.86 | 0.38551 | 0.15612 | 178.6225 | 0.28329 | 10.71 | 0.40951 | 0.16538 | 170.5243 | 0.29189 | 10.37 | 0.3967 | 0.15733 | 166.7709 | 0.42473 | 7.61 | 0.28412 | 0.11025 | 166.7779 | 0.52886 | 6.94 | 0.27591 | 0.09264 | 178.7182 | 0.56227 | 7.23 | 0.29401 | 0.09524 | 172.5566 | 0.57508 | 7.06 | 0.28713 | 0.09175 | 172.0255 | 0.77813 | 5.79 | 0.23386 | 0.07072 | 171.5805 | 0.85426 | 5.72 | 0.2289 | 0.06729 | 175.8373 | 0.84095 | 6.3 | 0.24774 | 0.07198 | 180.7162 | 0.95408 | 5.57 | 0.21866 | 0.06336 | 175.1664 | 0.97309 | 5.88 | 0.22595 | 0.06372 | 175.162 | 1.1533 | 4.96 | 0.19084 | 0.0546 | 182.0043 | 1.1253 | 5.82 | 0.24376 | 0.0609 | 187.6838 | 1.1033 | 6.68 | 0.28582 | 0.06684 | 187.7033 | 1.3224 | 5.59 | 0.23871 | 0.05598 | 180.1982 | 1.3564 | 5.44 | 0.23234 | 0.05366 | 196.294 | 1.4114 | 5.84 | 0.24798 | 0.05633 | 192.5261 | 1.5585 | 5.29 | 0.22444 | 0.05055 | 196.6568 | 1.7855 | 5.09 | 0.21244 | 0.047 | 189.868 | 2.1266 | 4.29 | 0.1783 | 0.03894 | 187.7112 | 2.1416 | 4.64 | 0.18904 | 0.04027 | 190.6881 | 2.2697 | 4.39 | 0.17859 | 0.0383 | 184.8201 | 2.3137 | 4.3 | 0.17497 | 0.03712 | 187.7082 | 2.4527 | 4.06 | 0.16516 | 0.03519 | 185.9135 | 2.4677 | 4.37 | 0.17364 | 0.03633 | 185.9161 | 2.7908 | 3.88 | 0.15369 | 0.0323 | 194.6553 | 2.7128 | 4.3 | 0.16637 | 0.03513 | 183.1122 | 3.181 | 3.94 | 0.14811 | 0.03044 | 177.3993 | 3.432 | 3.41 | 0.13129 | 0.02693 | 185.3774 | 3.339 | 3.75 | 0.14119 | 0.02915 | 179.6715 | 3.6731 | 3.2 | 0.12304 | 0.02525 | 178.7608 | 3.6841 | 3.42 | 0.12817 | 0.02605 | 174.5993 | 3.7381 | 3.37 | 0.12623 | 0.02547 | 168.7175 | 4.4263 | 2.85 | 0.10653 | 0.02138 | 166.8428 | 4.7214 | 2.68 | 0.09995 | 0.02 | 166.8265 | 4.7214 | 2.86 | 0.10401 | 0.02069 | 172.2171 | 4.8225 | 2.8 | 0.10198 | 0.02061 | 174.089 | 5.0765 | 2.66 | 0.09697 | 0.01955 | 159.0197 | 6.708 | 2.16 | 0.07624 | 0.01502 | 156.0994 | 6.7861 | 2.14 | 0.07534 | 0.01477 | 157.5994 | 8.5406 | 2.02 | 0.07299 | 0.01304 | 161.4127 | 8.7546 | 1.97 | 0.07126 | 0.01278 | 155.153 | 8.9667 | 1.92 | 0.06953 | 0.01235 | 165.5544 | 8.6206 | 2.25 | 0.08645 | 0.01391 | 177.4207 | 9.5579 | 2.27 | 0.0884 | 0.01401 | 173.7173 | 10.6132 | 2.06 | 0.07973 | 0.01273 | 173.0376 | 11.3235 | 2.13 | 0.08206 | 0.01275 | 181.8953 | 12.3936 | 2.13 | 0.08087 | 0.01208 | 177.5841 | 12.6439 | 2.09 | 0.07937 | 0.01217 | 193.4257 | 13.494 | 2.31 | 0.08397 | 0.01283 | 176.7962 | 16.525 | 1.92 | 0.06886 | 0.01047 | 177.6947 | 16.7651 | 1.9 | 0.06803 | 0.0105 | 180.3084 | 17.4154 | 1.95 | 0.06872 | 0.01059 | 179.443 | 18.3855 | 1.87 | 0.06538 | 0.0101 | 172.3856 | 20.8067 | 1.77 | 0.06035 | 0.00947 | 170.1809 | 22.497 | 1.62 | 0.05556 | 0.00849 | 168.0312 | 22.6571 | 1.61 | 0.05517 | 0.00842
178.5714 | 0.0028628 | 50.47 | 2.18 | 3.56 | 198.6097 | 0.0026798 | 121.2 | 4.9 | 6.2 | 198.939 | 0.0026768 | 182.31 | 7.67 | 7.75 | 198.939 | 0.010723 | 45.49 | 1.91 | 1.86 | 199.8501 | 0.010693 | 60.88 | 2.65 | 2.19 | 213.797 | 0.023137 | 53.05 | 2.08 | 1.43 | 179.7663 | 0.069182 | 21.01 | 0.76832 | 0.48203 | 181.6695 | 0.068722 | 23.52 | 0.90721 | 0.5156 | 166.6667 | 0.10533 | 15.28 | 0.58933 | 0.31987 | 178.5332 | 0.13954 | 14.47 | 0.60021 | 0.27513 | 183.3333 | 0.13724 | 16.21 | 0.66936 | 0.29769 | 187.5586 | 0.17685 | 13.75 | 0.55959 | 0.24272 | 191.1877 | 0.17475 | 15.09 | 0.60279 | 0.25838 | 194.4552 | 0.17295 | 16.45 | 0.6429 | 0.27351 | 197.3892 | 0.21637 | 14.09 | 0.53854 | 0.22686 | 187.575 | 0.27468 | 11.08 | 0.42334 | 0.17427 | 190.5306 | 0.27198 | 11.94 | 0.44612 | 0.18328 | 181.8926 | 0.28009 | 11.57 | 0.4323 | 0.17441 | 187.6173 | 0.39402 | 9.28 | 0.37089 | 0.13299 | 185.3087 | 0.49484 | 8.28 | 0.33535 | 0.10928 | 196.5901 | 0.52966 | 8.48 | 0.34412 | 0.1107 | 189.8123 | 0.54136 | 8.28 | 0.3362 | 0.10668 | 187.6642 | 0.73691 | 6.7 | 0.26701 | 0.08097 | 185.8789 | 0.81184 | 6.54 | 0.25716 | 0.07631 | 189.3632 | 0.80254 | 7.13 | 0.27477 | 0.08086 | 194.6174 | 0.91076 | 6.31 | 0.24245 | 0.07113 | 200.1902 | 0.89505 | 7.35 | 0.30736 | 0.07849 | 200.1852 | 1.0603 | 6.2 | 0.25954 | 0.06725 | 204.7549 | 1.0463 | 7.08 | 0.3026 | 0.07317 | 208.5375 | 1.0343 | 7.96 | 0.33889 | 0.07875 | 208.5593 | 1.2394 | 6.66 | 0.28299 | 0.06591 | 200.2202 | 1.2704 | 6.48 | 0.27558 | 0.0632 | 215.9234 | 1.3314 | 6.84 | 0.28573 | 0.06525 | 211.7787 | 1.4704 | 6.19 | 0.25864 | 0.05854 | 214.5347 | 1.6935 | 5.88 | 0.2401 | 0.05371 | 207.1287 | 2.0166 | 4.95 | 0.20155 | 0.04446 | 203.3538 | 2.0386 | 5.3 | 0.21073 | 0.0455 | 206.5787 | 2.1616 | 5.01 | 0.19904 | 0.04326 | 200.2218 | 2.2026 | 4.91 | 0.19505 | 0.04193 | 203.3506 | 2.3357 | 4.63 | 0.18409 | 0.03974 | 200.2145 | 2.3577 | 4.94 | 0.19147 | 0.04067 | 200.2174 | 2.6668 | 4.38 | 0.16944 | 0.03613 | 208.5593 | 2.6018 | 4.82 | 0.18179 | 0.03899 | 195.3197 | 3.0569 | 4.38 | 0.16072 | 0.03354 | 190.0707 | 3.288 | 3.81 | 0.1435 | 0.02987 | 197.7359 | 3.2099 | 4.17 | 0.15319 | 0.03211 | 192.5051 | 3.521 | 3.58 | 0.13441 | 0.02797 | 190.6782 | 3.542 | 3.8 | 0.13903 | 0.02867 | 186.2392 | 3.5931 | 3.74 | 0.13694 | 0.02803 | 179.9654 | 4.2523 | 3.16 | 0.11559 | 0.02352 | 177.9656 | 4.5353 | 2.97 | 0.10843 | 0.02199 | 177.2532 | 4.5464 | 3.15 | 0.11217 | 0.02262 | 182.9806 | 4.6454 | 3.09 | 0.10995 | 0.02252 | 184.9696 | 4.8914 | 2.94 | 0.10453 | 0.02136 | 168.3738 | 6.4739 | 2.37 | 0.08175 | 0.0163 | 165.2817 | 6.548 | 2.34 | 0.0808 | 0.01603 | 177.2994 | 7.9463 | 2.43 | 0.09378 | 0.01538 | 181.5893 | 8.1534 | 2.37 | 0.09151 | 0.01508 | 174.5471 | 8.3495 | 2.32 | 0.08931 | 0.01456 | 183.9493 | 8.0914 | 2.66 | 0.10415 | 0.01613 | 195.1628 | 9.0336 | 2.64 | 0.10266 | 0.01597 | 191.089 | 10.033 | 2.39 | 0.09256 | 0.01448 | 188.7683 | 10.7733 | 2.44 | 0.09308 | 0.01434 | 197.0533 | 11.8433 | 2.41 | 0.09023 | 0.01345 | 192.3828 | 12.0836 | 2.37 | 0.08855 | 0.01354 | 207.2419 | 12.9938 | 2.57 | 0.09161 | 0.01405 | 189.4246 | 15.9147 | 2.13 | 0.07507 | 0.01142 | 190.3872 | 16.1447 | 2.11 | 0.07415 | 0.01144 | 192.329 | 16.8151 | 2.15 | 0.07433 | 0.01148 | 191.4059 | 17.7652 | 2.06 | 0.07067 | 0.01093 | 193.9338 | 19.536 | 2.11 | 0.07715 | 0.01092 | 191.4535 | 21.1063 | 1.94 | 0.07116 | 0.00981 | 189.0351 | 21.2564 | 1.92 | 0.07067 | 0.00972
198.4127 | 0.0026808 | 60.25 | 2.69 | 4.21 | 223.4359 | 0.0024957 | 147.53 | 6.29 | 7.45 | 215.5172 | 0.0025508 | 208.41 | 8.61 | 8.79 | 215.5172 | 0.010213 | 52 | 2.15 | 2.11 | 224.8314 | 0.0099639 | 74.11 | 3.28 | 2.64 | 228.0502 | 0.022266 | 59.07 | 2.26 | 1.58 | 199.7403 | 0.06476 | 25.1 | 0.96726 | 0.57013 | 204.3782 | 0.06385 | 28.68 | 1.17 | 0.62185 | 187.5 | 0.09773 | 18.65 | 0.76188 | 0.38626 | 196.3865 | 0.13144 | 16.99 | 0.70099 | 0.3203 | 200 | 0.12994 | 18.77 | 0.76359 | 0.34191 | 203.1885 | 0.16835 | 15.73 | 0.62777 | 0.27559 | 205.8945 | 0.16695 | 17.1 | 0.66785 | 0.29057 | 208.3449 | 0.16575 | 18.47 | 0.70537 | 0.30506 | 210.5485 | 0.20796 | 15.71 | 0.58628 | 0.25122 | 200.08 | 0.26388 | 12.35 | 0.46103 | 0.19306 | 214.347 | 0.25297 | 14.55 | 0.58082 | 0.22079 | 204.6292 | 0.26028 | 14.1 | 0.56342 | 0.21026 | 208.4636 | 0.36911 | 11.08 | 0.4506 | 0.15707 | 203.8396 | 0.46673 | 9.7 | 0.39201 | 0.12677 | 214.4619 | 0.50214 | 9.81 | 0.39276 | 0.12688 | 207.0679 | 0.51295 | 9.58 | 0.38386 | 0.12231 | 203.3029 | 0.7017 | 7.65 | 0.29954 | 0.09167 | 200.1773 | 0.77532 | 7.4 | 0.2851 | 0.08571 | 216.4151 | 0.73931 | 8.91 | 0.37318 | 0.09961 | 222.4199 | 0.83963 | 7.87 | 0.329 | 0.08751 | 225.214 | 0.83343 | 8.93 | 0.38103 | 0.09422 | 225.2083 | 0.98758 | 7.54 | 0.32172 | 0.08072 | 227.5054 | 0.98168 | 8.43 | 0.35839 | 0.08613 | 229.3913 | 0.97688 | 9.33 | 0.39029 | 0.09125 | 229.4152 | 1.1703 | 7.8 | 0.32588 | 0.07635 | 220.2423 | 1.1993 | 7.59 | 0.31749 | 0.07323 | 235.5528 | 1.2644 | 7.89 | 0.3227 | 0.07458 | 231.0314 | 1.3964 | 7.15 | 0.29215 | 0.0669 | 232.4126 | 1.6155 | 6.71 | 0.26739 | 0.06069 | 224.3894 | 1.9225 | 5.64 | 0.2245 | 0.05021 | 218.9964 | 1.9506 | 5.98 | 0.23224 | 0.05093 | 222.4694 | 2.0676 | 5.65 | 0.21931 | 0.04841 | 215.6235 | 2.1066 | 5.54 | 0.21497 | 0.04693 | 218.9929 | 2.2346 | 5.23 | 0.20285 | 0.04447 | 214.5156 | 2.2616 | 5.53 | 0.2092 | 0.04515 | 214.5186 | 2.5587 | 4.9 | 0.1851 | 0.04009 | 222.4632 | 2.5037 | 5.35 | 0.19714 | 0.04297 | 207.5271 | 2.9469 | 4.83 | 0.17331 | 0.03673 | 202.7421 | 3.1619 | 4.24 | 0.15568 | 0.03291 | 210.0944 | 3.0949 | 4.61 | 0.16518 | 0.03517 | 205.3388 | 3.388 | 3.98 | 0.14575 | 0.03079 | 202.5956 | 3.415 | 4.19 | 0.14987 | 0.03138 | 197.8792 | 3.463 | 4.13 | 0.14764 | 0.03067 | 191.2132 | 4.0972 | 3.49 | 0.12464 | 0.02573 | 189.0885 | 4.3703 | 3.28 | 0.11692 | 0.02404 | 187.6799 | 4.3893 | 3.46 | 0.12033 | 0.0246 | 193.7442 | 4.4863 | 3.39 | 0.11793 | 0.02449 | 195.8502 | 4.7244 | 3.22 | 0.1121 | 0.02322 | 187.082 | 6.0698 | 2.8 | 0.10256 | 0.01897 | 183.6463 | 6.1378 | 2.77 | 0.10138 | 0.01865 | 196.9993 | 7.4601 | 2.87 | 0.11297 | 0.01785 | 201.7659 | 7.6632 | 2.8 | 0.11018 | 0.0175 | 193.9413 | 7.8422 | 2.74 | 0.10756 | 0.0169 | 202.3443 | 7.6502 | 3.09 | 0.12102 | 0.01846 | 212.9049 | 8.5894 | 3.03 | 0.1165 | 0.01802 | 208.4607 | 9.5417 | 2.74 | 0.105 | 0.01631 | 204.499 | 10.2831 | 2.76 | 0.10387 | 0.01599 | 212.2112 | 11.3631 | 2.7 | 0.09945 | 0.01487 | 207.1815 | 11.5934 | 2.66 | 0.09757 | 0.01495 | 221.058 | 12.5436 | 2.83 | 0.09918 | 0.0153 | 202.0529 | 15.3744 | 2.34 | 0.08122 | 0.01239 | 203.0797 | 15.5845 | 2.32 | 0.08021 | 0.01241 | 216.3701 | 15.7945 | 2.57 | 0.09519 | 0.01333 | 215.3316 | 16.7047 | 2.46 | 0.09033 | 0.01265 | 215.4819 | 18.4955 | 2.47 | 0.09247 | 0.01244 | 212.7261 | 19.9658 | 2.27 | 0.0854 | 0.01118 | 210.039 | 20.0958 | 2.26 | 0.08481 | 0.01108
223.2143 | 0.0024977 | 73.35 | 3.39 | 5.06 | 248.2622 | 0.0023477 | 175.65 | 7.58 | 8.77 | 232.0955 | 0.0024407 | 235.74 | 9.54 | 9.86 | 232.0955 | 0.0097787 | 58.82 | 2.38 | 2.37 | 249.8126 | 0.0093726 | 88.23 | 3.87 | 3.1 | 242.3033 | 0.021496 | 65.31 | 2.44 | 1.74 | 224.7079 | 0.060298 | 30.57 | 1.25 | 0.6865 | 227.0869 | 0.059918 | 34.21 | 1.41 | 0.73403 | 208.3333 | 0.091558 | 22.26 | 0.92159 | 0.45655 | 214.2398 | 0.12464 | 19.66 | 0.7991 | 0.36758 | 216.6667 | 0.12374 | 21.46 | 0.85619 | 0.388 | 218.8184 | 0.16095 | 17.81 | 0.69516 | 0.30973 | 220.6012 | 0.16015 | 19.19 | 0.73241 | 0.3239 | 222.2346 | 0.15945 | 20.57 | 0.76751 | 0.33764 | 236.867 | 0.19386 | 19.11 | 0.76155 | 0.30217 | 225.09 | 0.24567 | 15.03 | 0.59954 | 0.23239 | 238.1633 | 0.23757 | 17.34 | 0.70421 | 0.26037 | 227.3657 | 0.24417 | 16.82 | 0.68365 | 0.24813 | 229.31 | 0.3486 | 12.99 | 0.52645 | 0.18235 | 222.3705 | 0.44302 | 11.21 | 0.44694 | 0.14505 | 232.3337 | 0.47873 | 11.2 | 0.44041 | 0.14373 | 224.3236 | 0.48874 | 10.95 | 0.43058 | 0.1386 | 218.9416 | 0.67128 | 8.64 | 0.33162 | 0.10276 | 228.7741 | 0.7152 | 9.24 | 0.38667 | 0.10549 | 243.467 | 0.68969 | 10.83 | 0.46206 | 0.11952 | 250.2224 | 0.7838 | 9.56 | 0.40713 | 0.1049 | 250.2377 | 0.78371 | 10.62 | 0.45071 | 0.11078 | 250.2315 | 0.92875 | 8.97 | 0.38052 | 0.09491 | 250.2559 | 0.92865 | 9.87 | 0.41231 | 0.09971 | 250.245 | 0.92876 | 10.76 | 0.44056 | 0.10429 | 250.2711 | 1.1133 | 8.99 | 0.36782 | 0.08723 | 240.2643 | 1.1393 | 8.76 | 0.35852 | 0.0837 | 255.1822 | 1.2083 | 9 | 0.35909 | 0.08426 | 250.284 | 1.3334 | 8.15 | 0.32515 | 0.07558 | 250.2905 | 1.5474 | 7.57 | 0.29438 | 0.06792 | 241.6501 | 1.8405 | 6.37 | 0.24721 | 0.05617 | 234.639 | 1.8725 | 6.7 | 0.25361 | 0.05654 | 238.3601 | 1.9855 | 6.33 | 0.23943 | 0.05373 | 231.0251 | 2.0226 | 6.21 | 0.23476 | 0.05209 | 234.6353 | 2.1456 | 5.86 | 0.22149 | 0.04935 | 228.8166 | 2.1776 | 6.15 | 0.22686 | 0.04978 | 228.8199 | 2.4627 | 5.45 | 0.2007 | 0.04418 | 236.3672 | 2.4167 | 5.91 | 0.21244 | 0.04707 | 219.7346 | 2.8488 | 5.3 | 0.18588 | 0.04002 | 215.4135 | 3.0489 | 4.68 | 0.16784 | 0.03603 | 222.4529 | 2.9918 | 5.06 | 0.17714 | 0.03831 | 218.1725 | 3.2689 | 4.39 | 0.15705 | 0.03369 | 214.513 | 3.3009 | 4.6 | 0.1607 | 0.03415 | 209.5192 | 3.3469 | 4.53 | 0.15832 | 0.03339 | 202.461 | 3.9581 | 3.83 | 0.13369 | 0.028 | 200.2113 | 4.2212 | 3.6 | 0.12539 | 0.02615 | 208.5332 | 4.1202 | 4.1 | 0.15104 | 0.02873 | 215.2713 | 4.2132 | 4.02 | 0.14794 | 0.02858 | 217.6113 | 4.4382 | 3.82 | 0.14056 | 0.0271 | 210.4672 | 5.6586 | 3.39 | 0.1318 | 0.02249 | 206.6021 | 5.7206 | 3.35 | 0.13031 | 0.02211 | 216.6992 | 7.056 | 3.35 | 0.13128 | 0.02045 | 221.9424 | 7.254 | 3.26 | 0.12796 | 0.02004 | 213.3354 | 7.42 | 3.19 | 0.12496 | 0.01935 | 220.7392 | 7.277 | 3.55 | 0.13738 | 0.02089 | 230.6469 | 8.2093 | 3.44 | 0.13004 | 0.02015 | 225.8325 | 9.1185 | 3.11 | 0.11718 | 0.01821 | 220.2297 | 9.8609 | 3.1 | 0.1145 | 0.0177 | 227.3692 | 10.9329 | 3.01 | 0.10856 | 0.01634 | 221.9802 | 11.1632 | 2.96 | 0.10649 | 0.01641 | 248.6902 | 11.7832 | 3.4 | 0.12723 | 0.0179 | 227.3095 | 14.4439 | 2.8 | 0.10406 | 0.01442 | 228.4647 | 14.644 | 2.77 | 0.1027 | 0.01441 | 240.4112 | 14.9541 | 3.02 | 0.11418 | 0.01526 | 239.2573 | 15.8242 | 2.88 | 0.10823 | 0.01444 | 237.0301 | 17.615 | 2.85 | 0.10693 | 0.01402 | 233.9987 | 19.0053 | 2.62 | 0.09883 | 0.01262 | 231.0429 | 19.1254 | 2.6 | 0.09816 | 0.0125
248.0159 | 0.0023496 | 87.35 | 4.06 | 5.96 | 273.0884 | 0.0022256 | 205.44 | 8.82 | 10.15 | 265.252 | 0.0022626 | 293.79 | 12.77 | 12.11 | 265.252 | 0.0090614 | 73.32 | 3.19 | 2.91 | 274.7939 | 0.0088864 | 103.19 | 4.45 | 3.59 | 256.5564 | 0.020806 | 71.78 | 2.62 | 1.9 | 249.6754 | 0.056696 | 36.41 | 1.5 | 0.80902 | 249.7956 | 0.056676 | 40.07 | 1.65 | 0.85149 | 229.1667 | 0.086465 | 26.1 | 1.07 | 0.53032 | 232.0931 | 0.11873 | 22.47 | 0.89538 | 0.41679 | 233.3333 | 0.11843 | 24.29 | 0.94762 | 0.43581 | 234.4483 | 0.15444 | 19.98 | 0.76195 | 0.34503 | 235.308 | 0.15414 | 21.36 | 0.79656 | 0.35829 | 250.0139 | 0.14884 | 25.01 | 0.99532 | 0.40566 | 263.1856 | 0.18245 | 22.75 | 0.92176 | 0.35576 | 250.1 | 0.23096 | 17.91 | 0.72628 | 0.27382 | 261.9796 | 0.22496 | 20.3 | 0.82126 | 0.30178 | 250.1023 | 0.23096 | 19.7 | 0.79782 | 0.2878 | 250.1563 | 0.33129 | 15 | 0.59983 | 0.20872 | 240.9013 | 0.42281 | 12.79 | 0.50067 | 0.16405 | 250.2055 | 0.45852 | 12.66 | 0.48731 | 0.16118 | 241.5792 | 0.46793 | 12.38 | 0.47661 | 0.15549 | 250.2189 | 0.62136 | 10.76 | 0.44799 | 0.12605 | 257.3708 | 0.66808 | 11.22 | 0.47829 | 0.12647 | 270.5189 | 0.64957 | 12.87 | 0.54594 | 0.14044 | 278.0249 | 0.73869 | 11.36 | 0.48079 | 0.12315 | 275.2615 | 0.74279 | 12.42 | 0.51789 | 0.12809 | 275.2546 | 0.88023 | 10.48 | 0.43721 | 0.10973 | 273.0065 | 0.88423 | 11.38 | 0.46493 | 0.11384 | 271.0988 | 0.88774 | 12.27 | 0.48998 | 0.11782 | 271.1271 | 1.0633 | 10.25 | 0.40905 | 0.09851 | 260.2863 | 1.0883 | 9.99 | 0.39889 | 0.09457 | 274.8116 | 1.1593 | 10.16 | 0.39502 | 0.09427 | 269.5366 | 1.2783 | 9.2 | 0.35774 | 0.08456 | 268.1684 | 1.4894 | 8.47 | 0.32113 | 0.07538 | 258.9108 | 1.7705 | 7.13 | 0.26972 | 0.06233 | 250.2816 | 1.8045 | 7.44 | 0.27485 | 0.06233 | 254.2508 | 1.9145 | 7.03 | 0.25944 | 0.05921 | 246.4268 | 1.9485 | 6.89 | 0.25443 | 0.05742 | 250.2777 | 2.0676 | 6.51 | 0.24002 | 0.05439 | 243.1176 | 2.1016 | 6.79 | 0.24444 | 0.05455 | 243.1211 | 2.3787 | 6.01 | 0.21623 | 0.04839 | 250.2711 | 2.3396 | 6.48 | 0.22769 | 0.05128 | 244.1496 | 2.6797 | 6.29 | 0.23304 | 0.04685 | 228.0848 | 2.9478 | 5.14 | 0.17997 | 0.03925 | 247.1699 | 2.8148 | 6 | 0.22201 | 0.04483 | 231.0062 | 3.1619 | 4.81 | 0.16833 | 0.03667 | 238.3478 | 3.1058 | 5.45 | 0.20132 | 0.03993 | 232.7991 | 3.1479 | 5.37 | 0.19843 | 0.03904 | 224.9567 | 3.719 | 4.55 | 0.16769 | 0.03273 | 222.457 | 3.9661 | 4.27 | 0.15725 | 0.03054 | 234.5998 | 3.846 | 4.96 | 0.19408 | 0.03417 | 242.1803 | 3.9361 | 4.86 | 0.18995 | 0.03398 | 244.8127 | 4.1481 | 4.62 | 0.1804 | 0.03221 | 233.8525 | 5.3244 | 4.01 | 0.1587 | 0.0262 | 229.5579 | 5.3805 | 3.97 | 0.15693 | 0.02576 | 236.3992 | 6.7148 | 3.84 | 0.149 | 0.02315 | 242.119 | 6.9098 | 3.75 | 0.14515 | 0.02269 | 232.7295 | 7.0629 | 3.66 | 0.14179 | 0.0219 | 239.1341 | 6.9569 | 4.03 | 0.15337 | 0.02341 | 248.389 | 7.8791 | 3.86 | 0.14335 | 0.02235 | 243.2042 | 8.7514 | 3.49 | 0.12915 | 0.02018 | 235.9604 | 9.4907 | 3.46 | 0.12501 | 0.01947 | 242.5271 | 10.5528 | 3.33 | 0.11758 | 0.01784 | 236.7789 | 10.773 | 3.27 | 0.11532 | 0.01791 | 276.3225 | 11.1629 | 3.99 | 0.15274 | 0.02061 | 252.5661 | 13.6836 | 3.29 | 0.12483 | 0.01653 | 253.8496 | 13.8737 | 3.25 | 0.12316 | 0.0165 | 264.4523 | 14.2538 | 3.49 | 0.13207 | 0.01727 | 263.1831 | 15.0939 | 3.32 | 0.12507 | 0.0163 | 258.5783 | 16.8746 | 3.24 | 0.1208 | 0.01565 | 255.2714 | 18.1849 | 2.99 | 0.11174 | 0.0141 | 252.0468 | 18.3049 | 2.97 | 0.11099 | 0.01396
272.8175 | 0.0022276 | 102.17 | 4.71 | 6.9 | 297.9146 | 0.0021236 | 236.76 | 10.02 | 11.57 | 298.4085 | 0.0021226 | 356.05 | 15.69 | 14.47 | 298.4085 | 0.0085002 | 88.87 | 3.92 | 3.49 | 299.7752 | 0.0084792 | 118.92 | 5.01 | 4.09 | 285.0627 | 0.019625 | 85.3 | 3.26 | 2.23 | 274.643 | 0.053725 | 42.61 | 1.75 | 0.93697 | 272.5043 | 0.053965 | 46.25 | 1.87 | 0.97366 | 250 | 0.082183 | 30.16 | 1.22 | 0.60723 | 249.9464 | 0.11373 | 25.41 | 0.99032 | 0.46775 | 250 | 0.11373 | 27.24 | 1.04 | 0.4852 | 250.0781 | 0.14874 | 22.23 | 0.82825 | 0.38142 | 264.7215 | 0.14404 | 25.95 | 1.03 | 0.42998 | 277.7932 | 0.14024 | 29.74 | 1.2 | 0.47705 | 289.5042 | 0.17305 | 26.6 | 1.07 | 0.41165 | 275.11 | 0.21886 | 20.95 | 0.84637 | 0.31711 | 285.7959 | 0.21436 | 23.41 | 0.93416 | 0.34481 | 272.8389 | 0.21986 | 22.73 | 0.90808 | 0.32908 | 271.0027 | 0.31669 | 17.11 | 0.67148 | 0.23606 | 259.4322 | 0.4054 | 14.44 | 0.5535 | 0.18369 | 285.9492 | 0.42551 | 15.76 | 0.65691 | 0.1977 | 276.0906 | 0.43381 | 15.42 | 0.64317 | 0.19087 | 281.4963 | 0.58205 | 13.04 | 0.55261 | 0.15062 | 285.9676 | 0.63006 | 13.33 | 0.5646 | 0.14847 | 297.5707 | 0.61666 | 15.03 | 0.62664 | 0.16226 | 305.8274 | 0.70167 | 13.26 | 0.55161 | 0.14215 | 300.2853 | 0.70857 | 14.3 | 0.58329 | 0.14605 | 300.2778 | 0.83971 | 12.07 | 0.4924 | 0.12512 | 295.757 | 0.84652 | 12.96 | 0.51656 | 0.12847 | 291.9525 | 0.85242 | 13.84 | 0.53872 | 0.13178 | 291.983 | 1.0213 | 11.56 | 0.44971 | 0.11016 | 280.3083 | 1.0443 | 11.27 | 0.43873 | 0.10581 | 294.441 | 1.1163 | 11.36 | 0.43056 | 0.10457 | 288.7892 | 1.2313 | 10.29 | 0.38999 | 0.09381 | 286.0463 | 1.4374 | 9.41 | 0.34765 | 0.08304 | 276.1716 | 1.7074 | 7.91 | 0.29207 | 0.06866 | 265.9242 | 1.7435 | 8.21 | 0.29598 | 0.06828 | 270.1414 | 1.8505 | 7.76 | 0.27932 | 0.06484 | 261.8285 | 1.8825 | 7.61 | 0.274 | 0.06289 | 265.92 | 1.9985 | 7.18 | 0.25845 | 0.05956 | 257.4187 | 2.0345 | 7.45 | 0.26196 | 0.05944 | 257.4223 | 2.3026 | 6.6 | 0.2317 | 0.05271 | 278.079 | 2.2066 | 7.69 | 0.28474 | 0.06 | 274.6683 | 2.5097 | 7.61 | 0.29887 | 0.05581 | 253.4276 | 2.7758 | 6.09 | 0.22543 | 0.04593 | 278.0661 | 2.6367 | 7.25 | 0.28462 | 0.05339 | 256.6735 | 2.9798 | 5.71 | 0.21058 | 0.04285 | 268.1412 | 2.9088 | 6.59 | 0.25805 | 0.04751 | 261.8989 | 2.9468 | 6.5 | 0.25447 | 0.04646 | 253.0763 | 3.4769 | 5.5 | 0.21524 | 0.03895 | 250.2642 | 3.708 | 5.16 | 0.20183 | 0.03632 | 260.6665 | 3.625 | 5.88 | 0.23357 | 0.03989 | 269.0892 | 3.712 | 5.76 | 0.22846 | 0.03964 | 272.0141 | 3.913 | 5.47 | 0.21691 | 0.03757 | 257.2377 | 5.0473 | 4.67 | 0.18424 | 0.03007 | 252.5137 | 5.0993 | 4.62 | 0.18222 | 0.02957 | 256.0991 | 6.4237 | 4.36 | 0.1663 | 0.02595 | 262.2956 | 6.6147 | 4.25 | 0.16192 | 0.02542 | 252.1237 | 6.7578 | 4.16 | 0.15823 | 0.02454 | 257.529 | 6.6797 | 4.53 | 0.16908 | 0.02602 | 266.1311 | 7.591 | 4.3 | 0.15648 | 0.02461 | 260.5759 | 8.4302 | 3.89 | 0.14097 | 0.0222 | 251.691 | 9.1625 | 3.82 | 0.1354 | 0.02128 | 272.843 | 9.9105 | 4 | 0.15103 | 0.02096 | 266.3762 | 10.1127 | 3.93 | 0.14806 | 0.02102 | 303.9547 | 10.6427 | 4.62 | 0.17674 | 0.02341 | 277.8227 | 13.0433 | 3.8 | 0.14438 | 0.01872 | 279.2346 | 13.2334 | 3.76 | 0.14243 | 0.01867 | 288.4934 | 13.6635 | 3.98 | 0.14922 | 0.01933 | 287.1088 | 14.4736 | 3.78 | 0.14121 | 0.01822 | 280.1265 | 16.2343 | 3.66 | 0.13425 | 0.01733 | 276.544 | 17.4845 | 3.37 | 0.12426 | 0.01562 | 273.0507 | 17.5946 | 3.35 | 0.12343 | 0.01548
297.619 | 0.0021255 | 117.76 | 5.35 | 7.87 | 322.7408 | 0.0020375 | 269.5 | 11.19 | 13.05 | 331.565 | 0.0020095 | 422.11 | 18.46 | 16.93 | 331.565 | 0.008049 | 105.36 | 4.61 | 4.08 | 324.7564 | 0.0081341 | 135.36 | 5.57 | 4.61 | 320.6956 | 0.018445 | 103.27 | 4.16 | 2.66 | 299.6105 | 0.051244 | 49.12 | 1.98 | 1.07 | 295.213 | 0.051654 | 52.73 | 2.09 | 1.1 | 270.8333 | 0.078552 | 34.41 | 1.37 | 0.68697 | 267.7998 | 0.10943 | 28.48 | 1.08 | 0.52033 | 266.6667 | 0.10963 | 30.3 | 1.13 | 0.53604 | 281.3379 | 0.13924 | 26.99 | 1.07 | 0.45715 | 294.1349 | 0.13594 | 30.84 | 1.25 | 0.50507 | 305.5725 | 0.13323 | 34.75 | 1.4 | 0.55137 | 315.8227 | 0.16524 | 30.64 | 1.22 | 0.46957 | 300.12 | 0.20875 | 24.15 | 0.96206 | 0.36203 | 309.6123 | 0.20535 | 26.68 | 1.04 | 0.38928 | 295.5755 | 0.21046 | 25.91 | 1.02 | 0.3718 | 291.8491 | 0.30398 | 19.31 | 0.7418 | 0.26429 | 296.494 | 0.37689 | 17.94 | 0.74434 | 0.22471 | 321.6928 | 0.3997 | 19.08 | 0.8089 | 0.23608 | 310.6019 | 0.4071 | 18.67 | 0.7926 | 0.22811 | 312.7737 | 0.55053 | 15.46 | 0.65086 | 0.17628 | 314.5643 | 0.59885 | 15.56 | 0.64751 | 0.17136 | 324.6226 | 0.58915 | 17.3 | 0.70505 | 0.18484 | 333.6299 | 0.67076 | 15.25 | 0.62036 | 0.16182 | 325.309 | 0.67946 | 16.27 | 0.64732 | 0.16459 | 325.3009 | 0.8053 | 13.74 | 0.54643 | 0.141 | 318.5076 | 0.8141 | 14.6 | 0.56737 | 0.14353 | 312.8063 | 0.82181 | 15.48 | 0.58686 | 0.14614 | 312.8389 | 0.98485 | 12.93 | 0.48987 | 0.12214 | 300.3304 | 1.0063 | 12.61 | 0.47813 | 0.11737 | 314.0704 | 1.0783 | 12.6 | 0.46574 | 0.11515 | 308.0418 | 1.1893 | 11.42 | 0.42193 | 0.10331 | 303.9242 | 1.3914 | 10.38 | 0.37397 | 0.0909 | 293.4323 | 1.6524 | 8.73 | 0.31426 | 0.07515 | 281.5668 | 1.6894 | 9.01 | 0.31699 | 0.07437 | 286.0321 | 1.7935 | 8.51 | 0.2991 | 0.07061 | 277.2302 | 1.8245 | 8.35 | 0.29348 | 0.0685 | 281.5624 | 1.9365 | 7.88 | 0.27678 | 0.06487 | 286.0207 | 1.9205 | 8.83 | 0.32747 | 0.06957 | 286.0248 | 2.1726 | 7.82 | 0.28957 | 0.06165 | 312.8389 | 2.0725 | 9.29 | 0.36414 | 0.07141 | 305.187 | 2.3716 | 9.02 | 0.35901 | 0.06519 | 285.1061 | 2.6017 | 7.37 | 0.28885 | 0.05468 | 308.9624 | 2.4936 | 8.59 | 0.34181 | 0.06235 | 288.7577 | 2.7947 | 6.89 | 0.26948 | 0.05094 | 297.9347 | 2.7497 | 7.8 | 0.30989 | 0.05543 | 290.9988 | 2.7837 | 7.69 | 0.30572 | 0.05422 | 281.1959 | 3.2818 | 6.51 | 0.25877 | 0.04547 | 278.0713 | 3.4989 | 6.11 | 0.24266 | 0.04238 | 286.7331 | 3.4419 | 6.85 | 0.27098 | 0.04585 | 295.9981 | 3.5269 | 6.7 | 0.26491 | 0.04553 | 299.2155 | 3.7189 | 6.37 | 0.25146 | 0.04314 | 280.623 | 4.8152 | 5.37 | 0.20888 | 0.0341 | 275.4694 | 4.8632 | 5.31 | 0.20664 | 0.03353 | 275.799 | 6.1716 | 4.91 | 0.18329 | 0.02884 | 282.4722 | 6.3596 | 4.78 | 0.17837 | 0.02824 | 271.5178 | 6.4936 | 4.67 | 0.17436 | 0.02727 | 275.924 | 6.4386 | 5.05 | 0.18456 | 0.02869 | 283.8732 | 7.3369 | 4.76 | 0.16945 | 0.02694 | 277.9476 | 8.1471 | 4.3 | 0.15264 | 0.02428 | 283.1524 | 8.6113 | 4.59 | 0.17391 | 0.02503 | 303.1589 | 9.3913 | 4.71 | 0.18139 | 0.02422 | 295.9736 | 9.5835 | 4.62 | 0.1778 | 0.02426 | 331.587 | 10.2025 | 5.28 | 0.19973 | 0.0263 | 303.0793 | 12.503 | 4.34 | 0.1631 | 0.02098 | 304.6196 | 12.6831 | 4.29 | 0.16088 | 0.02091 | 312.5346 | 13.1533 | 4.49 | 0.16581 | 0.02145 | 311.0345 | 13.9434 | 4.26 | 0.15683 | 0.02019 | 301.6747 | 15.674 | 4.09 | 0.14737 | 0.01904 | 297.8166 | 16.8743 | 3.77 | 0.13647 | 0.01719 | 294.0546 | 16.9743 | 3.75 | 0.13558 | 0.01702
322.4206 | 0.0020385 | 134.05 | 5.98 | 8.88 | 347.567 | 0.0019625 | 303.56 | 12.35 | 14.56 | 364.7215 | 0.0019175 | 491.61 | 21.11 | 19.47 | 364.7215 | 0.0076788 | 122.72 | 5.27 | 4.69 | 349.7377 | 0.0078379 | 152.46 | 6.11 | 5.15 | 356.3284 | 0.017494 | 122.29 | 4.98 | 3.11 | 324.578 | 0.049143 | 55.93 | 2.21 | 1.21 | 317.9217 | 0.049673 | 59.48 | 2.31 | 1.23 | 291.6667 | 0.07542 | 38.85 | 1.51 | 0.76925 | 285.6531 | 0.10553 | 31.66 | 1.18 | 0.57437 | 300 | 0.10283 | 36.74 | 1.46 | 0.64166 | 312.5977 | 0.13163 | 32.04 | 1.29 | 0.5363 | 323.5484 | 0.12923 | 36 | 1.45 | 0.5831 | 333.3519 | 0.12733 | 40 | 1.59 | 0.62824 | 342.1413 | 0.15854 | 34.87 | 1.36 | 0.52927 | 325.1301 | 0.20015 | 27.49 | 1.07 | 0.40839 | 333.4286 | 0.19755 | 30.07 | 1.15 | 0.43503 | 318.312 | 0.20235 | 29.23 | 1.12 | 0.41579 | 333.5418 | 0.28347 | 23.97 | 0.99495 | 0.32307 | 333.5557 | 0.35468 | 21.68 | 0.91509 | 0.2677 | 357.4365 | 0.37899 | 22.59 | 0.95111 | 0.27602 | 345.1132 | 0.38569 | 22.12 | 0.93258 | 0.26691 | 344.051 | 0.52462 | 18 | 0.74491 | 0.20287 | 343.1611 | 0.57274 | 17.89 | 0.72794 | 0.19503 | 351.6745 | 0.56584 | 19.67 | 0.78164 | 0.2081 | 361.4324 | 0.64455 | 17.33 | 0.68748 | 0.18206 | 350.3328 | 0.65445 | 18.32 | 0.71018 | 0.18365 | 350.324 | 0.77579 | 15.47 | 0.59947 | 0.15732 | 341.2581 | 0.78589 | 16.32 | 0.61746 | 0.15899 | 333.66 | 0.7949 | 17.17 | 0.63446 | 0.16086 | 333.6948 | 0.95264 | 14.34 | 0.52959 | 0.13441 | 320.3524 | 0.97275 | 13.99 | 0.51711 | 0.12923 | 333.6997 | 1.0453 | 13.89 | 0.5006 | 0.12596 | 327.2944 | 1.1523 | 12.59 | 0.45358 | 0.11303 | 321.8021 | 1.3503 | 11.38 | 0.4001 | 0.09894 | 310.693 | 1.6034 | 9.57 | 0.33629 | 0.08179 | 312.852 | 1.5974 | 10.68 | 0.39545 | 0.08696 | 317.8134 | 1.6964 | 10.08 | 0.37292 | 0.08253 | 308.0335 | 1.7244 | 9.89 | 0.36621 | 0.0801 | 312.8471 | 1.8315 | 9.33 | 0.3452 | 0.07583 | 321.7733 | 1.8044 | 10.67 | 0.41858 | 0.0828 | 321.7779 | 2.0425 | 9.45 | 0.37004 | 0.07333 | 347.5988 | 1.9645 | 10.98 | 0.43641 | 0.08328 | 335.7057 | 2.2596 | 10.49 | 0.41576 | 0.07492 | 316.7845 | 2.4616 | 8.72 | 0.34673 | 0.06383 | 339.8586 | 2.3756 | 9.99 | 0.39574 | 0.07163 | 320.8419 | 2.6466 | 8.15 | 0.32319 | 0.05938 | 327.7282 | 2.6186 | 9.08 | 0.35882 | 0.06365 | 320.0987 | 2.6496 | 8.95 | 0.35411 | 0.06228 | 309.3155 | 3.1208 | 7.58 | 0.29994 | 0.05225 | 305.8784 | 3.3268 | 7.11 | 0.28128 | 0.04868 | 312.7998 | 3.2888 | 7.86 | 0.30698 | 0.05202 | 322.907 | 3.3728 | 7.69 | 0.29997 | 0.05163 | 326.4169 | 3.5569 | 7.31 | 0.28467 | 0.04891 | 304.0082 | 4.6171 | 6.09 | 0.23286 | 0.03825 | 298.4252 | 4.6612 | 6.03 | 0.23041 | 0.03762 | 295.499 | 5.9525 | 5.47 | 0.20001 | 0.03181 | 302.6488 | 6.1375 | 5.33 | 0.19455 | 0.03114 | 290.9119 | 6.2625 | 5.21 | 0.19024 | 0.03007 | 294.3189 | 6.2255 | 5.59 | 0.19984 | 0.03144 | 319.3573 | 6.9097 | 5.72 | 0.21737 | 0.03175 | 312.6911 | 7.6719 | 5.17 | 0.19579 | 0.02858 | 314.6138 | 8.1641 | 5.41 | 0.20883 | 0.02895 | 333.4748 | 8.9631 | 5.45 | 0.20991 | 0.02758 | 325.5709 | 9.1432 | 5.35 | 0.20576 | 0.02761 | 359.2192 | 9.8323 | 5.96 | 0.22193 | 0.02926 | 328.3359 | 12.0428 | 4.9 | 0.18121 | 0.0233 | 330.0045 | 12.2229 | 4.84 | 0.17872 | 0.0232 | 336.5757 | 12.7131 | 5.02 | 0.18196 | 0.02362 | 334.9603 | 13.4831 | 4.76 | 0.17202 | 0.02219 | 344.7711 | 14.7536 | 4.99 | 0.1948 | 0.02258 | 340.3618 | 15.8638 | 4.61 | 0.18067 | 0.02042 | 336.0624 | 15.9538 | 4.58 | 0.17954 | 0.02022
347.2222 | 0.0019635 | 151.01 | 6.6 | 9.91 | 397.2195 | 0.0018424 | 375.22 | 16.26 | 17.67 | 397.878 | 0.0018404 | 564.23 | 23.69 | 22.08 | 397.878 | 0.0073717 | 140.86 | 5.91 | 5.33 | 374.719 | 0.0075808 | 170.18 | 6.65 | 5.7 | 391.9612 | 0.016724 | 142.27 | 5.76 | 3.57 | 349.5456 | 0.047342 | 63.02 | 2.44 | 1.35 | 340.6304 | 0.047952 | 66.48 | 2.52 | 1.36 | 312.5 | 0.072709 | 43.47 | 1.65 | 0.85381 | 321.3597 | 0.099145 | 38.35 | 1.52 | 0.68641 | 333.3333 | 0.097295 | 43.58 | 1.75 | 0.7518 | 343.8575 | 0.12533 | 37.36 | 1.5 | 0.61838 | 352.9619 | 0.12373 | 41.41 | 1.64 | 0.66365 | 361.1312 | 0.12233 | 45.48 | 1.77 | 0.7073 | 368.4598 | 0.15284 | 39.26 | 1.5 | 0.59051 | 350.1401 | 0.19275 | 30.98 | 1.18 | 0.45602 | 381.0613 | 0.18504 | 37.23 | 1.54 | 0.52981 | 363.7852 | 0.18915 | 36.22 | 1.5 | 0.50711 | 375.2345 | 0.26746 | 28.94 | 1.22 | 0.38444 | 370.6174 | 0.33688 | 25.64 | 1.07 | 0.31233 | 393.1801 | 0.36218 | 26.29 | 1.09 | 0.31725 | 379.6245 | 0.36819 | 25.76 | 1.07 | 0.30702 | 375.3284 | 0.50301 | 20.66 | 0.83587 | 0.23026 | 371.7578 | 0.55073 | 20.33 | 0.80639 | 0.21936 | 378.7264 | 0.54583 | 22.13 | 0.85671 | 0.23195 | 389.2349 | 0.62214 | 19.49 | 0.75321 | 0.2028 | 375.3566 | 0.63284 | 20.45 | 0.77203 | 0.20316 | 375.3472 | 0.75017 | 17.26 | 0.65166 | 0.17402 | 364.0086 | 0.76128 | 18.08 | 0.66691 | 0.1748 | 354.5138 | 0.77119 | 18.92 | 0.68157 | 0.17589 | 354.5508 | 0.92432 | 15.8 | 0.56888 | 0.14695 | 340.3744 | 0.94323 | 15.42 | 0.55571 | 0.14135 | 353.3291 | 1.0162 | 15.22 | 0.53513 | 0.137 | 346.547 | 1.1203 | 13.79 | 0.48495 | 0.12295 | 357.5579 | 1.2813 | 13.46 | 0.49734 | 0.11548 | 345.2145 | 1.5194 | 11.32 | 0.41837 | 0.09548 | 351.9585 | 1.5054 | 12.88 | 0.50431 | 0.10336 | 357.5401 | 1.5994 | 12.15 | 0.47529 | 0.09803 | 346.5377 | 1.6244 | 11.93 | 0.46717 | 0.09521 | 351.9529 | 1.7254 | 11.25 | 0.44015 | 0.09009 | 357.5259 | 1.7124 | 12.62 | 0.50145 | 0.09656 | 357.531 | 1.9375 | 11.17 | 0.44323 | 0.08548 | 382.3587 | 1.8764 | 12.77 | 0.50434 | 0.09555 | 366.2243 | 2.1645 | 12.04 | 0.47015 | 0.08496 | 348.463 | 2.3466 | 10.14 | 0.40127 | 0.07331 | 370.7549 | 2.2765 | 11.47 | 0.44742 | 0.0812 | 352.9261 | 2.5246 | 9.47 | 0.37378 | 0.06812 | 357.5217 | 2.5086 | 10.41 | 0.40572 | 0.07213 | 349.1986 | 2.5376 | 10.27 | 0.40053 | 0.0706 | 337.435 | 2.9857 | 8.7 | 0.33948 | 0.05925 | 333.6856 | 3.1828 | 8.16 | 0.31838 | 0.0552 | 338.8664 | 3.1588 | 8.92 | 0.34193 | 0.05838 | 349.8159 | 3.2408 | 8.73 | 0.33397 | 0.0579 | 353.6183 | 3.4198 | 8.29 | 0.31687 | 0.05484 | 327.3935 | 4.4461 | 6.85 | 0.25632 | 0.04253 | 321.381 | 4.4881 | 6.77 | 0.25367 | 0.04182 | 315.1989 | 5.7594 | 6.06 | 0.21651 | 0.03485 | 322.8254 | 5.9414 | 5.89 | 0.2105 | 0.03411 | 310.306 | 6.0595 | 5.76 | 0.20591 | 0.03294 | 331.1088 | 5.8684 | 6.73 | 0.25624 | 0.03712 | 354.8415 | 6.5655 | 6.74 | 0.2607 | 0.03674 | 347.4345 | 7.2877 | 6.08 | 0.23482 | 0.03305 | 346.0752 | 7.7959 | 6.27 | 0.24161 | 0.03299 | 363.7907 | 8.6039 | 6.23 | 0.23716 | 0.03105 | 355.1683 | 8.7751 | 6.12 | 0.23248 | 0.03106 | 386.8515 | 9.5121 | 6.67 | 0.24352 | 0.03229 | 353.5925 | 11.6426 | 5.47 | 0.19884 | 0.02566 | 355.3895 | 11.8127 | 5.41 | 0.19609 | 0.02554 | 384.6579 | 11.9827 | 6.13 | 0.24032 | 0.02808 | 382.8118 | 12.7228 | 5.81 | 0.22686 | 0.02632 | 387.8675 | 14.0332 | 5.94 | 0.23681 | 0.02623 | 382.907 | 15.0734 | 5.49 | 0.21985 | 0.02376 | 378.0702 | 15.1534 | 5.46 | 0.21852 | 0.02353
372.0238 | 0.0018994 | 168.58 | 7.21 | 10.96 | 446.8719 | 0.0017494 | 451.15 | 19.77 | 20.9 | 431.0345 | 0.0017764 | 639.69 | 26.2 | 24.75 | 431.0345 | 0.0071126 | 159.7 | 6.54 | 5.97 | 399.7002 | 0.0073567 | 188.46 | 7.18 | 6.25 | 427.5941 | 0.016074 | 163.11 | 6.5 | 4.05 | 374.5131 | 0.045771 | 70.36 | 2.66 | 1.49 | 363.3391 | 0.046452 | 73.72 | 2.73 | 1.5 | 333.3333 | 0.070328 | 48.25 | 1.79 | 0.94044 | 357.0663 | 0.094013 | 45.43 | 1.82 | 0.80295 | 366.6667 | 0.092802 | 50.77 | 2.03 | 0.86577 | 375.1172 | 0.12013 | 42.94 | 1.7 | 0.70294 | 382.3754 | 0.11903 | 47.04 | 1.83 | 0.74637 | 388.9105 | 0.11813 | 51.17 | 1.95 | 0.78828 | 421.097 | 0.14363 | 48.49 | 1.99 | 0.71688 | 400.1601 | 0.18084 | 38.3 | 1.58 | 0.55451 | 428.6939 | 0.17534 | 44.82 | 1.88 | 0.62814 | 409.2583 | 0.17894 | 43.65 | 1.83 | 0.60205 | 416.9272 | 0.25466 | 34.19 | 1.43 | 0.44788 | 407.6792 | 0.32227 | 29.79 | 1.23 | 0.3583 | 428.9238 | 0.34808 | 30.14 | 1.22 | 0.35956 | 414.1358 | 0.35358 | 29.55 | 1.2 | 0.34822 | 406.6058 | 0.4847 | 23.43 | 0.92432 | 0.25831 | 400.3546 | 0.53182 | 22.86 | 0.88317 | 0.24428 | 405.7783 | 0.52852 | 24.68 | 0.93042 | 0.25632 | 417.0374 | 0.60273 | 21.73 | 0.81771 | 0.22397 | 400.3804 | 0.61403 | 22.65 | 0.83296 | 0.22306 | 400.3703 | 0.72776 | 19.11 | 0.70306 | 0.19106 | 386.7592 | 0.73957 | 19.91 | 0.71575 | 0.19092 | 375.3675 | 0.75018 | 20.72 | 0.72819 | 0.19121 | 375.4067 | 0.89901 | 17.3 | 0.60778 | 0.15974 | 360.3964 | 0.91692 | 16.89 | 0.59395 | 0.15372 | 392.5879 | 0.96632 | 17.98 | 0.66342 | 0.15968 | 385.0523 | 1.0642 | 16.3 | 0.60154 | 0.14333 | 402.2526 | 1.2113 | 16.2 | 0.6318 | 0.13691 | 388.3663 | 1.4363 | 13.64 | 0.53198 | 0.11324 | 391.0649 | 1.4313 | 15.21 | 0.60307 | 0.12036 | 397.2668 | 1.5213 | 14.35 | 0.56812 | 0.11409 | 385.0419 | 1.5434 | 14.1 | 0.55879 | 0.11088 | 391.0588 | 1.6404 | 13.29 | 0.52628 | 0.10488 | 393.2785 | 1.6364 | 14.66 | 0.57927 | 0.11077 | 393.2841 | 1.8524 | 12.97 | 0.51196 | 0.09803 | 417.1185 | 1.8034 | 14.62 | 0.56921 | 0.10815 | 396.743 | 2.0855 | 13.65 | 0.52274 | 0.09525 | 380.1414 | 2.2505 | 11.63 | 0.4535 | 0.08307 | 401.6511 | 2.1935 | 13 | 0.49737 | 0.09102 | 385.0103 | 2.4235 | 10.85 | 0.42217 | 0.07712 | 387.3151 | 2.4165 | 11.8 | 0.45108 | 0.08084 | 378.2985 | 2.4426 | 11.64 | 0.44546 | 0.07915 | 365.5546 | 2.8717 | 9.87 | 0.37779 | 0.06646 | 361.4927 | 3.0607 | 9.26 | 0.35433 | 0.0619 | 364.9331 | 3.0467 | 10.03 | 0.37603 | 0.0649 | 376.7249 | 3.1287 | 9.8 | 0.36712 | 0.06434 | 380.8197 | 3.3017 | 9.3 | 0.34825 | 0.06091 | 350.7787 | 4.298 | 7.63 | 0.27934 | 0.0469 | 344.3368 | 4.337 | 7.55 | 0.2765 | 0.04614 | 354.5988 | 5.4352 | 7.28 | 0.2773 | 0.04114 | 363.1785 | 5.6143 | 7.08 | 0.26923 | 0.04022 | 349.0943 | 5.7203 | 6.93 | 0.26364 | 0.03887 | 367.8986 | 5.5803 | 7.92 | 0.30717 | 0.043 | 390.3256 | 6.2834 | 7.8 | 0.30123 | 0.04189 | 382.178 | 6.9726 | 7.04 | 0.27136 | 0.03765 | 377.5366 | 7.4878 | 7.16 | 0.27289 | 0.03715 | 394.1066 | 8.2998 | 7.04 | 0.26345 | 0.03459 | 384.7656 | 8.4619 | 6.91 | 0.25827 | 0.0346 | 442.116 | 8.9919 | 8.15 | 0.32123 | 0.0385 | 404.1057 | 10.9823 | 6.68 | 0.26247 | 0.03053 | 406.1594 | 11.1424 | 6.6 | 0.25875 | 0.03036 | 432.7402 | 11.4124 | 7.3 | 0.29188 | 0.03268 | 430.6632 | 12.1225 | 6.91 | 0.2753 | 0.03057 | 430.9639 | 13.4429 | 6.93 | 0.27564 | 0.02997 | 425.4523 | 14.4331 | 6.42 | 0.25609 | 0.02719 | 420.0781 | 14.5131 | 6.38 | 0.2546 | 0.02693
396.8254 | 0.0018434 | 186.71 | 7.82 | 12.04 | 496.5243 | 0.0016754 | 530.79 | 23.05 | 24.2 | 464.191 | 0.0017214 | 717.72 | 28.65 | 27.46 | 464.191 | 0.0068925 | 179.19 | 7.15 | 6.63 | 424.6815 | 0.0071596 | 207.27 | 7.7 | 6.82 | 463.2269 | 0.015533 | 184.73 | 7.21 | 4.53 | 399.4807 | 0.044411 | 77.94 | 2.88 | 1.64 | 408.7565 | 0.04395 | 88.86 | 3.48 | 1.78 | 375 | 0.066366 | 58.26 | 2.29 | 1.12 | 392.773 | 0.089821 | 52.87 | 2.11 | 0.92322 | 400 | 0.089061 | 58.3 | 2.3 | 0.98294 | 406.377 | 0.11573 | 48.74 | 1.89 | 0.78961 | 411.7889 | 0.11503 | 52.89 | 2.01 | 0.83095 | 444.4691 | 0.11122 | 63.11 | 2.59 | 0.95496 | 473.7341 | 0.13653 | 58.26 | 2.43 | 0.84735 | 450.1801 | 0.17164 | 46.07 | 1.93 | 0.65645 | 476.3266 | 0.16754 | 52.8 | 2.2 | 0.7292 | 454.7315 | 0.17084 | 51.48 | 2.15 | 0.69983 | 458.62 | 0.24425 | 39.67 | 1.63 | 0.51299 | 444.7409 | 0.31016 | 34.12 | 1.37 | 0.40537 | 464.6674 | 0.33637 | 34.14 | 1.34 | 0.40275 | 448.6472 | 0.34137 | 33.48 | 1.32 | 0.39034 | 437.8831 | 0.4692 | 26.3 | 1.01 | 0.28694 | 428.9514 | 0.51551 | 25.47 | 0.95846 | 0.26968 | 432.8302 | 0.51351 | 27.31 | 1 | 0.28113 | 444.8399 | 0.58582 | 24.03 | 0.8811 | 0.24551 | 425.4041 | 0.59743 | 24.9 | 0.89301 | 0.24331 | 425.3935 | 0.70816 | 21.02 | 0.75373 | 0.2084 | 409.5097 | 0.72036 | 21.78 | 0.764 | 0.20731 | 417.0751 | 0.71436 | 24.45 | 0.90114 | 0.22262 | 417.1185 | 0.85629 | 20.42 | 0.75205 | 0.18594 | 400.4405 | 0.8723 | 19.95 | 0.73593 | 0.17911 | 441.6614 | 0.9166 | 21.62 | 0.84037 | 0.18892 | 433.1838 | 1.0092 | 19.6 | 0.76244 | 0.16965 | 446.9473 | 1.1563 | 19.09 | 0.75327 | 0.159 | 431.5181 | 1.3693 | 16.08 | 0.63472 | 0.13157 | 430.1714 | 1.3713 | 17.66 | 0.69555 | 0.13785 | 436.9935 | 1.4583 | 16.64 | 0.65501 | 0.13061 | 423.5461 | 1.4783 | 16.36 | 0.64464 | 0.12702 | 430.1647 | 1.5713 | 15.42 | 0.60693 | 0.1201 | 429.0311 | 1.5733 | 16.79 | 0.65353 | 0.12535 | 429.0372 | 1.7814 | 14.85 | 0.57754 | 0.1109 | 451.8784 | 1.7424 | 16.55 | 0.63171 | 0.12102 | 427.2617 | 2.0174 | 15.32 | 0.57386 | 0.10577 | 411.8199 | 2.1695 | 13.18 | 0.50394 | 0.09308 | 432.5473 | 2.1225 | 14.58 | 0.54591 | 0.10104 | 417.0945 | 2.3375 | 12.29 | 0.46889 | 0.08632 | 417.1086 | 2.3375 | 13.24 | 0.49519 | 0.08973 | 407.3984 | 2.3615 | 13.07 | 0.48917 | 0.08788 | 393.6742 | 2.7736 | 11.08 | 0.41511 | 0.07383 | 389.2998 | 2.9557 | 10.4 | 0.38936 | 0.06876 | 390.9997 | 2.9497 | 11.17 | 0.40941 | 0.07156 | 403.6338 | 3.0307 | 10.91 | 0.39954 | 0.07091 | 408.0212 | 3.1987 | 10.36 | 0.37894 | 0.06712 | 374.164 | 4.1689 | 8.44 | 0.30196 | 0.05137 | 367.2926 | 4.205 | 8.35 | 0.29895 | 0.05054 | 393.9986 | 5.1761 | 8.57 | 0.33211 | 0.04764 | 403.5317 | 5.3521 | 8.33 | 0.32212 | 0.04653 | 387.8825 | 5.4472 | 8.15 | 0.3157 | 0.045 | 404.6885 | 5.3452 | 9.17 | 0.35476 | 0.04906 | 425.8097 | 6.0483 | 8.91 | 0.33981 | 0.04716 | 416.9215 | 6.7105 | 8.04 | 0.30614 | 0.04237 | 408.998 | 7.2276 | 8.09 | 0.30305 | 0.0414 | 424.4225 | 8.0387 | 7.88 | 0.28895 | 0.03821 | 414.363 | 8.1938 | 7.73 | 0.2833 | 0.03821 | 497.3805 | 8.5887 | 9.7 | 0.3896 | 0.04487 | 454.6189 | 10.4721 | 7.96 | 0.31861 | 0.03553 | 456.9293 | 10.6221 | 7.86 | 0.31407 | 0.03531 | 480.8224 | 10.9622 | 8.52 | 0.3394 | 0.03737 | 478.5147 | 11.6423 | 8.06 | 0.31994 | 0.0349 | 474.0603 | 12.9627 | 7.97 | 0.31225 | 0.03378 | 467.9975 | 13.9128 | 7.39 | 0.29029 | 0.03068 | 462.0859 | 13.9829 | 7.34 | 0.28866 | 0.0304
446.4286 | 0.0017494 | 224.52 | 9.78 | 14.24 | 546.1768 | 0.0016153 | 613.67 | 26.15 | 27.56 | 497.3475 | 0.0016734 | 798.12 | 31.05 | 30.22 | 497.3475 | 0.0067024 | 199.28 | 7.75 | 7.3 | 449.6628 | 0.0069845 | 226.58 | 8.22 | 7.39 | 498.8597 | 0.015073 | 207.05 | 7.9 | 5.02 | 449.4158 | 0.04215 | 93.74 | 3.66 | 1.94 | 454.1739 | 0.041959 | 104.78 | 4.16 | 2.07 | 416.6667 | 0.063205 | 68.82 | 2.74 | 1.3 | 428.4796 | 0.086339 | 60.64 | 2.39 | 1.05 | 433.3333 | 0.085909 | 66.11 | 2.56 | 1.1 | 437.6368 | 0.11192 | 54.74 | 2.08 | 0.87806 | 470.6159 | 0.10852 | 65.13 | 2.66 | 1 | 500.0278 | 0.10592 | 75.71 | 3.15 | 1.13 | 526.3712 | 0.13093 | 68.49 | 2.83 | 0.98083 | 500.2001 | 0.16433 | 54.22 | 2.25 | 0.76098 | 523.9592 | 0.16133 | 61.12 | 2.5 | 0.83234 | 500.2046 | 0.16433 | 59.64 | 2.44 | 0.79981 | 500.3127 | 0.23575 | 45.37 | 1.82 | 0.57941 | 481.8027 | 0.29996 | 38.6 | 1.51 | 0.45334 | 500.4111 | 0.32627 | 38.27 | 1.47 | 0.44665 | 483.1585 | 0.33097 | 37.55 | 1.44 | 0.4332 | 469.1605 | 0.45569 | 29.26 | 1.1 | 0.31604 | 457.5481 | 0.50131 | 28.16 | 1.03 | 0.29552 | 459.8821 | 0.50021 | 30.01 | 1.07 | 0.30632 | 472.6423 | 0.57091 | 26.4 | 0.94343 | 0.26736 | 450.4279 | 0.58262 | 27.22 | 0.95223 | 0.26386 | 450.4166 | 0.69075 | 22.97 | 0.8037 | 0.226 | 455.0108 | 0.68775 | 25.67 | 0.94266 | 0.24083 | 469.2094 | 0.67894 | 29.37 | 1.14 | 0.26304 | 469.2584 | 0.81377 | 24.52 | 0.95071 | 0.21965 | 450.4955 | 0.82788 | 23.98 | 0.93164 | 0.21184 | 490.7349 | 0.87708 | 25.43 | 0.99973 | 0.21896 | 481.3153 | 0.9649 | 23.07 | 0.90745 | 0.1967 | 491.6421 | 1.1112 | 22.11 | 0.86653 | 0.18162 | 474.6699 | 1.3153 | 18.63 | 0.73063 | 0.15037 | 469.2779 | 1.3213 | 20.2 | 0.78355 | 0.15574 | 476.7202 | 1.4053 | 19.03 | 0.73764 | 0.1475 | 462.0503 | 1.4233 | 18.72 | 0.72636 | 0.14353 | 469.2706 | 1.5143 | 17.63 | 0.68368 | 0.13566 | 464.7837 | 1.5203 | 19 | 0.72501 | 0.14024 | 464.7903 | 1.7214 | 16.81 | 0.64067 | 0.12403 | 486.6383 | 1.6893 | 18.55 | 0.69224 | 0.13412 | 457.7804 | 1.9584 | 17.04 | 0.62372 | 0.11648 | 443.4983 | 2.0995 | 14.78 | 0.55293 | 0.10329 | 463.4436 | 2.0614 | 16.22 | 0.59323 | 0.11124 | 449.1786 | 2.2635 | 13.78 | 0.51422 | 0.09571 | 446.9021 | 2.2685 | 14.72 | 0.53823 | 0.09878 | 436.4982 | 2.2915 | 14.54 | 0.53184 | 0.09678 | 421.7938 | 2.6896 | 12.33 | 0.45157 | 0.08136 | 417.1069 | 2.8656 | 11.57 | 0.42359 | 0.07576 | 417.0664 | 2.8656 | 12.34 | 0.44216 | 0.07835 | 430.5427 | 2.9456 | 12.06 | 0.43133 | 0.07759 | 435.2226 | 3.1097 | 11.44 | 0.40902 | 0.07343 | 420.9345 | 3.9528 | 10.12 | 0.38501 | 0.06055 | 413.2042 | 3.9849 | 10.02 | 0.3814 | 0.0596 | 433.3985 | 4.964 | 9.92 | 0.38324 | 0.05432 | 443.8849 | 5.1381 | 9.63 | 0.3714 | 0.05301 | 426.6708 | 5.2241 | 9.43 | 0.36427 | 0.05129 | 441.4784 | 5.1491 | 10.48 | 0.4 | 0.05526 | 461.2939 | 5.8502 | 10.06 | 0.37687 | 0.05254 | 451.6649 | 6.4884 | 9.08 | 0.33957 | 0.04719 | 440.4593 | 7.0035 | 9.05 | 0.33227 | 0.04573 | 485.0543 | 7.6155 | 9.63 | 0.38054 | 0.04561 | 473.5577 | 7.7576 | 9.45 | 0.37325 | 0.04559 | 552.645 | 8.2686 | 11.33 | 0.45237 | 0.05135 | 505.1321 | 10.0619 | 9.29 | 0.37029 | 0.04063 | 507.6993 | 10.212 | 9.17 | 0.36499 | 0.04036 | 528.9046 | 10.592 | 9.79 | 0.3841 | 0.04213 | 526.3662 | 11.2521 | 9.26 | 0.36192 | 0.0393 | 517.1567 | 12.5725 | 9.04 | 0.34717 | 0.03765 | 510.5427 | 13.4826 | 8.39 | 0.32293 | 0.03422 | 504.0937 | 13.5426 | 8.34 | 0.32117 | 0.03391
496.0317 | 0.0016753 | 264.19 | 11.58 | 16.5 | 595.8292 | 0.0015663 | 699.39 | 29.13 | 30.96 | 530.504 | 0.0016323 | 880.67 | 33.41 | 33 | 530.504 | 0.0065373 | 219.9 | 8.34 | 7.97 | 499.6253 | 0.0066904 | 266.54 | 10.06 | 8.56 | 534.4926 | 0.014683 | 230.02 | 8.57 | 5.52 | 499.3508 | 0.040349 | 110.32 | 4.36 | 2.25 | 499.5912 | 0.040349 | 121.39 | 4.79 | 2.36 | 458.3333 | 0.060633 | 79.86 | 3.17 | 1.49 | 464.1862 | 0.083408 | 68.69 | 2.65 | 1.17 | 466.6667 | 0.083218 | 74.2 | 2.81 | 1.22 | 500.1563 | 0.10592 | 67.31 | 2.74 | 1.06 | 529.4429 | 0.10362 | 78.03 | 3.23 | 1.18 | 555.5864 | 0.10172 | 88.89 | 3.67 | 1.3 | 579.0083 | 0.12642 | 79.13 | 3.21 | 1.12 | 550.2201 | 0.15833 | 62.7 | 2.55 | 0.86744 | 571.5919 | 0.15623 | 69.74 | 2.78 | 0.937 | 545.6778 | 0.15883 | 68.11 | 2.72 | 0.90146 | 542.0054 | 0.22855 | 51.26 | 2.01 | 0.64684 | 518.8644 | 0.29136 | 43.23 | 1.65 | 0.50202 | 536.1547 | 0.31766 | 42.52 | 1.59 | 0.49114 | 517.6698 | 0.32196 | 41.74 | 1.56 | 0.47667 | 500.4379 | 0.44399 | 32.3 | 1.18 | 0.34554 | 486.1449 | 0.4889 | 30.92 | 1.11 | 0.32171 | 486.9339 | 0.4885 | 32.77 | 1.14 | 0.33184 | 500.4448 | 0.55781 | 28.82 | 1 | 0.28949 | 500.4755 | 0.55781 | 32.02 | 1.17 | 0.30573 | 500.4629 | 0.66133 | 27.02 | 0.98827 | 0.26186 | 511.8872 | 0.65543 | 30.76 | 1.19 | 0.28379 | 521.3438 | 0.65083 | 34.51 | 1.35 | 0.30442 | 521.3982 | 0.78016 | 28.81 | 1.13 | 0.25417 | 500.5506 | 0.79266 | 28.2 | 1.11 | 0.24541 | 539.8084 | 0.84517 | 29.4 | 1.15 | 0.24959 | 529.4469 | 0.92938 | 26.68 | 1.04 | 0.22431 | 536.3368 | 1.0742 | 25.24 | 0.97385 | 0.20464 | 517.8217 | 1.2703 | 21.27 | 0.8216 | 0.16952 | 508.3844 | 1.2793 | 22.83 | 0.86804 | 0.17396 | 516.4468 | 1.3613 | 21.51 | 0.81694 | 0.16467 | 500.5545 | 1.3783 | 21.16 | 0.80487 | 0.16035 | 508.3765 | 1.4663 | 19.93 | 0.75736 | 0.1515 | 500.5363 | 1.4753 | 21.29 | 0.7942 | 0.15537 | 500.5434 | 1.6703 | 18.82 | 0.70177 | 0.13739 | 521.3982 | 1.6443 | 20.6 | 0.75109 | 0.14741 | 488.2991 | 1.9074 | 18.81 | 0.67245 | 0.12734 | 475.1768 | 2.0404 | 16.43 | 0.60066 | 0.11367 | 494.3398 | 2.0074 | 17.9 | 0.63947 | 0.12159 | 481.2628 | 2.2004 | 15.31 | 0.55836 | 0.10524 | 476.6955 | 2.2084 | 16.25 | 0.5803 | 0.10797 | 465.5981 | 2.2305 | 16.05 | 0.57359 | 0.10582 | 449.9134 | 2.6156 | 13.62 | 0.48727 | 0.08901 | 444.9141 | 2.7866 | 12.78 | 0.45713 | 0.08288 | 469.1996 | 2.7256 | 14.79 | 0.56204 | 0.09225 | 484.3605 | 2.8046 | 14.44 | 0.54758 | 0.09126 | 489.6254 | 2.9616 | 13.7 | 0.51899 | 0.08633 | 467.705 | 3.7808 | 11.89 | 0.4595 | 0.06999 | 459.1157 | 3.8088 | 11.78 | 0.4554 | 0.06891 | 472.7983 | 4.789 | 11.32 | 0.43175 | 0.06114 | 484.2381 | 4.96 | 10.99 | 0.41812 | 0.05962 | 465.4591 | 5.039 | 10.77 | 0.41036 | 0.05772 | 478.2682 | 4.985 | 11.83 | 0.44341 | 0.06157 | 496.778 | 5.6811 | 11.25 | 0.41269 | 0.058 | 486.4084 | 6.2993 | 10.15 | 0.3719 | 0.05208 | 503.3821 | 6.6433 | 11.06 | 0.43714 | 0.05459 | 545.686 | 7.2903 | 11.47 | 0.46088 | 0.05317 | 532.7524 | 7.4224 | 11.25 | 0.45223 | 0.05315 | 607.9095 | 8.0114 | 13.01 | 0.51118 | 0.0579 | 555.6454 | 9.7348 | 10.67 | 0.41882 | 0.04581 | 558.4692 | 9.8758 | 10.53 | 0.41284 | 0.04548 | 576.9869 | 10.2819 | 11.1 | 0.42661 | 0.04695 | 574.2176 | 10.9319 | 10.49 | 0.40184 | 0.04375 | 560.2531 | 12.2323 | 10.15 | 0.38069 | 0.04154 | 553.0879 | 13.1124 | 9.41 | 0.35428 | 0.03781 | 546.1015 | 13.1725 | 9.36 | 0.35242 | 0.03747
545.6349 | 0.0016153 | 305.47 | 13.27 | 18.79 | 645.4816 | 0.0015253 | 787.61 | 32 | 34.38 | 563.6605 | 0.0015963 | 965.19 | 35.73 | 35.81 | 563.6605 | 0.0063932 | 241.01 | 8.92 | 8.65 | 562.0784 | 0.0063993 | 318.73 | 12.58 | 10.05 | 570.1254 | 0.014343 | 253.57 | 9.23 | 6.02 | 549.2859 | 0.038908 | 127.58 | 5.01 | 2.56 | 545.0086 | 0.039018 | 138.63 | 5.39 | 2.66 | 500 | 0.058502 | 91.34 | 3.57 | 1.69 | 499.8929 | 0.080917 | 77.02 | 2.91 | 1.3 | 533.3333 | 0.078906 | 91.08 | 3.7 | 1.47 | 562.6758 | 0.10122 | 80.52 | 3.32 | 1.24 | 588.2699 | 0.099669 | 91.49 | 3.76 | 1.36 | 611.1451 | 0.098368 | 102.56 | 4.15 | 1.48 | 631.6454 | 0.12272 | 90.11 | 3.58 | 1.25 | 600.2401 | 0.15353 | 71.47 | 2.84 | 0.97526 | 619.2245 | 0.15193 | 78.62 | 3.06 | 1.04 | 591.1509 | 0.15433 | 76.84 | 2.99 | 1 | 583.6981 | 0.22244 | 57.33 | 2.18 | 0.71505 | 555.9262 | 0.28395 | 47.99 | 1.79 | 0.55126 | 571.8983 | 0.31016 | 46.87 | 1.71 | 0.53608 | 552.1811 | 0.31416 | 46.05 | 1.68 | 0.52063 | 531.7153 | 0.43378 | 35.42 | 1.26 | 0.37537 | 514.7416 | 0.4779 | 33.75 | 1.18 | 0.34821 | 541.0377 | 0.46889 | 38.49 | 1.4 | 0.38369 | 556.0498 | 0.5358 | 33.82 | 1.23 | 0.33441 | 563.0349 | 0.5334 | 38.29 | 1.47 | 0.35916 | 563.0208 | 0.63232 | 32.31 | 1.24 | 0.30761 | 568.7635 | 0.63002 | 36.09 | 1.41 | 0.3276 | 573.4782 | 0.62822 | 39.86 | 1.55 | 0.34652 | 573.538 | 0.75304 | 33.27 | 1.29 | 0.28928 | 550.6057 | 0.76425 | 32.59 | 1.27 | 0.27962 | 588.8819 | 0.81895 | 33.52 | 1.29 | 0.28064 | 577.5784 | 0.90007 | 30.42 | 1.17 | 0.25232 | 581.0316 | 1.0432 | 28.47 | 1.08 | 0.22796 | 560.9735 | 1.2322 | 24.01 | 0.90869 | 0.18895 | 547.4909 | 1.2432 | 25.54 | 0.94963 | 0.19242 | 556.1735 | 1.3243 | 24.06 | 0.89348 | 0.18208 | 539.0586 | 1.3393 | 23.68 | 0.8807 | 0.17741 | 547.4824 | 1.4263 | 22.29 | 0.8285 | 0.16756 | 536.2889 | 1.4373 | 23.64 | 0.86141 | 0.1707 | 536.2966 | 1.6263 | 20.9 | 0.76112 | 0.15092 | 556.1581 | 1.6053 | 22.71 | 0.80843 | 0.16084 | 549.3365 | 1.8224 | 22.48 | 0.85013 | 0.14945 | 506.8552 | 1.9884 | 18.13 | 0.64727 | 0.12419 | 556.1323 | 1.9194 | 21.38 | 0.808 | 0.14264 | 513.347 | 2.1454 | 16.89 | 0.60144 | 0.1149 | 536.2825 | 2.1104 | 19.42 | 0.73379 | 0.12667 | 523.7979 | 2.1294 | 19.19 | 0.72595 | 0.12424 | 506.1526 | 2.4935 | 16.3 | 0.61773 | 0.10462 | 500.5283 | 2.6555 | 15.3 | 0.57968 | 0.09742 | 521.3329 | 2.6135 | 17.36 | 0.66922 | 0.10648 | 538.1784 | 2.6925 | 16.93 | 0.65141 | 0.10523 | 544.0282 | 2.8445 | 16.05 | 0.61719 | 0.0995 | 514.4755 | 3.6407 | 13.74 | 0.52863 | 0.07962 | 505.0273 | 3.6667 | 13.61 | 0.52412 | 0.07843 | 512.1982 | 4.6409 | 12.77 | 0.47823 | 0.06807 | 524.5912 | 4.8109 | 12.39 | 0.46283 | 0.06632 | 504.2473 | 4.8829 | 12.15 | 0.45453 | 0.06426 | 515.0581 | 4.8439 | 13.22 | 0.48533 | 0.06797 | 567.7463 | 5.41 | 13.72 | 0.54078 | 0.06911 | 555.8953 | 5.9941 | 12.37 | 0.48758 | 0.06205 | 566.3049 | 6.3662 | 13.17 | 0.52902 | 0.06363 | 606.3178 | 7.0342 | 13.38 | 0.53442 | 0.06085 | 591.9472 | 7.1573 | 13.13 | 0.52457 | 0.06082 | 663.174 | 7.8003 | 14.74 | 0.56689 | 0.0645 | 606.1586 | 9.4626 | 12.1 | 0.46492 | 0.05103 | 609.2391 | 9.5987 | 11.94 | 0.45829 | 0.05066 | 625.0691 | 10.0317 | 12.45 | 0.46732 | 0.0518 | 622.0691 | 10.6618 | 11.76 | 0.44006 | 0.04822 | 603.3495 | 11.9521 | 11.28 | 0.41302 | 0.04546 | 595.6332 | 12.8023 | 10.47 | 0.38453 | 0.04141 | 588.1093 | 12.8523 | 10.41 | 0.38258 | 0.04105
595.2381 | 0.0015663 | 348.18 | 14.89 | 21.12 | 695.1341 | 0.0014913 | 878.03 | 34.78 | 37.82 | 596.817 | 0.0015653 | 1050 | 38.01 | 38.64 | 596.817 | 0.0062662 | 262.57 | 9.49 | 9.33 | 624.5316 | 0.0061721 | 373.06 | 14.84 | 11.55 | 641.3911 | 0.013783 | 302.19 | 11.56 | 7.04 | 599.221 | 0.037717 | 145.42 | 5.63 | 2.88 | 590.426 | 0.037907 | 156.4 | 5.97 | 2.97 | 541.6667 | 0.056732 | 103.21 | 3.95 | 1.88 | 571.3061 | 0.076925 | 94.35 | 3.81 | 1.56 | 600 | 0.075614 | 108.79 | 4.48 | 1.73 | 625.1954 | 0.097628 | 94.27 | 3.86 | 1.43 | 647.0969 | 0.096537 | 105.44 | 4.25 | 1.55 | 666.7037 | 0.095627 | 116.66 | 4.61 | 1.66 | 684.2826 | 0.11962 | 101.4 | 3.92 | 1.39 | 650.2601 | 0.14953 | 80.5 | 3.12 | 1.08 | 666.8572 | 0.14833 | 87.73 | 3.32 | 1.15 | 636.6241 | 0.15053 | 85.82 | 3.26 | 1.11 | 625.3909 | 0.21724 | 63.55 | 2.36 | 0.78382 | 592.9879 | 0.27755 | 52.86 | 1.92 | 0.60093 | 607.642 | 0.30366 | 51.33 | 1.82 | 0.58137 | 586.6924 | 0.30746 | 50.45 | 1.79 | 0.56499 | 562.9926 | 0.42478 | 38.61 | 1.34 | 0.40547 | 571.9351 | 0.45939 | 39.59 | 1.44 | 0.40194 | 608.6674 | 0.44948 | 45.94 | 1.76 | 0.44959 | 625.556 | 0.51419 | 40.34 | 1.54 | 0.39144 | 625.5943 | 0.51419 | 44.83 | 1.74 | 0.41341 | 625.5787 | 0.60961 | 37.82 | 1.47 | 0.35406 | 625.6399 | 0.60961 | 41.61 | 1.61 | 0.37199 | 625.6126 | 0.60961 | 45.39 | 1.74 | 0.3891 | 625.6778 | 0.73073 | 37.88 | 1.45 | 0.3248 | 600.6607 | 0.74094 | 37.14 | 1.43 | 0.31429 | 637.9554 | 0.79714 | 37.75 | 1.42 | 0.312 | 625.7099 | 0.87576 | 34.27 | 1.29 | 0.28063 | 625.7263 | 1.0172 | 31.79 | 1.18 | 0.25149 | 604.1253 | 1.2012 | 26.82 | 0.99254 | 0.20858 | 586.5974 | 1.2132 | 28.32 | 1.03 | 0.21108 | 595.9002 | 1.2922 | 26.67 | 0.96762 | 0.19966 | 577.5628 | 1.3062 | 26.26 | 0.95422 | 0.19465 | 586.5882 | 1.3913 | 24.72 | 0.89745 | 0.18379 | 572.0415 | 1.4033 | 26.05 | 0.92686 | 0.1862 | 572.0497 | 1.5883 | 23.03 | 0.81891 | 0.1646 | 625.6778 | 1.5403 | 27.06 | 1.02 | 0.18804 | 610.3739 | 1.7563 | 26.3 | 1.01 | 0.17192 | 570.2121 | 1.9024 | 21.65 | 0.81704 | 0.14558 | 617.9248 | 1.8503 | 25.01 | 0.95789 | 0.16402 | 577.5154 | 2.0544 | 20.14 | 0.7583 | 0.13451 | 595.8694 | 2.0324 | 22.72 | 0.87042 | 0.1457 | 581.9976 | 2.0494 | 22.47 | 0.86169 | 0.14299 | 562.3917 | 2.3974 | 19.1 | 0.73409 | 0.12055 | 556.1426 | 2.5525 | 17.93 | 0.68903 | 0.11225 | 573.4662 | 2.5245 | 20.02 | 0.76835 | 0.12094 | 591.9962 | 2.6025 | 19.51 | 0.74733 | 0.11941 | 598.431 | 2.7505 | 18.5 | 0.70786 | 0.11287 | 561.246 | 3.5256 | 15.65 | 0.59388 | 0.08941 | 550.9389 | 3.5487 | 15.5 | 0.58902 | 0.08809 | 551.5981 | 4.5158 | 14.27 | 0.52304 | 0.0751 | 564.9444 | 4.6848 | 13.83 | 0.50589 | 0.07311 | 543.0356 | 4.7509 | 13.57 | 0.49711 | 0.07088 | 588.6378 | 4.6188 | 16.11 | 0.63508 | 0.08098 | 638.7146 | 5.2029 | 16.3 | 0.65254 | 0.08039 | 625.3822 | 5.762 | 14.7 | 0.58857 | 0.07217 | 629.2276 | 6.1481 | 15.35 | 0.61301 | 0.07278 | 666.9496 | 6.8291 | 15.35 | 0.60311 | 0.06858 | 651.1419 | 6.9452 | 15.07 | 0.59219 | 0.06856 | 718.4384 | 7.6262 | 16.51 | 0.62006 | 0.07112 | 656.6718 | 9.2365 | 13.56 | 0.50902 | 0.05628 | 660.009 | 9.3685 | 13.38 | 0.50176 | 0.05585 | 673.1514 | 9.8136 | 13.83 | 0.50648 | 0.05666 | 669.9206 | 10.4417 | 13.05 | 0.47682 | 0.0527 | 646.4458 | 11.712 | 12.43 | 0.44428 | 0.0494 | 638.1784 | 12.5421 | 11.55 | 0.41381 | 0.04503 | 630.1171 | 12.5822 | 11.49 | 0.41178 | 0.04465
644.8413 | 0.0015253 | 392.13 | 16.45 | 23.46 | 744.7865 | 0.0014622 | 970.39 | 37.48 | 41.26 | 663.13 | 0.0015123 | 1230 | 45.98 | 44.33 | 663.13 | 0.0060551 | 306.9 | 11.48 | 10.71 | 686.9848 | 0.00599 | 429.22 | 16.93 | 13.07 | 712.6568 | 0.013342 | 352.6 | 13.64 | 8.06 | 649.1561 | 0.036727 | 163.79 | 6.22 | 3.2 | 635.8434 | 0.036977 | 174.66 | 6.52 | 3.27 | 583.3333 | 0.055221 | 115.43 | 4.32 | 2.08 | 642.7194 | 0.073893 | 112.49 | 4.61 | 1.83 | 666.6667 | 0.073043 | 127.19 | 5.19 | 1.99 | 687.7149 | 0.094726 | 108.5 | 4.36 | 1.62 | 705.9239 | 0.093986 | 119.8 | 4.72 | 1.73 | 722.2623 | 0.093366 | 131.14 | 5.05 | 1.84 | 736.9197 | 0.11702 | 112.96 | 4.25 | 1.53 | 700.2801 | 0.14613 | 89.75 | 3.39 | 1.19 | 714.4899 | 0.14522 | 97.05 | 3.58 | 1.26 | 682.0972 | 0.14733 | 95 | 3.51 | 1.21 | 667.0836 | 0.21284 | 69.91 | 2.53 | 0.85297 | 630.0497 | 0.27195 | 57.84 | 2.04 | 0.65093 | 643.3856 | 0.29795 | 55.88 | 1.93 | 0.62693 | 621.2038 | 0.30145 | 54.94 | 1.9 | 0.60963 | 625.5474 | 0.40967 | 45.17 | 1.63 | 0.46626 | 643.427 | 0.44128 | 47.19 | 1.8 | 0.47006 | 676.2971 | 0.43447 | 53.68 | 2.07 | 0.51623 | 695.0623 | 0.49728 | 47.11 | 1.81 | 0.44903 | 688.1537 | 0.49878 | 51.58 | 1.99 | 0.46813 | 688.1365 | 0.5915 | 43.52 | 1.68 | 0.40091 | 682.5162 | 0.593 | 47.29 | 1.8 | 0.41673 | 677.747 | 0.5942 | 51.07 | 1.92 | 0.43199 | 677.8176 | 0.71232 | 42.62 | 1.6 | 0.36058 | 650.7158 | 0.72153 | 41.82 | 1.57 | 0.34926 | 687.0289 | 0.77883 | 42.09 | 1.55 | 0.34355 | 673.8415 | 0.85525 | 38.22 | 1.41 | 0.30913 | 670.421 | 0.99527 | 35.19 | 1.27 | 0.27518 | 647.2771 | 1.1742 | 29.7 | 1.07 | 0.22835 | 625.7039 | 1.1872 | 31.17 | 1.11 | 0.22988 | 635.6269 | 1.2642 | 29.35 | 1.04 | 0.21736 | 616.067 | 1.2772 | 28.91 | 1.03 | 0.21204 | 625.6941 | 1.3612 | 27.21 | 0.96443 | 0.20014 | 643.5467 | 1.3482 | 31.02 | 1.16 | 0.21753 | 643.5559 | 1.5263 | 27.42 | 1.03 | 0.19225 | 695.1976 | 1.4903 | 31.57 | 1.2 | 0.21551 | 671.4113 | 1.7033 | 30.26 | 1.15 | 0.19461 | 633.569 | 1.8353 | 25.31 | 0.9679 | 0.16727 | 679.7172 | 1.7953 | 28.76 | 1.1 | 0.1856 | 641.6838 | 1.9833 | 23.53 | 0.89761 | 0.15438 | 655.4564 | 1.9703 | 26.14 | 0.99618 | 0.16492 | 640.1974 | 1.9853 | 25.86 | 0.98673 | 0.16196 | 618.6309 | 2.3194 | 22 | 0.84143 | 0.13669 | 611.7569 | 2.4684 | 20.65 | 0.78994 | 0.12729 | 625.5995 | 2.4504 | 22.77 | 0.86161 | 0.13556 | 645.814 | 2.5294 | 22.18 | 0.83749 | 0.13373 | 652.8338 | 2.6735 | 21.02 | 0.79305 | 0.12637 | 608.0165 | 3.4296 | 17.61 | 0.6561 | 0.09929 | 596.8505 | 3.4506 | 17.46 | 0.65093 | 0.09787 | 630.3978 | 4.3147 | 17.37 | 0.68281 | 0.08933 | 645.6507 | 4.4827 | 16.81 | 0.65932 | 0.08683 | 620.6121 | 4.5388 | 16.51 | 0.64901 | 0.0843 | 662.2175 | 4.4477 | 19.13 | 0.76554 | 0.09415 | 709.6829 | 5.0418 | 18.97 | 0.75425 | 0.09175 | 694.8691 | 5.5809 | 17.12 | 0.68054 | 0.08238 | 692.1504 | 5.974 | 17.61 | 0.69137 | 0.082 | 727.5814 | 6.662 | 17.38 | 0.66802 | 0.07635 | 710.3366 | 6.7711 | 17.07 | 0.65613 | 0.07634 | 773.7029 | 7.4801 | 18.33 | 0.67103 | 0.07774 | 707.185 | 9.0454 | 15.06 | 0.55138 | 0.06154 | 710.779 | 9.1744 | 14.86 | 0.54353 | 0.06107 | 721.2336 | 9.6315 | 15.23 | 0.54427 | 0.06153 | 717.772 | 10.2416 | 14.38 | 0.51229 | 0.05719 | 689.5422 | 11.5019 | 13.61 | 0.4746 | 0.05334 | 680.7236 | 12.312 | 12.65 | 0.44221 | 0.04866 | 672.1249 | 12.352 | 12.59 | 0.4401 | 0.04826
694.4444 | 0.0014912 | 437.19 | 17.96 | 25.81 | 794.4389 | 0.0014372 | 1060 | 40.09 | 44.7 | 746.0212 | 0.0014613 | 1460 | 56.79 | 51.48 | 746.0212 | 0.0058499 | 364.25 | 14.18 | 12.45 | 749.4379 | 0.005843 | 486.95 | 18.9 | 14.59 | 783.9225 | 0.013002 | 404.49 | 15.54 | 9.08 | 699.0912 | 0.035896 | 182.62 | 6.78 | 3.52 | 726.6782 | 0.035496 | 212.41 | 8.45 | 3.89 | 666.6667 | 0.05283 | 140.75 | 5.63 | 2.48 | 714.1327 | 0.071542 | 131.3 | 5.33 | 2.09 | 733.3333 | 0.071002 | 146.18 | 5.85 | 2.24 | 750.2344 | 0.092365 | 123.12 | 4.83 | 1.81 | 764.7509 | 0.091885 | 134.51 | 5.17 | 1.92 | 777.821 | 0.091475 | 145.94 | 5.48 | 2.02 | 789.5568 | 0.11482 | 124.76 | 4.58 | 1.67 | 750.3001 | 0.14322 | 99.2 | 3.65 | 1.3 | 762.1225 | 0.14262 | 106.55 | 3.83 | 1.36 | 727.5704 | 0.14452 | 104.38 | 3.76 | 1.32 | 708.7763 | 0.20894 | 76.4 | 2.69 | 0.92236 | 667.1114 | 0.26704 | 62.92 | 2.17 | 0.70114 | 714.8729 | 0.28855 | 65.21 | 2.34 | 0.71855 | 690.2264 | 0.29155 | 64.17 | 2.31 | 0.69955 | 703.7408 | 0.39496 | 53.67 | 2.03 | 0.54291 | 714.9189 | 0.42727 | 55.07 | 2.12 | 0.53874 | 743.9269 | 0.42247 | 61.67 | 2.36 | 0.58322 | 764.5685 | 0.48397 | 54.08 | 2.07 | 0.50685 | 750.7132 | 0.48638 | 58.52 | 2.22 | 0.52308 | 750.6944 | 0.57679 | 49.37 | 1.87 | 0.44796 | 739.3926 | 0.57919 | 53.13 | 1.98 | 0.46165 | 729.8813 | 0.5814 | 56.89 | 2.09 | 0.47505 | 729.9575 | 0.69692 | 47.48 | 1.74 | 0.3965 | 700.7708 | 0.70522 | 46.61 | 1.71 | 0.38442 | 736.1024 | 0.76332 | 46.53 | 1.67 | 0.3752 | 721.973 | 0.83784 | 42.27 | 1.52 | 0.33774 | 715.1158 | 0.97616 | 38.66 | 1.36 | 0.29895 | 690.4289 | 1.1502 | 32.64 | 1.15 | 0.24823 | 703.9169 | 1.1442 | 37.05 | 1.38 | 0.26778 | 715.0802 | 1.2192 | 34.86 | 1.3 | 0.25302 | 693.0754 | 1.2302 | 34.37 | 1.28 | 0.2471 | 703.9059 | 1.3112 | 32.33 | 1.21 | 0.2331 | 715.0518 | 1.3052 | 36.18 | 1.37 | 0.24914 | 715.0621 | 1.4782 | 31.97 | 1.21 | 0.22014 | 764.7173 | 1.4512 | 36.22 | 1.37 | 0.2431 | 732.4487 | 1.6603 | 34.33 | 1.29 | 0.21742 | 696.9259 | 1.7823 | 29.09 | 1.11 | 0.18915 | 741.5097 | 1.7503 | 32.62 | 1.22 | 0.20727 | 705.8522 | 1.9273 | 27.03 | 1.03 | 0.1744 | 715.0433 | 1.9203 | 29.66 | 1.11 | 0.18425 | 698.3972 | 1.9333 | 29.35 | 1.1 | 0.18105 | 674.8701 | 2.2564 | 24.99 | 0.94218 | 0.15296 | 667.3711 | 2.4014 | 23.46 | 0.88468 | 0.14246 | 677.7328 | 2.3894 | 25.6 | 0.95024 | 0.15029 | 699.6319 | 2.4674 | 24.92 | 0.92308 | 0.14814 | 707.2367 | 2.6094 | 23.61 | 0.8739 | 0.13993 | 654.787 | 3.3486 | 19.63 | 0.71579 | 0.10925 | 642.762 | 3.3686 | 19.47 | 0.71036 | 0.10773 | 709.1975 | 4.1637 | 20.6 | 0.82168 | 0.1037 | 726.3571 | 4.3307 | 19.92 | 0.79252 | 0.10067 | 698.1886 | 4.3787 | 19.58 | 0.78108 | 0.09786 | 735.7973 | 4.3147 | 22.26 | 0.88409 | 0.1074 | 780.6512 | 4.9147 | 21.72 | 0.84875 | 0.10314 | 764.356 | 5.4368 | 19.6 | 0.76606 | 0.09262 | 755.0731 | 5.8329 | 19.93 | 0.76532 | 0.09124 | 788.2132 | 6.524 | 19.46 | 0.7298 | 0.08411 | 769.5313 | 6.629 | 19.11 | 0.71703 | 0.08412 | 828.9674 | 7.3571 | 20.17 | 0.72006 | 0.08434 | 757.6982 | 8.8843 | 16.59 | 0.59222 | 0.06681 | 761.5489 | 9.0104 | 16.36 | 0.58381 | 0.06628 | 769.3158 | 9.4754 | 16.67 | 0.58083 | 0.0664 | 765.6235 | 10.0815 | 15.72 | 0.5466 | 0.06168 | 732.6386 | 11.3218 | 14.81 | 0.50404 | 0.05728 | 723.2688 | 12.1119 | 13.77 | 0.4698 | 0.0523 | 714.1327 | 12.1519 | 13.7 | 0.46763 | 0.05187
793.6508 | 0.0014372 | 530.07 | 22.8 | 30.53 | 844.0914 | 0.0014162 | 1160 | 42.64 | 48.13 | 828.9125 | 0.0014222 | 1700 | 66.42 | 58.62 | 828.9125 | 0.0056939 | 423.4 | 16.59 | 14.18 | 811.8911 | 0.0057229 | 546.01 | 20.76 | 16.11 | 855.1881 | 0.012722 | 457.63 | 17.31 | 10.1 | 798.9614 | 0.034596 | 221.42 | 8.75 | 4.16 | 817.5129 | 0.034396 | 251.55 | 10.13 | 4.5 | 750 | 0.051039 | 167.09 | 6.77 | 2.88 | 785.546 | 0.069681 | 150.67 | 6 | 2.36 | 800 | 0.069351 | 165.67 | 6.48 | 2.5 | 812.754 | 0.090444 | 138.08 | 5.28 | 2 | 823.5779 | 0.090144 | 149.54 | 5.59 | 2.1 | 833.3796 | 0.089884 | 161.02 | 5.89 | 2.2 | 842.1939 | 0.11302 | 136.77 | 4.89 | 1.81 | 800.3201 | 0.14082 | 108.83 | 3.9 | 1.41 | 809.7552 | 0.14042 | 116.22 | 4.07 | 1.47 | 773.0435 | 0.14212 | 113.92 | 4 | 1.42 | 750.469 | 0.20553 | 83 | 2.85 | 0.99186 | 741.2349 | 0.25894 | 73.32 | 2.62 | 0.80195 | 804.232 | 0.27934 | 77.26 | 2.9 | 0.83336 | 776.5047 | 0.28194 | 76.1 | 2.87 | 0.81243 | 781.9342 | 0.38366 | 62.46 | 2.38 | 0.6198 | 786.4108 | 0.41616 | 63.18 | 2.41 | 0.6076 | 811.5566 | 0.41276 | 69.86 | 2.63 | 0.65026 | 834.0747 | 0.47327 | 61.22 | 2.3 | 0.56465 | 813.2726 | 0.47617 | 65.63 | 2.44 | 0.57805 | 813.2523 | 0.56469 | 55.36 | 2.06 | 0.49502 | 796.2689 | 0.56779 | 59.09 | 2.16 | 0.50661 | 782.0157 | 0.57049 | 62.83 | 2.25 | 0.51816 | 782.0973 | 0.68391 | 52.43 | 1.88 | 0.43247 | 750.8259 | 0.69141 | 51.51 | 1.85 | 0.41967 | 785.1759 | 0.75002 | 51.05 | 1.79 | 0.40687 | 770.1045 | 0.82293 | 46.38 | 1.63 | 0.36639 | 804.5052 | 0.94535 | 45.78 | 1.7 | 0.3466 | 776.7325 | 1.1132 | 38.69 | 1.44 | 0.28811 | 782.1299 | 1.1112 | 43.11 | 1.63 | 0.30583 | 794.5336 | 1.1842 | 40.55 | 1.53 | 0.2888 | 770.0838 | 1.1942 | 40.01 | 1.51 | 0.28233 | 782.1177 | 1.2742 | 37.62 | 1.42 | 0.26619 | 786.557 | 1.2722 | 41.48 | 1.57 | 0.28083 | 786.5683 | 1.4402 | 36.66 | 1.38 | 0.24811 | 834.2371 | 1.4192 | 40.99 | 1.53 | 0.27067 | 793.4861 | 1.6243 | 38.49 | 1.42 | 0.24026 | 760.2828 | 1.7383 | 32.98 | 1.24 | 0.2111 | 803.3022 | 1.7133 | 36.57 | 1.35 | 0.22897 | 770.0205 | 1.8813 | 30.62 | 1.15 | 0.19446 | 774.6303 | 1.8783 | 33.26 | 1.23 | 0.20361 | 756.5969 | 1.8903 | 32.93 | 1.21 | 0.20019 | 731.1093 | 2.2044 | 28.06 | 1.04 | 0.16931 | 722.9854 | 2.3444 | 26.35 | 0.97455 | 0.15771 | 729.8661 | 2.3384 | 28.49 | 1.04 | 0.16508 | 753.4497 | 2.4164 | 27.72 | 1 | 0.16259 | 761.6395 | 2.5564 | 26.26 | 0.95114 | 0.15353 | 748.328 | 3.2205 | 23.8 | 0.9276 | 0.12929 | 734.5852 | 3.2375 | 23.61 | 0.92137 | 0.12757 | 787.9972 | 4.0466 | 23.93 | 0.94759 | 0.11812 | 807.0634 | 4.2136 | 23.12 | 0.91315 | 0.11452 | 775.7651 | 4.2556 | 22.75 | 0.90085 | 0.11145 | 809.377 | 4.2106 | 25.47 | 0.9941 | 0.12065 | 851.6195 | 4.8117 | 24.53 | 0.93761 | 0.1145 | 833.8429 | 5.3218 | 22.14 | 0.84651 | 0.10284 | 817.9959 | 5.7169 | 22.3 | 0.83564 | 0.10047 | 848.845 | 6.4109 | 21.57 | 0.78889 | 0.09186 | 828.726 | 6.51 | 21.19 | 0.77532 | 0.09189 | 884.2319 | 7.253 | 22.04 | 0.76736 | 0.09092 | 808.2114 | 8.7472 | 18.14 | 0.63168 | 0.07206 | 812.3188 | 8.8703 | 17.89 | 0.62273 | 0.07148 | 817.3981 | 9.3404 | 18.12 | 0.61626 | 0.07125 | 813.475 | 9.9394 | 17.09 | 0.57985 | 0.06615 | 775.735 | 11.1717 | 16.03 | 0.53267 | 0.06122 | 765.8141 | 11.9418 | 14.91 | 0.49664 | 0.05592 | 756.1405 | 11.9818 | 14.84 | 0.49443 | 0.05547
892.8571 | 0.0013982 | 626.03 | 27.06 | 35.22 | 893.7438 | 0.0013982 | 1260 | 45.12 | 51.55 | 911.8037 | 0.0013912 | 1940 | 75.24 | 65.71 | 911.8037 | 0.0055708 | 484.02 | 18.79 | 15.9 | 874.3442 | 0.0056228 | 606.22 | 22.54 | 17.62 | 926.4538 | 0.012502 | 511.82 | 18.99 | 11.11 | 898.8315 | 0.033645 | 261.5 | 10.45 | 4.8 | 908.3477 | 0.033565 | 291.79 | 11.64 | 5.12 | 833.3333 | 0.049658 | 194.25 | 7.8 | 3.29 | 856.9592 | 0.06819 | 170.51 | 6.64 | 2.63 | 866.6667 | 0.06801 | 185.59 | 7.08 | 2.76 | 875.2735 | 0.088843 | 153.34 | 5.72 | 2.19 | 882.4048 | 0.088683 | 164.84 | 6.01 | 2.29 | 888.9383 | 0.088533 | 176.36 | 6.28 | 2.38 | 894.831 | 0.11142 | 148.96 | 5.19 | 1.94 | 850.3401 | 0.13872 | 118.62 | 4.14 | 1.52 | 857.3878 | 0.13842 | 126.03 | 4.3 | 1.58 | 818.5167 | 0.14002 | 123.62 | 4.23 | 1.53 | 833.8545 | 0.20003 | 96.49 | 3.44 | 1.13 | 833.8893 | 0.25114 | 86.73 | 3.24 | 0.92797 | 893.5912 | 0.27244 | 89.65 | 3.39 | 0.9478 | 862.783 | 0.27464 | 88.39 | 3.36 | 0.92514 | 860.1276 | 0.37475 | 71.48 | 2.7 | 0.69653 | 857.9027 | 0.40726 | 71.49 | 2.68 | 0.67635 | 879.1863 | 0.40486 | 78.22 | 2.89 | 0.71711 | 903.581 | 0.46446 | 68.52 | 2.53 | 0.62223 | 875.832 | 0.46777 | 72.88 | 2.64 | 0.63288 | 875.8101 | 0.55478 | 61.48 | 2.23 | 0.54196 | 853.1453 | 0.55818 | 65.17 | 2.32 | 0.5515 | 834.1501 | 0.56118 | 68.87 | 2.41 | 0.56124 | 834.2371 | 0.6727 | 57.47 | 2.01 | 0.4684 | 800.881 | 0.67971 | 56.5 | 1.98 | 0.45493 | 883.3229 | 0.72871 | 60.3 | 2.22 | 0.4701 | 866.3676 | 0.79902 | 54.82 | 2.02 | 0.42363 | 893.8947 | 0.92183 | 53.11 | 1.99 | 0.39411 | 863.0362 | 1.0842 | 44.92 | 1.69 | 0.32796 | 860.3429 | 1.0852 | 49.35 | 1.85 | 0.34383 | 873.987 | 1.1572 | 46.39 | 1.74 | 0.3245 | 847.0922 | 1.1662 | 45.81 | 1.72 | 0.31754 | 860.3294 | 1.2442 | 43.06 | 1.62 | 0.29923 | 858.0622 | 1.2452 | 46.92 | 1.75 | 0.31248 | 858.0745 | 1.4092 | 41.46 | 1.54 | 0.27604 | 903.7568 | 1.3932 | 45.85 | 1.68 | 0.29815 | 854.5235 | 1.5952 | 42.74 | 1.54 | 0.26306 | 823.6397 | 1.7033 | 36.95 | 1.36 | 0.23305 | 865.0947 | 1.6832 | 40.6 | 1.46 | 0.25062 | 834.1889 | 1.8443 | 34.3 | 1.26 | 0.21451 | 834.2172 | 1.8443 | 36.94 | 1.33 | 0.22295 | 814.7967 | 1.8543 | 36.58 | 1.32 | 0.21933 | 787.3484 | 2.1603 | 31.19 | 1.13 | 0.18567 | 778.5996 | 2.2974 | 29.29 | 1.06 | 0.17297 | 834.1327 | 2.2583 | 34.45 | 1.33 | 0.19467 | 861.0854 | 2.3373 | 33.48 | 1.29 | 0.19146 | 870.4451 | 2.4733 | 31.7 | 1.22 | 0.1807 | 841.8689 | 3.1254 | 28.11 | 1.11 | 0.14933 | 826.4083 | 3.1395 | 27.9 | 1.1 | 0.14745 | 866.7969 | 3.9556 | 27.35 | 1.06 | 0.1325 | 887.7698 | 4.1216 | 26.41 | 1.02 | 0.12832 | 853.3416 | 4.1576 | 26.01 | 1.01 | 0.12502 | 882.9567 | 4.1266 | 28.75 | 1.1 | 0.13386 | 922.5878 | 4.7286 | 27.4 | 1.02 | 0.12581 | 903.3298 | 5.2277 | 24.74 | 0.92279 | 0.11302 | 880.9187 | 5.6208 | 24.71 | 0.90284 | 0.10966 | 909.4767 | 6.3148 | 23.72 | 0.84562 | 0.09957 | 887.9207 | 6.4109 | 23.31 | 0.8313 | 0.09963 | 939.4964 | 7.164 | 23.94 | 0.81307 | 0.09746 | 858.7246 | 8.6292 | 19.71 | 0.66989 | 0.07729 | 863.0887 | 8.7502 | 19.44 | 0.66041 | 0.07667 | 865.4803 | 9.2243 | 19.59 | 0.65064 | 0.07609 | 861.3264 | 9.8163 | 18.47 | 0.61213 | 0.0706 | 861.9278 | 10.9116 | 18.51 | 0.63783 | 0.06905 | 850.9045 | 11.6616 | 17.23 | 0.59527 | 0.06315 | 840.1561 | 11.6917 | 17.15 | 0.5929 | 0.06266
992.0635 | 0.0013682 | 724.41 | 30.94 | 39.87 | 993.0487 | 0.0013682 | 1450 | 53.64 | 58.33 | 994.695 | 0.0013672 | 2190 | 83.46 | 72.74 | 994.695 | 0.0054747 | 545.84 | 20.85 | 17.6 | 936.7974 | 0.0055398 | 667.41 | 24.24 | 19.13 | 997.7195 | 0.012322 | 566.9 | 20.57 | 12.12 | 998.7017 | 0.032925 | 302.59 | 11.99 | 5.44 | 999.1825 | 0.032915 | 332.93 | 13.04 | 5.72 | 916.6667 | 0.048587 | 222.09 | 8.75 | 3.69 | 928.3725 | 0.06698 | 190.75 | 7.24 | 2.89 | 933.3333 | 0.0669 | 205.86 | 7.65 | 3.02 | 937.7931 | 0.087512 | 168.85 | 6.13 | 2.38 | 941.2318 | 0.087442 | 180.37 | 6.4 | 2.47 | 944.4969 | 0.087382 | 191.91 | 6.66 | 2.55 | 947.4682 | 0.11002 | 161.31 | 5.48 | 2.08 | 900.3601 | 0.13692 | 128.55 | 4.38 | 1.63 | 952.6531 | 0.13522 | 146.02 | 5.16 | 1.79 | 909.463 | 0.13662 | 143.4 | 5.08 | 1.73 | 938.0863 | 0.19473 | 113.82 | 4.23 | 1.3 | 926.5436 | 0.24523 | 100.51 | 3.79 | 1.05 | 982.9503 | 0.26704 | 102.33 | 3.84 | 1.06 | 949.0613 | 0.26894 | 100.98 | 3.8 | 1.04 | 938.321 | 0.36765 | 80.69 | 3 | 0.77281 | 929.3946 | 0.39996 | 79.96 | 2.94 | 0.74477 | 946.816 | 0.39845 | 86.74 | 3.13 | 0.78361 | 973.0872 | 0.45726 | 75.94 | 2.74 | 0.67946 | 938.3915 | 0.46066 | 80.24 | 2.84 | 0.68745 | 938.368 | 0.54638 | 67.69 | 2.4 | 0.58868 | 910.0216 | 0.54998 | 71.34 | 2.48 | 0.59622 | 938.4189 | 0.54638 | 81.23 | 2.98 | 0.64698 | 938.5167 | 0.65499 | 67.78 | 2.49 | 0.53994 | 900.9911 | 0.6608 | 66.71 | 2.45 | 0.52525 | 981.4698 | 0.7127 | 69.79 | 2.6 | 0.53285 | 962.6307 | 0.78101 | 63.48 | 2.36 | 0.48049 | 983.2842 | 0.90372 | 60.6 | 2.26 | 0.44127 | 949.3398 | 1.0621 | 51.29 | 1.91 | 0.36757 | 938.5559 | 1.0641 | 55.71 | 2.06 | 0.38163 | 953.4403 | 1.1362 | 52.36 | 1.93 | 0.36 | 924.1005 | 1.1432 | 51.73 | 1.92 | 0.35259 | 938.5412 | 1.2202 | 48.61 | 1.8 | 0.3321 | 929.5674 | 1.2232 | 52.46 | 1.92 | 0.34398 | 929.5807 | 1.3842 | 46.36 | 1.69 | 0.30384 | 973.2766 | 1.3722 | 50.8 | 1.82 | 0.32546 | 976.5983 | 1.5502 | 51.44 | 1.97 | 0.30837 | 886.9966 | 1.6732 | 41.01 | 1.48 | 0.25493 | 988.6796 | 1.6362 | 48.84 | 1.87 | 0.29361 | 898.3573 | 1.8132 | 38.04 | 1.37 | 0.23448 | 953.3911 | 1.7902 | 44.47 | 1.71 | 0.26142 | 931.1962 | 1.7992 | 44.07 | 1.69 | 0.25743 | 899.8268 | 2.0923 | 37.63 | 1.45 | 0.21831 | 889.8282 | 2.2253 | 35.34 | 1.36 | 0.20344 | 938.3993 | 2.1993 | 40.58 | 1.59 | 0.22411 | 968.7211 | 2.2793 | 39.4 | 1.54 | 0.22013 | 979.2508 | 2.4123 | 37.3 | 1.46 | 0.20765 | 935.4099 | 3.0534 | 32.54 | 1.28 | 0.16926 | 918.2315 | 3.0654 | 32.31 | 1.27 | 0.16723 | 945.5967 | 3.8825 | 30.84 | 1.17 | 0.14679 | 968.4761 | 4.0485 | 29.76 | 1.13 | 0.14202 | 930.9181 | 4.0805 | 29.33 | 1.12 | 0.13851 | 956.5365 | 4.0585 | 32.09 | 1.2 | 0.14697 | 993.5561 | 4.6606 | 30.31 | 1.1 | 0.13703 | 972.8167 | 5.1507 | 27.37 | 0.99548 | 0.12313 | 943.8414 | 5.5418 | 27.16 | 0.96729 | 0.1188 | 970.1085 | 6.2348 | 25.9 | 0.90023 | 0.10723 | 947.1154 | 6.3269 | 25.46 | 0.88522 | 0.10732 | 994.7609 | 7.0889 | 25.86 | 0.85732 | 0.10395 | 909.2379 | 8.5271 | 21.31 | 0.70694 | 0.0825 | 913.8587 | 8.6471 | 21.02 | 0.69696 | 0.08183 | 961.6448 | 9.0352 | 22.59 | 0.7767 | 0.08568 | 957.0294 | 9.6172 | 21.29 | 0.73045 | 0.07944 | 969.6688 | 10.6714 | 21.68 | 0.77983 | 0.07873 | 957.2676 | 11.3915 | 20.2 | 0.72849 | 0.07209 | 945.1756 | 11.4215 | 20.11 | 0.72594 | 0.07156
1091.2698 | 0.0013452 | 824.72 | 34.55 | 44.46 | 1117.1797 | 0.0013402 | 1710 | 65.05 | 66.68 | 1077.5862 | 0.0013482 | 2440 | 91.19 | 79.69 | 1077.5862 | 0.0053977 | 608.66 | 22.78 | 19.29 | 999.2506 | 0.0054697 | 729.46 | 25.88 | 20.62 | 1140.2509 | 0.012041 | 679.14 | 26.07 | 14.09 | 1098.5719 | 0.032374 | 344.48 | 13.4 | 6.07 | 1090.0173 | 0.032414 | 374.79 | 14.35 | 6.32 | 1000 | 0.047737 | 250.49 | 9.65 | 4.08 | 999.7858 | 0.065989 | 211.32 | 7.81 | 3.15 | 1000 | 0.065979 | 226.45 | 8.19 | 3.27 | 1000.3126 | 0.086392 | 184.58 | 6.53 | 2.57 | 1000.0588 | 0.086402 | 196.1 | 6.79 | 2.65 | 1000.0556 | 0.086402 | 207.65 | 7.03 | 2.73 | 1052.7424 | 0.10791 | 186.41 | 6.54 | 2.35 | 1000.4002 | 0.13392 | 148.75 | 5.24 | 1.85 | 1071.7348 | 0.13232 | 171.58 | 6.31 | 2.05 | 1023.1458 | 0.13342 | 168.74 | 6.23 | 1.99 | 1042.3181 | 0.19082 | 131.57 | 4.92 | 1.47 | 1019.198 | 0.24063 | 114.59 | 4.28 | 1.18 | 1072.3094 | 0.26283 | 115.24 | 4.26 | 1.17 | 1035.3396 | 0.26443 | 113.8 | 4.22 | 1.15 | 1016.5145 | 0.36195 | 90.07 | 3.29 | 0.84842 | 1000.8865 | 0.39405 | 88.57 | 3.19 | 0.81268 | 1014.4457 | 0.39305 | 95.38 | 3.36 | 0.84961 | 1042.5934 | 0.45136 | 83.47 | 2.94 | 0.73622 | 1000.9509 | 0.45476 | 87.71 | 3.04 | 0.74166 | 1000.9259 | 0.53937 | 73.99 | 2.56 | 0.63509 | 1023.7743 | 0.53717 | 83.93 | 3.06 | 0.68492 | 1042.6876 | 0.53537 | 93.87 | 3.48 | 0.73181 | 1042.7964 | 0.64178 | 78.33 | 2.9 | 0.61071 | 1001.1012 | 0.64669 | 77.17 | 2.87 | 0.59496 | 1079.6168 | 0.70039 | 79.47 | 2.94 | 0.59487 | 1058.8937 | 0.7671 | 72.32 | 2.68 | 0.53673 | 1072.6736 | 0.88941 | 68.23 | 2.5 | 0.48792 | 1035.6434 | 1.0441 | 57.79 | 2.12 | 0.40682 | 1016.7689 | 1.0471 | 62.19 | 2.26 | 0.41913 | 1032.8937 | 1.1181 | 58.42 | 2.12 | 0.39518 | 1001.1089 | 1.1251 | 57.76 | 2.1 | 0.38738 | 1016.753 | 1.2012 | 54.26 | 1.97 | 0.36471 | 1001.0726 | 1.2052 | 58.1 | 2.08 | 0.37526 | 1001.0869 | 1.3642 | 51.34 | 1.83 | 0.33143 | 1112.3161 | 1.3392 | 60.9 | 2.31 | 0.37938 | 1098.673 | 1.5182 | 60.36 | 2.34 | 0.35304 | 1013.7104 | 1.6282 | 49.29 | 1.89 | 0.29834 | 1112.2646 | 1.6032 | 57.29 | 2.22 | 0.33597 | 1026.694 | 1.7652 | 45.69 | 1.74 | 0.27405 | 1072.565 | 1.7522 | 52.19 | 2.03 | 0.29937 | 1047.5958 | 1.7592 | 51.76 | 2.01 | 0.29507 | 1012.3051 | 2.0433 | 44.24 | 1.73 | 0.25064 | 1001.0567 | 2.1723 | 41.57 | 1.62 | 0.23363 | 1042.6659 | 2.1563 | 46.87 | 1.82 | 0.25322 | 1076.3567 | 2.2353 | 45.46 | 1.77 | 0.24844 | 1088.0564 | 2.3683 | 43.02 | 1.67 | 0.23425 | 1028.9509 | 2.9984 | 37.06 | 1.43 | 0.189 | 1010.0546 | 3.0084 | 36.82 | 1.42 | 0.18684 | 1024.3964 | 3.8245 | 34.39 | 1.28 | 0.16095 | 1049.1824 | 3.9905 | 33.16 | 1.23 | 0.15558 | 1008.4946 | 4.0185 | 32.71 | 1.21 | 0.15188 | 1030.1162 | 4.0035 | 35.49 | 1.29 | 0.15998 | 1064.5244 | 4.6046 | 33.27 | 1.18 | 0.14814 | 1042.3036 | 5.0866 | 30.05 | 1.07 | 0.13315 | 1006.7642 | 5.4747 | 29.65 | 1.03 | 0.12788 | 1030.7403 | 6.1677 | 28.11 | 0.95291 | 0.11483 | 1006.3102 | 6.2568 | 27.63 | 0.93726 | 0.11496 | 1105.2899 | 6.9668 | 29.75 | 1.02 | 0.11679 | 1010.2643 | 8.363 | 24.55 | 0.84265 | 0.09281 | 1015.3985 | 8.48 | 24.21 | 0.83083 | 0.09205 | 1081.8504 | 8.8611 | 26.41 | 0.9465 | 0.09749 | 1076.6581 | 9.4321 | 24.88 | 0.88983 | 0.09032 | 1077.4097 | 10.4913 | 24.91 | 0.90416 | 0.08825 | 1063.6306 | 11.1913 | 23.22 | 0.84519 | 0.0809 | 1050.1951 | 11.2214 | 23.13 | 0.84253 | 0.08033
1190.4762 | 0.0013281 | 926.56 | 37.93 | 48.97 | 1241.3108 | 0.0013212 | 1960 | 75.1 | 74.84 | 1160.4775 | 0.0013332 | 2690 | 98.52 | 86.54 | 1160.4775 | 0.0053356 | 672.28 | 24.61 | 20.95 | 1124.1569 | 0.0053607 | 855.63 | 31.61 | 23.57 | 1282.7822 | 0.011851 | 793.56 | 30.77 | 16.02 | 1198.442 | 0.031954 | 386.99 | 14.71 | 6.68 | 1180.852 | 0.032024 | 417.24 | 15.58 | 6.91 | 1083.3333 | 0.047066 | 279.34 | 10.49 | 4.48 | 1071.199 | 0.065168 | 232.18 | 8.36 | 3.41 | 1066.6667 | 0.065218 | 247.3 | 8.72 | 3.52 | 1062.8321 | 0.085451 | 200.5 | 6.91 | 2.75 | 1058.8858 | 0.085511 | 212.02 | 7.16 | 2.83 | 1111.1728 | 0.084821 | 239.6 | 8.37 | 3.08 | 1184.3352 | 0.10581 | 218.42 | 7.96 | 2.69 | 1125.4502 | 0.13122 | 174.54 | 6.39 | 2.11 | 1190.8164 | 0.13012 | 197.64 | 7.31 | 2.31 | 1136.8287 | 0.13102 | 194.6 | 7.23 | 2.25 | 1146.5499 | 0.18782 | 149.64 | 5.55 | 1.64 | 1111.8523 | 0.23713 | 128.91 | 4.74 | 1.3 | 1161.6685 | 0.25943 | 128.34 | 4.65 | 1.28 | 1121.6179 | 0.26083 | 126.82 | 4.6 | 1.26 | 1094.7079 | 0.35734 | 99.57 | 3.55 | 0.92322 | 1072.3784 | 0.38915 | 97.31 | 3.42 | 0.87998 | 1082.0754 | 0.38855 | 104.13 | 3.59 | 0.91502 | 1112.0996 | 0.44645 | 91.08 | 3.13 | 0.79242 | 1126.0698 | 0.44555 | 102.91 | 3.72 | 0.84876 | 1126.0416 | 0.52846 | 86.8 | 3.14 | 0.72677 | 1137.527 | 0.52766 | 96.78 | 3.56 | 0.77229 | 1146.9564 | 0.52696 | 106.75 | 3.93 | 0.81542 | 1147.076 | 0.63178 | 89.07 | 3.28 | 0.68046 | 1101.2113 | 0.63588 | 87.84 | 3.24 | 0.6638 | 1177.7638 | 0.69098 | 89.31 | 3.25 | 0.65599 | 1155.1568 | 0.75639 | 81.3 | 2.96 | 0.59221 | 1162.0631 | 0.8782 | 75.97 | 2.73 | 0.53396 | 1121.947 | 1.0301 | 64.39 | 2.32 | 0.4456 | 1094.9819 | 1.0341 | 68.76 | 2.44 | 0.45624 | 1112.3471 | 1.1041 | 64.58 | 2.29 | 0.42999 | 1078.1173 | 1.1101 | 63.88 | 2.27 | 0.42183 | 1094.9647 | 1.1861 | 59.99 | 2.13 | 0.39699 | 1144.0829 | 1.1781 | 69.59 | 2.64 | 0.43694 | 1144.0993 | 1.3342 | 61.48 | 2.33 | 0.38586 | 1251.3556 | 1.3171 | 71.2 | 2.73 | 0.43216 | 1220.7478 | 1.4942 | 69.45 | 2.67 | 0.39688 | 1140.4242 | 1.5962 | 57.78 | 2.24 | 0.34105 | 1235.8495 | 1.5782 | 65.89 | 2.53 | 0.37752 | 1155.0308 | 1.7322 | 53.51 | 2.07 | 0.31294 | 1191.7389 | 1.7242 | 60.06 | 2.31 | 0.33665 | 1163.9953 | 1.7302 | 59.61 | 2.3 | 0.33209 | 1124.7835 | 2.0072 | 51 | 1.97 | 0.28249 | 1112.2852 | 2.1323 | 47.93 | 1.86 | 0.2634 | 1146.9325 | 2.1222 | 53.26 | 2.04 | 0.28192 | 1183.9924 | 2.2033 | 51.63 | 1.97 | 0.2763 | 1196.862 | 2.3343 | 48.84 | 1.86 | 0.26042 | 1122.4919 | 2.9553 | 41.66 | 1.57 | 0.20848 | 1101.8778 | 2.9644 | 41.4 | 1.56 | 0.20621 | 1103.1961 | 3.7764 | 37.99 | 1.37 | 0.17496 | 1129.8888 | 3.9444 | 36.61 | 1.32 | 0.16897 | 1086.0711 | 3.9685 | 36.13 | 1.31 | 0.16512 | 1103.6959 | 3.9585 | 38.92 | 1.38 | 0.17284 | 1135.4927 | 4.5585 | 36.25 | 1.25 | 0.15914 | 1111.7905 | 5.0336 | 32.75 | 1.13 | 0.14306 | 1069.687 | 5.4187 | 32.16 | 1.09 | 0.13687 | 1091.3721 | 6.1097 | 30.34 | 1 | 0.12237 | 1065.5049 | 6.1958 | 29.83 | 0.98758 | 0.12253 | 1243.4512 | 6.8587 | 34.7 | 1.24 | 0.13249 | 1136.5473 | 8.2119 | 28.68 | 1.03 | 0.10549 | 1142.3233 | 8.3269 | 28.28 | 1.01 | 0.10461 | 1202.056 | 8.735 | 30.3 | 1.09 | 0.10906 | 1196.2867 | 9.299 | 28.53 | 1.03 | 0.10097 | 1185.1507 | 10.3512 | 28.19 | 1.02 | 0.09759 | 1169.9937 | 11.0512 | 26.3 | 0.95063 | 0.08954 | 1155.2146 | 11.0712 | 26.2 | 0.94791 | 0.08895
1289.6825 | 0.0013151 | 1030 | 41.13 | 53.41 | 1365.4419 | 0.0013071 | 2220 | 84.2 | 82.82 | 1243.3687 | 0.0013202 | 2950 | 105.49 | 93.28 | 1243.3687 | 0.0052856 | 736.58 | 26.35 | 22.59 | 1249.0632 | 0.0052826 | 984.01 | 36.62 | 26.45 | 1425.3136 | 0.011721 | 909.52 | 34.94 | 17.9 | 1298.3122 | 0.031624 | 430.01 | 15.94 | 7.29 | 1271.6868 | 0.031704 | 460.16 | 16.74 | 7.5 | 1166.6667 | 0.046516 | 308.57 | 11.29 | 4.86 | 1142.6123 | 0.064498 | 253.27 | 8.89 | 3.67 | 1133.3333 | 0.064578 | 268.37 | 9.22 | 3.77 | 1125.3517 | 0.08465 | 216.58 | 7.29 | 2.94 | 1176.5398 | 0.08409 | 244.28 | 8.5 | 3.19 | 1250.0694 | 0.0834 | 280.26 | 10.17 | 3.51 | 1315.928 | 0.10441 | 250.94 | 9.21 | 3.01 | 1250.5002 | 0.12931 | 200.78 | 7.4 | 2.37 | 1309.8981 | 0.12861 | 224.08 | 8.22 | 2.56 | 1250.5116 | 0.12931 | 220.87 | 8.14 | 2.5 | 1250.7817 | 0.18552 | 167.96 | 6.13 | 1.81 | 1204.5067 | 0.23433 | 143.42 | 5.17 | 1.42 | 1251.0276 | 0.25683 | 141.59 | 5.01 | 1.39 | 1207.8962 | 0.25803 | 140 | 4.97 | 1.37 | 1172.9013 | 0.35364 | 109.2 | 3.81 | 0.9971 | 1143.8703 | 0.38515 | 106.14 | 3.64 | 0.94655 | 1217.3348 | 0.38174 | 121.89 | 4.38 | 1.04 | 1251.1121 | 0.43895 | 106.54 | 3.82 | 0.90298 | 1251.1886 | 0.43895 | 118.38 | 4.32 | 0.95375 | 1251.1573 | 0.52066 | 99.84 | 3.64 | 0.81664 | 1251.2797 | 0.52066 | 109.83 | 4.01 | 0.85806 | 1251.2252 | 0.52066 | 119.81 | 4.34 | 0.89761 | 1251.3556 | 0.62417 | 99.96 | 3.62 | 0.74902 | 1201.3215 | 0.62757 | 98.66 | 3.59 | 0.73159 | 1275.9108 | 0.68358 | 99.26 | 3.54 | 0.71609 | 1251.4199 | 0.74808 | 90.39 | 3.23 | 0.64681 | 1251.4526 | 0.8693 | 83.8 | 2.95 | 0.57933 | 1208.2506 | 1.0191 | 71.06 | 2.51 | 0.48386 | 1251.4078 | 1.0141 | 82.12 | 3.09 | 0.52913 | 1271.2538 | 1.0841 | 77.08 | 2.9 | 0.4983 | 1232.1341 | 1.0881 | 76.33 | 2.87 | 0.48954 | 1251.3883 | 1.1631 | 71.64 | 2.69 | 0.46037 | 1287.0933 | 1.1591 | 81.3 | 3.12 | 0.49722 | 1287.1117 | 1.3121 | 71.82 | 2.75 | 0.43905 | 1390.3952 | 1.3011 | 81.64 | 3.11 | 0.48364 | 1342.8226 | 1.4772 | 78.65 | 2.97 | 0.43979 | 1267.138 | 1.5732 | 66.41 | 2.55 | 0.38289 | 1359.4345 | 1.5612 | 74.61 | 2.82 | 0.41817 | 1283.3676 | 1.7082 | 61.46 | 2.35 | 0.351 | 1310.9128 | 1.7042 | 68.04 | 2.57 | 0.37317 | 1280.3948 | 1.7082 | 67.56 | 2.56 | 0.36838 | 1237.2618 | 1.9802 | 57.86 | 2.2 | 0.31379 | 1223.5137 | 2.1032 | 54.38 | 2.07 | 0.29265 | 1251.1991 | 2.0972 | 59.75 | 2.23 | 0.31013 | 1291.6281 | 2.1782 | 57.87 | 2.16 | 0.30365 | 1305.6677 | 2.3082 | 54.74 | 2.04 | 0.2861 | 1216.0329 | 2.9213 | 46.31 | 1.7 | 0.22768 | 1193.7009 | 2.9293 | 46.04 | 1.69 | 0.2253 | 1181.9958 | 3.7384 | 41.63 | 1.47 | 0.1888 | 1210.5951 | 3.9064 | 40.09 | 1.41 | 0.18219 | 1163.6476 | 3.9274 | 39.6 | 1.4 | 0.17819 | 1177.2756 | 3.9214 | 42.39 | 1.46 | 0.18555 | 1206.461 | 4.5205 | 39.27 | 1.32 | 0.17001 | 1181.2774 | 4.9906 | 35.48 | 1.2 | 0.15287 | 1132.6097 | 5.3706 | 34.69 | 1.15 | 0.14578 | 1212.6357 | 6.0196 | 34.85 | 1.19 | 0.13721 | 1183.8943 | 6.1007 | 34.28 | 1.17 | 0.13746 | 1381.6124 | 6.7827 | 39.72 | 1.43 | 0.14779 | 1262.8304 | 8.1048 | 32.87 | 1.18 | 0.11787 | 1269.2481 | 8.2178 | 32.42 | 1.17 | 0.11689 | 1322.2616 | 8.6439 | 34.24 | 1.23 | 0.12036 | 1315.9154 | 9.2029 | 32.23 | 1.15 | 0.11137 | 1292.8917 | 10.2611 | 31.51 | 1.12 | 0.10673 | 1276.3568 | 10.9411 | 29.41 | 1.05 | 0.09801 | 1260.2342 | 10.9511 | 29.31 | 1.04 | 0.09739
1388.8889 | 0.0013041 | 1130 | 44.17 | 57.75 | 1489.573 | 0.0012961 | 2480 | 92.59 | 90.59 | 1326.2599 | 0.0013111 | 3210 | 112.16 | 99.92 | 1326.2599 | 0.0052456 | 801.43 | 28.02 | 24.2 | 1373.9695 | 0.0052265 | 1110 | 41.13 | 29.26 | 1567.8449 | 0.011641 | 1030 | 38.74 | 19.72 | 1398.1824 | 0.031373 | 473.41 | 17.11 | 7.88 | 1362.5216 | 0.031463 | 503.45 | 17.85 | 8.07 | 1250 | 0.046085 | 338.1 | 12.06 | 5.25 | 1214.0256 | 0.063937 | 274.57 | 9.4 | 3.93 | 1200 | 0.064038 | 289.64 | 9.71 | 4.02 | 1250.3907 | 0.083399 | 249.13 | 8.63 | 3.3 | 1323.6073 | 0.082829 | 285.25 | 10.3 | 3.62 | 1388.9661 | 0.082409 | 321.5 | 11.74 | 3.93 | 1447.5208 | 0.10341 | 283.84 | 10.33 | 3.33 | 1375.5502 | 0.12791 | 227.38 | 8.31 | 2.63 | 1428.9797 | 0.12741 | 250.79 | 9.06 | 2.81 | 1364.1944 | 0.12801 | 247.45 | 8.97 | 2.74 | 1355.0136 | 0.18382 | 186.47 | 6.67 | 1.97 | 1297.1611 | 0.23212 | 158.08 | 5.57 | 1.54 | 1340.3867 | 0.25473 | 154.96 | 5.36 | 1.5 | 1294.1745 | 0.25573 | 153.32 | 5.32 | 1.47 | 1251.0947 | 0.35054 | 118.91 | 4.05 | 1.07 | 1286.8541 | 0.37904 | 124.04 | 4.44 | 1.08 | 1352.5943 | 0.37684 | 139.92 | 5.07 | 1.17 | 1390.1246 | 0.43364 | 122.21 | 4.42 | 1.01 | 1376.3075 | 0.43404 | 134.05 | 4.86 | 1.06 | 1376.2731 | 0.51495 | 113.05 | 4.1 | 0.90451 | 1365.0324 | 0.51535 | 123.03 | 4.43 | 0.94208 | 1355.4939 | 0.51575 | 133.01 | 4.73 | 0.97826 | 1355.6353 | 0.61837 | 110.97 | 3.94 | 0.81631 | 1301.4316 | 0.62117 | 109.62 | 3.91 | 0.7982 | 1374.0578 | 0.67787 | 109.31 | 3.82 | 0.77513 | 1347.6829 | 0.74158 | 99.57 | 3.49 | 0.70046 | 1430.2315 | 0.85659 | 99.65 | 3.71 | 0.66788 | 1380.8579 | 1.0031 | 84.6 | 3.16 | 0.55866 | 1407.8338 | 1.0011 | 95.7 | 3.64 | 0.60001 | 1430.1605 | 1.0701 | 89.78 | 3.41 | 0.56467 | 1386.1508 | 1.0731 | 88.99 | 3.39 | 0.55543 | 1407.8118 | 1.1481 | 83.48 | 3.17 | 0.52201 | 1430.1037 | 1.1461 | 93.17 | 3.54 | 0.55593 | 1430.1241 | 1.2981 | 82.3 | 3.13 | 0.49086 | 1529.4347 | 1.2911 | 92.2 | 3.45 | 0.53375 | 1464.8974 | 1.4651 | 87.95 | 3.25 | 0.48173 | 1393.8518 | 1.5572 | 75.15 | 2.83 | 0.42378 | 1483.0194 | 1.5481 | 83.41 | 3.08 | 0.45787 | 1411.7043 | 1.6912 | 69.51 | 2.61 | 0.38816 | 1430.0866 | 1.6892 | 76.11 | 2.82 | 0.40887 | 1396.7944 | 1.6932 | 75.61 | 2.8 | 0.4039 | 1349.7402 | 1.9602 | 64.8 | 2.41 | 0.34445 | 1334.7422 | 2.0812 | 60.92 | 2.27 | 0.32134 | 1355.4657 | 2.0782 | 66.3 | 2.42 | 0.33781 | 1399.2638 | 2.1602 | 64.18 | 2.34 | 0.33046 | 1414.4733 | 2.2892 | 60.69 | 2.21 | 0.31126 | 1309.5739 | 2.8953 | 51.01 | 1.83 | 0.24656 | 1285.5241 | 2.9013 | 50.73 | 1.82 | 0.24409 | 1260.7956 | 3.7074 | 45.31 | 1.56 | 0.20245 | 1291.3015 | 3.8754 | 43.61 | 1.5 | 0.19522 | 1241.2242 | 3.8944 | 43.1 | 1.48 | 0.19108 | 1250.8554 | 3.8904 | 45.9 | 1.54 | 0.1981 | 1277.4292 | 4.4885 | 42.3 | 1.39 | 0.18073 | 1250.7644 | 4.9535 | 38.23 | 1.26 | 0.16255 | 1258.4552 | 5.2966 | 39.82 | 1.36 | 0.16331 | 1364.2151 | 5.9406 | 40.57 | 1.44 | 0.15531 | 1331.8811 | 6.0166 | 39.93 | 1.42 | 0.15568 | 1519.7736 | 6.7316 | 44.78 | 1.6 | 0.16267 | 1389.1134 | 8.0288 | 37.11 | 1.33 | 0.12996 | 1396.173 | 8.1398 | 36.6 | 1.31 | 0.12887 | 1442.4672 | 8.5788 | 38.21 | 1.35 | 0.13139 | 1435.5441 | 9.1338 | 35.96 | 1.27 | 0.12152 | 1400.6327 | 10.181 | 34.86 | 1.22 | 0.11568 | 1382.7198 | 10.8611 | 32.55 | 1.14 | 0.1063 | 1365.2537 | 10.8711 | 32.44 | 1.14 | 0.10566
1488.0952 | 0.0012961 | 1240 | 47.07 | 62.01 | 1613.7041 | 0.0012891 | 2750 | 100.41 | 98.16 | 1492.0424 | 0.0012961 | 3730 | 135.21 | 112.87 | 1492.0424 | 0.0051885 | 932.35 | 33.78 | 27.35 | 1498.8758 | 0.0051865 | 1250 | 45.28 | 32.01 | 1710.3763 | 0.011581 | 1140 | 42.24 | 21.49 | 1498.0525 | 0.031183 | 517.13 | 18.22 | 8.46 | 1453.3563 | 0.031263 | 547.06 | 18.91 | 8.63 | 1333.3333 | 0.045735 | 367.89 | 12.79 | 5.62 | 1285.4388 | 0.063467 | 296.04 | 9.89 | 4.18 | 1333.3333 | 0.063197 | 332.64 | 11.48 | 4.5 | 1406.6896 | 0.082308 | 290.4 | 10.44 | 3.74 | 1470.6747 | 0.081978 | 326.74 | 11.87 | 4.04 | 1527.8627 | 0.081718 | 363.17 | 13.15 | 4.33 | 1579.1136 | 0.10271 | 317.02 | 11.35 | 3.64 | 1500.6002 | 0.12691 | 254.22 | 9.14 | 2.88 | 1548.0614 | 0.12651 | 277.72 | 9.83 | 3.05 | 1477.8773 | 0.12701 | 274.27 | 9.75 | 2.98 | 1459.2454 | 0.18242 | 205.15 | 7.18 | 2.13 | 1389.8154 | 0.23042 | 172.86 | 5.96 | 1.66 | 1429.7459 | 0.25303 | 168.43 | 5.69 | 1.61 | 1380.4528 | 0.25393 | 166.74 | 5.65 | 1.58 | 1407.4815 | 0.34603 | 138.55 | 4.92 | 1.21 | 1429.8379 | 0.37474 | 142.19 | 5.13 | 1.2 | 1487.8537 | 0.37344 | 158.15 | 5.7 | 1.29 | 1529.137 | 0.42994 | 138.05 | 4.96 | 1.12 | 1501.4264 | 0.43064 | 149.87 | 5.35 | 1.16 | 1501.3888 | 0.51085 | 126.38 | 4.51 | 0.99027 | 1478.7851 | 0.51145 | 136.35 | 4.81 | 1.02 | 1459.7627 | 0.51205 | 146.32 | 5.09 | 1.06 | 1459.9149 | 0.61386 | 122.07 | 4.25 | 0.88227 | 1401.5417 | 0.61626 | 120.67 | 4.21 | 0.86359 | 1570.3518 | 0.67006 | 129.6 | 4.78 | 0.88988 | 1540.2091 | 0.73257 | 118.13 | 4.37 | 0.80486 | 1609.0105 | 0.84868 | 115.69 | 4.35 | 0.75338 | 1553.4651 | 0.99259 | 98.31 | 3.7 | 0.63101 | 1564.2598 | 0.99209 | 109.43 | 4.13 | 0.66876 | 1589.0672 | 1.0611 | 102.62 | 3.86 | 0.629 | 1540.1676 | 1.0641 | 101.79 | 3.84 | 0.6194 | 1564.2353 | 1.1381 | 95.45 | 3.6 | 0.5818 | 1573.1141 | 1.1371 | 105.15 | 3.93 | 0.61302 | 1573.1365 | 1.2881 | 92.88 | 3.47 | 0.54123 | 1668.4742 | 1.2831 | 102.83 | 3.76 | 0.58248 | 1586.9722 | 1.4561 | 97.32 | 3.51 | 0.52265 | 1520.5657 | 1.5451 | 83.97 | 3.1 | 0.46367 | 1606.6044 | 1.5391 | 92.27 | 3.33 | 0.49661 | 1540.0411 | 1.6792 | 77.63 | 2.86 | 0.42439 | 1549.2605 | 1.6782 | 84.23 | 3.04 | 0.44374 | 1513.1939 | 1.6812 | 83.72 | 3.03 | 0.43862 | 1462.2185 | 1.9452 | 71.81 | 2.61 | 0.37447 | 1445.9707 | 2.0652 | 67.52 | 2.45 | 0.34942 | 1459.7322 | 2.0632 | 72.9 | 2.59 | 0.36495 | 1506.8994 | 2.1462 | 70.53 | 2.5 | 0.35672 | 1523.279 | 2.2752 | 66.68 | 2.36 | 0.33589 | 1403.1149 | 2.8743 | 55.76 | 1.95 | 0.26511 | 1377.3472 | 2.8803 | 55.47 | 1.94 | 0.26256 | 1339.5953 | 3.6814 | 49.01 | 1.64 | 0.21591 | 1372.0078 | 3.8514 | 47.15 | 1.58 | 0.20805 | 1318.8007 | 3.8664 | 46.62 | 1.56 | 0.2038 | 1324.4351 | 3.8654 | 49.43 | 1.62 | 0.21048 | 1419.3658 | 4.4394 | 48.43 | 1.64 | 0.20177 | 1389.7382 | 4.8975 | 43.79 | 1.48 | 0.18155 | 1415.7622 | 5.2315 | 46.32 | 1.64 | 0.18465 | 1515.7946 | 5.8875 | 46.35 | 1.66 | 0.17288 | 1479.8679 | 5.9606 | 45.64 | 1.63 | 0.17339 | 1657.9349 | 6.6966 | 49.87 | 1.75 | 0.17713 | 1515.3964 | 7.9747 | 41.38 | 1.46 | 0.14173 | 1523.0978 | 8.0847 | 40.82 | 1.44 | 0.14055 | 1562.6728 | 8.5328 | 42.21 | 1.46 | 0.14215 | 1555.1727 | 9.0848 | 39.72 | 1.38 | 0.13142 | 1508.3736 | 10.1309 | 38.22 | 1.31 | 0.12441 | 1489.0829 | 10.791 | 35.71 | 1.22 | 0.1144 | 1470.2732 | 10.801 | 35.6 | 1.22 | 0.11374
1587.3016 | 0.0012901 | 1340 | 49.85 | 66.18 | 1737.8352 | 0.0012841 | 3010 | 107.74 | 105.54 | 1657.8249 | 0.0012871 | 4260 | 155.25 | 125.37 | 1657.8249 | 0.0051515 | 1060 | 38.79 | 30.39 | 1623.7822 | 0.0051575 | 1380 | 49.13 | 34.68 | 1852.9076 | 0.011541 | 1260 | 45.5 | 23.2 | 1597.9227 | 0.031043 | 561.08 | 19.27 | 9.03 | 1544.1911 | 0.031113 | 590.9 | 19.92 | 9.18 | 1416.6667 | 0.045445 | 397.89 | 13.49 | 5.99 | 1428.2654 | 0.062756 | 339.38 | 11.65 | 4.67 | 1500 | 0.062486 | 387.05 | 13.84 | 5.09 | 1562.9884 | 0.081588 | 332.13 | 12 | 4.17 | 1617.7422 | 0.081397 | 368.6 | 13.28 | 4.45 | 1666.7593 | 0.081247 | 405.13 | 14.44 | 4.73 | 1710.7064 | 0.10221 | 350.39 | 12.31 | 3.94 | 1625.6503 | 0.12611 | 281.25 | 9.92 | 3.12 | 1667.143 | 0.12591 | 304.81 | 10.56 | 3.28 | 1591.5602 | 0.12631 | 301.26 | 10.48 | 3.21 | 1563.4772 | 0.18142 | 223.94 | 7.66 | 2.28 | 1482.4698 | 0.22912 | 187.75 | 6.32 | 1.77 | 1608.4641 | 0.25072 | 195.58 | 6.87 | 1.81 | 1553.0094 | 0.25132 | 193.81 | 6.83 | 1.78 | 1563.8684 | 0.34303 | 158.4 | 5.66 | 1.35 | 1572.8216 | 0.37183 | 160.51 | 5.75 | 1.33 | 1623.1131 | 0.37103 | 176.53 | 6.26 | 1.41 | 1668.1495 | 0.42744 | 154.01 | 5.45 | 1.22 | 1626.5452 | 0.42814 | 165.8 | 5.81 | 1.25 | 1626.5045 | 0.50785 | 139.81 | 4.9 | 1.07 | 1592.5378 | 0.50855 | 149.76 | 5.18 | 1.1 | 1668.3002 | 0.50714 | 173.16 | 6.35 | 1.21 | 1668.4742 | 0.60795 | 144.46 | 5.3 | 1.01 | 1601.7619 | 0.60956 | 143 | 5.27 | 0.99057 | 1766.6457 | 0.66556 | 150.09 | 5.59 | 1 | 1732.7352 | 0.72726 | 136.88 | 5.11 | 0.90528 | 1787.7894 | 0.84397 | 131.86 | 4.91 | 0.83582 | 1726.0723 | 0.98618 | 112.13 | 4.19 | 0.70089 | 1720.6858 | 0.98638 | 123.26 | 4.57 | 0.73537 | 1747.9739 | 1.0551 | 115.54 | 4.28 | 0.69129 | 1694.1843 | 1.0571 | 114.69 | 4.26 | 0.6814 | 1720.6589 | 1.1311 | 107.51 | 3.98 | 0.63972 | 1716.1244 | 1.1311 | 117.21 | 4.28 | 0.66847 | 1716.149 | 1.2811 | 103.53 | 3.78 | 0.59017 | 1807.5137 | 1.2781 | 113.51 | 4.06 | 0.62984 | 1709.047 | 1.4491 | 106.74 | 3.76 | 0.56258 | 1647.2795 | 1.5371 | 92.84 | 3.34 | 0.50257 | 1730.1893 | 1.5331 | 101.17 | 3.56 | 0.53438 | 1668.3778 | 1.6701 | 85.8 | 3.08 | 0.45969 | 1668.4344 | 1.6701 | 92.4 | 3.26 | 0.47777 | 1629.5934 | 1.6721 | 91.87 | 3.24 | 0.47252 | 1574.6969 | 1.9342 | 78.86 | 2.79 | 0.40383 | 1557.1993 | 2.0532 | 74.16 | 2.63 | 0.3769 | 1563.9988 | 2.0522 | 79.55 | 2.76 | 0.39153 | 1614.5351 | 2.1352 | 76.92 | 2.66 | 0.38241 | 1632.0846 | 2.2642 | 72.71 | 2.51 | 0.35999 | 1496.6559 | 2.8583 | 60.53 | 2.06 | 0.28332 | 1469.1704 | 2.8633 | 60.23 | 2.05 | 0.28071 | 1418.395 | 3.6614 | 52.73 | 1.73 | 0.22916 | 1452.7142 | 3.8314 | 50.71 | 1.66 | 0.22067 | 1396.3772 | 3.8444 | 50.17 | 1.64 | 0.21632 | 1471.5945 | 3.8274 | 56.54 | 1.91 | 0.23471 | 1596.7866 | 4.4004 | 56.17 | 1.97 | 0.22724 | 1563.4554 | 4.8514 | 50.8 | 1.79 | 0.20458 | 1573.0691 | 5.1905 | 52.88 | 1.88 | 0.20532 | 1667.374 | 5.8535 | 52.18 | 1.85 | 0.1899 | 1627.8547 | 5.9225 | 51.39 | 1.82 | 0.19056 | 1796.0961 | 6.6755 | 54.99 | 1.89 | 0.19117 | 1641.6795 | 7.9387 | 45.68 | 1.58 | 0.15319 | 1650.0226 | 8.0467 | 45.06 | 1.56 | 0.15191 | 1682.8784 | 8.5007 | 46.22 | 1.57 | 0.15262 | 1674.8014 | 9.0517 | 43.49 | 1.48 | 0.14106 | 1616.1146 | 10.0909 | 41.61 | 1.39 | 0.13295 | 1595.446 | 10.7509 | 38.88 | 1.3 | 0.12232 | 1575.2927 | 10.7609 | 38.77 | 1.3 | 0.12165
1686.5079 | 0.0012861 | 1450 | 52.51 | 70.27 | 1861.9662 | 0.0012811 | 3280 | 114.67 | 112.72 | 1823.6074 | 0.0012821 | 4790 | 173.21 | 137.44 | 1823.6074 | 0.0051294 | 1200 | 43.28 | 33.32 | 1748.6885 | 0.0051384 | 1510 | 52.74 | 37.28 | 1995.439 | 0.011521 | 1380 | 48.56 | 24.86 | 1697.7929 | 0.030933 | 605.21 | 20.28 | 9.59 | 1635.0259 | 0.030993 | 634.94 | 20.9 | 9.72 | 1500 | 0.045225 | 428.05 | 14.16 | 6.36 | 1606.7985 | 0.062176 | 394.12 | 14.01 | 5.27 | 1666.6667 | 0.062036 | 441.96 | 15.89 | 5.66 | 1719.2873 | 0.081117 | 374.16 | 13.41 | 4.58 | 1764.8097 | 0.081017 | 410.71 | 14.57 | 4.85 | 1805.6559 | 0.080947 | 447.29 | 15.63 | 5.11 | 1842.2992 | 0.10191 | 383.9 | 13.2 | 4.24 | 1750.7003 | 0.12561 | 308.41 | 10.64 | 3.36 | 1786.2246 | 0.12551 | 332 | 11.25 | 3.51 | 1705.2431 | 0.12581 | 328.39 | 11.16 | 3.44 | 1667.709 | 0.18072 | 242.82 | 8.12 | 2.44 | 1667.7785 | 0.22722 | 217.72 | 7.62 | 1.99 | 1787.1823 | 0.24932 | 222.93 | 7.89 | 2.01 | 1725.566 | 0.24972 | 221.11 | 7.85 | 1.98 | 1720.2552 | 0.34113 | 178.4 | 6.33 | 1.48 | 1715.8054 | 0.36993 | 178.95 | 6.32 | 1.45 | 1758.3726 | 0.36943 | 195 | 6.79 | 1.53 | 1807.1619 | 0.42583 | 170.04 | 5.91 | 1.32 | 1751.6641 | 0.42633 | 181.81 | 6.24 | 1.35 | 1751.6202 | 0.50584 | 153.3 | 5.26 | 1.16 | 1820.0432 | 0.50504 | 176.75 | 6.44 | 1.26 | 1876.8377 | 0.50454 | 200.21 | 7.42 | 1.36 | 1877.0335 | 0.60485 | 167.02 | 6.19 | 1.13 | 1801.9822 | 0.60575 | 165.51 | 6.16 | 1.11 | 1962.9397 | 0.66325 | 170.67 | 6.31 | 1.11 | 1925.2614 | 0.72446 | 155.72 | 5.76 | 1 | 1966.5683 | 0.84146 | 148.09 | 5.42 | 0.91529 | 1898.6796 | 0.98258 | 126.03 | 4.63 | 0.76834 | 1877.1118 | 0.98298 | 137.15 | 4.97 | 0.79988 | 1906.8807 | 1.0521 | 128.52 | 4.65 | 0.75158 | 1848.2011 | 1.0531 | 127.65 | 4.63 | 0.74148 | 1877.0824 | 1.1271 | 119.62 | 4.34 | 0.69582 | 1859.1348 | 1.1281 | 129.32 | 4.61 | 0.72233 | 1859.1614 | 1.2771 | 114.22 | 4.07 | 0.63769 | 1946.5532 | 1.2751 | 124.22 | 4.33 | 0.67586 | 1831.1217 | 1.4451 | 116.19 | 3.99 | 0.60151 | 1773.9933 | 1.5311 | 101.76 | 3.57 | 0.54046 | 1853.7743 | 1.5281 | 110.11 | 3.78 | 0.5712 | 1796.7146 | 1.6651 | 94 | 3.29 | 0.49406 | 1787.6083 | 1.6651 | 100.6 | 3.46 | 0.51097 | 1745.9929 | 1.6671 | 100.07 | 3.44 | 0.50563 | 1687.1752 | 1.9262 | 85.95 | 2.97 | 0.43252 | 1668.4278 | 2.0442 | 80.84 | 2.79 | 0.40376 | 1668.2654 | 2.0442 | 86.23 | 2.92 | 0.41755 | 1722.1708 | 2.1282 | 83.34 | 2.81 | 0.40755 | 1740.8902 | 2.2572 | 78.76 | 2.66 | 0.38356 | 1590.1969 | 2.8462 | 65.32 | 2.17 | 0.30119 | 1560.9935 | 2.8493 | 65.02 | 2.16 | 0.29853 | 1575.9945 | 3.6313 | 60.24 | 2.03 | 0.25505 | 1614.1268 | 3.8023 | 57.88 | 1.94 | 0.24532 | 1551.5302 | 3.8123 | 57.32 | 1.93 | 0.2408 | 1655.5439 | 3.7973 | 65.51 | 2.29 | 0.26401 | 1774.2073 | 4.3774 | 63.96 | 2.26 | 0.25179 | 1737.1727 | 4.8244 | 57.87 | 2.05 | 0.2268 | 1730.376 | 5.1634 | 59.49 | 2.1 | 0.22534 | 1818.9535 | 5.8324 | 58.03 | 2.03 | 0.20639 | 1775.8415 | 5.8995 | 57.18 | 2 | 0.2072 | 1934.2574 | 6.6625 | 60.11 | 2.03 | 0.2048 | 1767.9625 | 7.9146 | 50 | 1.69 | 0.16435 | 1776.9474 | 8.0226 | 49.31 | 1.67 | 0.16297 | 1803.084 | 8.4807 | 50.25 | 1.67 | 0.16283 | 1794.4301 | 9.0307 | 47.27 | 1.57 | 0.15046 | 1723.8556 | 10.0608 | 45 | 1.47 | 0.14129 | 1701.809 | 10.7209 | 42.07 | 1.38 | 0.13006 | 1680.3122 | 10.7309 | 41.95 | 1.38 | 0.12937
1785.7143 | 0.0012831 | 1560 | 55.07 | 74.27 | 1986.0973 | 0.0012791 | 3550 | 121.25 | 119.71 | 1989.3899 | 0.0012791 | 5330 | 189.6 | 149.08 | 1989.3899 | 0.0051184 | 1330 | 47.37 | 36.15 | 1998.5011 | 0.0051184 | 1780 | 65.06 | 42.28 | 2137.9704 | 0.011511 | 1500 | 51.45 | 26.48 | 1797.663 | 0.030853 | 649.48 | 21.25 | 10.14 | 1816.6954 | 0.030833 | 723.41 | 24.4 | 10.77 | 1666.6667 | 0.044894 | 488.75 | 16.59 | 7.06 | 1785.3317 | 0.061835 | 449.26 | 16.05 | 5.84 | 1833.3333 | 0.061765 | 497.19 | 17.72 | 6.21 | 1875.5861 | 0.080836 | 416.38 | 14.69 | 4.98 | 1911.8772 | 0.080796 | 452.97 | 15.76 | 5.24 | 1944.5525 | 0.080756 | 489.58 | 16.75 | 5.48 | 1973.892 | 0.10171 | 417.49 | 14.03 | 4.52 | 1875.7503 | 0.12531 | 335.67 | 11.33 | 3.59 | 1905.3063 | 0.12521 | 359.27 | 11.9 | 3.73 | 1818.9259 | 0.12541 | 355.61 | 11.82 | 3.66 | 1876.1726 | 0.17981 | 280.76 | 9.74 | 2.73 | 1853.0872 | 0.22622 | 247.89 | 8.74 | 2.21 | 1965.9006 | 0.24852 | 250.41 | 8.8 | 2.2 | 1898.1226 | 0.24882 | 248.55 | 8.76 | 2.17 | 1876.6421 | 0.33993 | 198.48 | 6.95 | 1.61 | 1858.7892 | 0.36863 | 197.47 | 6.84 | 1.57 | 1893.632 | 0.36843 | 213.53 | 7.28 | 1.64 | 1946.1744 | 0.42483 | 186.12 | 6.33 | 1.41 | 2001.9018 | 0.42453 | 213.96 | 7.72 | 1.53 | 2001.8517 | 0.50374 | 180.4 | 6.51 | 1.31 | 2047.5486 | 0.50354 | 203.88 | 7.49 | 1.41 | 2085.3753 | 0.50344 | 227.35 | 8.36 | 1.5 | 2085.5927 | 0.60354 | 189.66 | 6.97 | 1.25 | 2002.2024 | 0.60395 | 188.12 | 6.94 | 1.23 | 2159.2337 | 0.66245 | 191.31 | 6.95 | 1.21 | 2117.7875 | 0.72325 | 174.62 | 6.36 | 1.09 | 2145.3473 | 0.84046 | 164.35 | 5.89 | 0.99191 | 2071.2868 | 0.98087 | 139.96 | 5.03 | 0.83343 | 2033.5377 | 0.98117 | 151.08 | 5.35 | 0.86234 | 2065.7874 | 1.0501 | 141.53 | 5.01 | 0.80994 | 2002.2178 | 1.0511 | 140.66 | 4.99 | 0.79969 | 2033.5059 | 1.1251 | 131.76 | 4.67 | 0.75014 | 2002.1452 | 1.1251 | 141.46 | 4.92 | 0.77462 | 2002.1738 | 1.2751 | 124.94 | 4.35 | 0.68383 | 2085.5927 | 1.2741 | 134.95 | 4.59 | 0.7206 | 1953.1965 | 1.4421 | 125.67 | 4.21 | 0.63948 | 1900.7071 | 1.5271 | 110.71 | 3.79 | 0.57738 | 1977.3592 | 1.5261 | 119.07 | 3.98 | 0.6071 | 1925.0513 | 1.6611 | 102.23 | 3.49 | 0.52753 | 1906.7822 | 1.6611 | 108.83 | 3.65 | 0.54336 | 1862.3925 | 1.6631 | 108.28 | 3.64 | 0.53794 | 1799.6536 | 1.9202 | 93.06 | 3.13 | 0.46056 | 1779.6563 | 2.0382 | 87.55 | 2.95 | 0.43001 | 1772.532 | 2.0382 | 92.93 | 3.07 | 0.44302 | 1829.8065 | 2.1222 | 89.78 | 2.96 | 0.43213 | 1849.6959 | 2.2512 | 84.83 | 2.79 | 0.4066 | 1683.7379 | 2.8362 | 70.14 | 2.27 | 0.31873 | 1652.8167 | 2.8392 | 69.83 | 2.27 | 0.31601 | 1772.9938 | 3.6083 | 69.69 | 2.43 | 0.28626 | 1815.8927 | 3.7823 | 66.9 | 2.32 | 0.27499 | 1745.4715 | 3.7873 | 66.32 | 2.31 | 0.27032 | 1839.4932 | 3.7803 | 74.54 | 2.63 | 0.2922 | 1951.628 | 4.3653 | 71.79 | 2.52 | 0.27546 | 1910.89 | 4.8094 | 64.97 | 2.28 | 0.24822 | 1887.6829 | 5.1484 | 66.12 | 2.3 | 0.2447 | 1970.533 | 5.8214 | 63.9 | 2.19 | 0.22237 | 1923.8282 | 5.8864 | 62.98 | 2.16 | 0.22334 | 2072.4186 | 6.6575 | 65.25 | 2.15 | 0.21805 | 1894.2455 | 7.8996 | 54.32 | 1.8 | 0.17521 | 1903.8722 | 8.0076 | 53.58 | 1.78 | 0.17374 | 1923.2896 | 8.4686 | 54.29 | 1.77 | 0.17278 | 1914.0588 | 9.0186 | 51.06 | 1.66 | 0.15961 | 1939.3375 | 10.0407 | 51.8 | 1.76 | 0.15739 | 1914.5352 | 10.6908 | 48.46 | 1.65 | 0.14501 | 1890.3512 | 10.6908 | 48.34 | 1.65 | 0.14431
1984.127 | 0.0012791 | 1770 | 63.56 | 82.02 | 2234.3595 | 0.0012781 | 4080 | 143.74 | 133.16 | 2155.1724 | 0.0012781 | 5860 | 204.74 | 160.32 | 2155.1724 | 0.0051144 | 1460 | 51.16 | 38.88 | 2248.3138 | 0.0051153 | 2040 | 75.45 | 47.02 | 2280.5017 | 0.011511 | 1620 | 54.19 | 28.04 | 1997.4034 | 0.030752 | 738.28 | 24.72 | 11.2 | 2043.7824 | 0.030742 | 834.45 | 29.06 | 12.03 | 1875 | 0.044674 | 565.09 | 19.82 | 7.92 | 1963.8649 | 0.061645 | 504.64 | 17.88 | 6.39 | 2000 | 0.061625 | 552.61 | 19.39 | 6.74 | 2031.885 | 0.080696 | 458.72 | 15.88 | 5.37 | 2058.9446 | 0.080676 | 495.32 | 16.87 | 5.61 | 2083.4491 | 0.080666 | 531.95 | 17.8 | 5.84 | 2105.4848 | 0.10161 | 451.14 | 14.83 | 4.8 | 2000.8003 | 0.12511 | 362.98 | 11.97 | 3.81 | 2143.4696 | 0.12501 | 413.93 | 14.2 | 4.16 | 2046.2917 | 0.12501 | 410.21 | 14.13 | 4.09 | 2084.6362 | 0.17941 | 318.84 | 11.14 | 3.01 | 2038.396 | 0.22572 | 278.16 | 9.73 | 2.41 | 2144.6188 | 0.24832 | 277.94 | 9.63 | 2.38 | 2070.6792 | 0.24832 | 276.06 | 9.59 | 2.35 | 2033.0289 | 0.33932 | 218.62 | 7.51 | 1.74 | 2001.773 | 0.36793 | 216.04 | 7.33 | 1.68 | 2164.1508 | 0.36763 | 250.7 | 8.98 | 1.86 | 2224.1993 | 0.42413 | 218.35 | 7.81 | 1.6 | 2252.1395 | 0.42413 | 246.19 | 8.97 | 1.71 | 2252.0832 | 0.50323 | 207.57 | 7.56 | 1.46 | 2275.054 | 0.50333 | 231.05 | 8.43 | 1.55 | 2293.9128 | 0.50333 | 254.53 | 9.2 | 1.63 | 2294.152 | 0.60344 | 212.33 | 7.67 | 1.36 | 2202.4227 | 0.60334 | 210.79 | 7.65 | 1.34 | 2355.5276 | 0.66264 | 211.95 | 7.54 | 1.31 | 2310.3136 | 0.72335 | 193.53 | 6.9 | 1.18 | 2324.1262 | 0.84065 | 180.63 | 6.33 | 1.07 | 2243.894 | 0.98057 | 153.91 | 5.41 | 0.8963 | 2189.9637 | 0.98057 | 165.03 | 5.7 | 0.92286 | 2224.6941 | 1.0501 | 154.56 | 5.33 | 0.86645 | 2156.2346 | 1.0501 | 153.68 | 5.32 | 0.85611 | 2189.9295 | 1.1251 | 143.92 | 4.97 | 0.80276 | 2145.1555 | 1.1251 | 153.62 | 5.22 | 0.82541 | 2145.1862 | 1.2741 | 135.68 | 4.61 | 0.72865 | 2224.6322 | 1.2741 | 145.69 | 4.84 | 0.7641 | 2075.2713 | 1.4411 | 135.15 | 4.42 | 0.67652 | 2027.4209 | 1.5251 | 119.67 | 4 | 0.61336 | 2100.9442 | 1.5251 | 128.04 | 4.18 | 0.64211 | 2053.3881 | 1.6591 | 110.47 | 3.68 | 0.56013 | 2025.9561 | 1.6591 | 117.07 | 3.83 | 0.57496 | 1978.792 | 1.6601 | 116.52 | 3.82 | 0.56949 | 1912.1319 | 1.9161 | 100.19 | 3.29 | 0.48795 | 1890.8848 | 2.0332 | 94.27 | 3.1 | 0.45568 | 1876.7986 | 2.0342 | 99.65 | 3.21 | 0.46796 | 1937.4421 | 2.1192 | 96.23 | 3.1 | 0.45618 | 1958.5015 | 2.2482 | 90.91 | 2.92 | 0.42913 | 1870.8199 | 2.8242 | 79.81 | 2.65 | 0.3528 | 1836.463 | 2.8262 | 79.49 | 2.65 | 0.35002 | 1969.9931 | 3.5973 | 79.18 | 2.78 | 0.31623 | 2017.6585 | 3.7733 | 75.95 | 2.65 | 0.30344 | 1939.4127 | 3.7753 | 75.36 | 2.64 | 0.29867 | 2023.4425 | 3.7733 | 83.59 | 2.92 | 0.31934 | 2129.0487 | 4.3613 | 79.62 | 2.75 | 0.29827 | 2084.6073 | 4.8033 | 72.09 | 2.49 | 0.26889 | 2044.9898 | 5.1414 | 72.77 | 2.49 | 0.26344 | 2122.1124 | 5.8184 | 69.78 | 2.34 | 0.23785 | 2071.815 | 5.8804 | 68.79 | 2.31 | 0.23899 | 2210.5798 | 6.6584 | 70.39 | 2.27 | 0.23092 | 2020.5286 | 7.8935 | 58.65 | 1.9 | 0.18578 | 2030.797 | 8.0005 | 57.85 | 1.88 | 0.18422 | 2163.7008 | 8.4646 | 62.37 | 2.1 | 0.19194 | 2153.3161 | 9.0146 | 58.64 | 1.98 | 0.17724 | 2154.8195 | 10.0407 | 58.62 | 2.01 | 0.17276 | 2127.2613 | 10.6807 | 54.86 | 1.88 | 0.1593 | 2100.3903 | 10.6807 | 54.74 | 1.88 | 0.15859
2232.1429 | 0.0012781 | 2040 | 74.79 | 91.28 | 2482.6216 | 0.0012801 | 4610 | 163.19 | 145.94 | 2320.9549 | 0.0012791 | 6400 | 218.87 | 171.17 | 2320.9549 | 0.0051163 | 1600 | 54.69 | 41.52 | 2498.1264 | 0.0051233 | 2310 | 84.57 | 51.53 | 2423.0331 | 0.011521 | 1740 | 56.79 | 29.56 | 2247.0788 | 0.030732 | 849.47 | 29.34 | 12.46 | 2270.8693 | 0.030732 | 945.66 | 33.08 | 13.23 | 2083.3333 | 0.044573 | 641.71 | 22.62 | 8.73 | 2142.3981 | 0.061574 | 560.14 | 19.54 | 6.93 | 2166.6667 | 0.061574 | 608.12 | 20.94 | 7.25 | 2188.1838 | 0.080646 | 501.1 | 16.98 | 5.74 | 2206.0121 | 0.080646 | 537.71 | 17.91 | 5.97 | 2222.3457 | 0.080646 | 574.34 | 18.79 | 6.19 | 2368.6704 | 0.10161 | 518.45 | 17.63 | 5.33 | 2250.9004 | 0.12501 | 417.67 | 14.27 | 4.24 | 2381.6328 | 0.12511 | 468.62 | 16.18 | 4.58 | 2273.6574 | 0.12501 | 464.91 | 16.12 | 4.5 | 2293.0999 | 0.17941 | 356.97 | 12.38 | 3.29 | 2223.7047 | 0.22561 | 308.46 | 10.64 | 2.61 | 2323.337 | 0.24832 | 305.48 | 10.39 | 2.56 | 2243.2358 | 0.24822 | 303.61 | 10.36 | 2.53 | 2189.4157 | 0.33922 | 238.78 | 8.04 | 1.86 | 2287.7406 | 0.36772 | 253.23 | 9.03 | 1.9 | 2434.6697 | 0.36792 | 287.89 | 10.41 | 2.06 | 2500.556 | 0.42462 | 250.37 | 9.03 | 1.77 | 2500.6256 | 0.42462 | 278.19 | 10.05 | 1.87 | 2500.563 | 0.50393 | 234.53 | 8.47 | 1.6 | 2500.5119 | 0.50393 | 257.97 | 9.25 | 1.68 | 2500.5735 | 0.50393 | 281.43 | 9.96 | 1.76 | 2500.4171 | 0.60414 | 234.74 | 8.31 | 1.47 | 2402.6429 | 0.60374 | 233.45 | 8.29 | 1.45 | 2500.5889 | 0.66334 | 227.19 | 7.85 | 1.38 | 2500.5294 | 0.72414 | 212.2 | 7.39 | 1.27 | 2500.581 | 0.84155 | 196.67 | 6.72 | 1.14 | 2416.5013 | 0.98126 | 167.86 | 5.76 | 0.95705 | 2346.3897 | 0.98086 | 178.97 | 6.04 | 0.98151 | 2383.6008 | 1.0511 | 167.58 | 5.64 | 0.92121 | 2310.2514 | 1.0501 | 166.7 | 5.63 | 0.9108 | 2346.353 | 1.1251 | 156.09 | 5.26 | 0.85377 | 2288.1659 | 1.1251 | 165.78 | 5.49 | 0.87476 | 2288.1986 | 1.2741 | 146.42 | 4.85 | 0.7722 | 2363.6718 | 1.2741 | 156.43 | 5.07 | 0.80641 | 2197.3461 | 1.4401 | 144.65 | 4.62 | 0.71265 | 2154.1347 | 1.5241 | 128.64 | 4.19 | 0.64842 | 2224.5291 | 1.5241 | 137.01 | 4.37 | 0.67625 | 2181.7248 | 1.6591 | 118.71 | 3.86 | 0.59189 | 2145.13 | 1.6591 | 125.31 | 4 | 0.60581 | 2095.1915 | 1.6591 | 124.76 | 3.99 | 0.60029 | 2024.6103 | 1.9141 | 107.34 | 3.44 | 0.51472 | 2002.1133 | 2.0311 | 101 | 3.24 | 0.48076 | 2085.3318 | 2.0301 | 113.12 | 3.74 | 0.51626 | 2152.7135 | 2.1161 | 109.15 | 3.6 | 0.50273 | 2176.1128 | 2.2451 | 103.08 | 3.39 | 0.47274 | 2104.6724 | 2.8182 | 91.93 | 3.16 | 0.3936 | 2066.0208 | 2.8192 | 91.6 | 3.15 | 0.39076 | 2166.9924 | 3.5942 | 88.69 | 3.08 | 0.34501 | 2219.4244 | 3.7722 | 85.02 | 2.95 | 0.33074 | 2133.354 | 3.7713 | 84.42 | 2.94 | 0.32591 | 2207.3918 | 3.7712 | 92.66 | 3.19 | 0.34547 | 2306.4695 | 4.3623 | 87.46 | 2.96 | 0.32028 | 2258.3245 | 4.8033 | 79.21 | 2.69 | 0.28884 | 2202.2967 | 5.1413 | 79.42 | 2.66 | 0.28159 | 2273.6919 | 5.8194 | 75.65 | 2.49 | 0.25286 | 2219.8018 | 5.8814 | 74.61 | 2.45 | 0.25416 | 2486.9023 | 6.6714 | 80.65 | 2.7 | 0.25561 | 2273.0946 | 7.8965 | 67.32 | 2.26 | 0.2061 | 2284.6467 | 8.0035 | 66.4 | 2.23 | 0.20439 | 2404.112 | 8.4785 | 70.44 | 2.39 | 0.21017 | 2392.5735 | 9.0295 | 66.23 | 2.25 | 0.19401 | 2370.3014 | 10.0506 | 65.43 | 2.22 | 0.18745 | 2339.9874 | 10.7006 | 61.26 | 2.09 | 0.17296 | 2310.4293 | 10.6907 | 61.14 | 2.09 | 0.17225
2480.1587 | 0.0012801 | 2300 | 84.56 | 100.08 | 2502.4826 | 0.0012801 | 4650 | 163.34 | 146.85 | 2500 | 0.0012811 | 6970 | 234.3 | 182.53 | 2500 | 0.0051253 | 1740 | 58.54 | 44.28 | 2500.6245 | 0.0051233 | 2310 | 84.58 | 51.56 | 2500 | 0.011531 | 1800 | 57.55 | 30.37 | 2496.7542 | 0.030772 | 960.64 | 33.33 | 13.66 | 2497.9562 | 0.030772 | 1060 | 36.66 | 14.37 | 2291.6667 | 0.044573 | 718.4 | 25.11 | 9.51 | 2320.9312 | 0.061584 | 615.66 | 21.08 | 7.44 | 2333.3333 | 0.061594 | 663.64 | 22.38 | 7.75 | 2344.4827 | 0.080675 | 543.49 | 18.02 | 6.1 | 2353.0796 | 0.080675 | 580.1 | 18.9 | 6.32 | 2500.1389 | 0.080755 | 659.08 | 22.31 | 6.87 | 2500.7896 | 0.10171 | 552.15 | 18.28 | 5.59 | 2500.5002 | 0.12521 | 472.24 | 16.23 | 4.65 | 2500.7145 | 0.12521 | 495.9 | 16.64 | 4.77 | 2500.5684 | 0.12521 | 519.47 | 17.88 | 4.89 | 2500.3127 | 0.17961 | 394.88 | 13.5 | 3.54 | 2409.0134 | 0.22581 | 338.77 | 11.48 | 2.8 | 2500.6255 | 0.24862 | 332.77 | 11.09 | 2.73 | 2415.7924 | 0.24842 | 331.14 | 11.07 | 2.7 | 2500.6255 | 0.33972 | 278.86 | 9.84 | 2.09 | 2500.5004 | 0.36822 | 280.89 | 9.84 | 2.05 | 2500.4058 | 0.36822 | 296.93 | 10.49 | 2.11 | [30 empty] | 2500.5506 | 0.60424 | 244.52 | 8.44 | 1.5 | [15 empty] | 2500.561 | 0.98196 | 174.64 | 5.84 | 0.98588 | 2500.4693 | 0.98186 | 192.71 | 6.34 | 1.04 | 2500.5562 | 1.0511 | 177.15 | 5.81 | 0.96041 | 2464.2681 | 1.0511 | 179.72 | 5.92 | 0.96387 | 2500.4302 | 1.1261 | 168.06 | 5.53 | 0.90253 | 2431.1763 | 1.1251 | 177.94 | 5.76 | 0.92275 | 2431.211 | 1.2751 | 157.15 | 5.08 | 0.81454 | 2500.4866 | 1.2751 | 166.99 | 5.29 | 0.84695 | 2441.4957 | 1.4421 | 163.63 | 5.34 | 0.78236 | 2280.8485 | 1.5241 | 137.61 | 4.38 | 0.68261 | 2471.699 | 1.5261 | 154.95 | 5.06 | 0.7421 | 2310.0616 | 1.6591 | 126.96 | 4.04 | 0.62284 | 2383.4777 | 1.6601 | 141.8 | 4.63 | 0.66534 | 2327.9906 | 1.6591 | 141.25 | 4.62 | 0.65977 | 2249.567 | 1.9131 | 121.63 | 3.99 | 0.56648 | 2224.5704 | 2.0291 | 114.47 | 3.76 | 0.52927 | 2345.9982 | 2.0301 | 129.97 | 4.43 | 0.57386 | 2421.8027 | 2.1181 | 125.3 | 4.26 | 0.55817 | 2448.1269 | 2.2481 | 118.31 | 4.02 | 0.52465 | 2338.5249 | 2.8192 | 104.06 | 3.6 | 0.43253 | 2295.5787 | 2.8182 | 103.74 | 3.59 | 0.42965 | 2363.9917 | 3.5962 | 98.2 | 3.37 | 0.37268 | 2421.1903 | 3.7762 | 94.08 | 3.21 | 0.35696 | 2327.2953 | 3.7732 | 93.49 | 3.21 | 0.3521 | 2391.3411 | 3.7752 | 101.72 | 3.44 | 0.37065 | 2483.8902 | 4.3683 | 95.3 | 3.17 | 0.34154 | 2432.0418 | 4.8083 | 86.32 | 2.87 | 0.30811 | 2359.6036 | 5.1443 | 86.07 | 2.82 | 0.29916 | 2425.2713 | 5.8253 | 81.53 | 2.62 | 0.26742 | 2367.7886 | 5.8854 | 80.42 | 2.59 | 0.26889 | 2500.4974 | 6.6734 | 81.15 | 2.7 | 0.25679 | 2500.5051 | 7.9134 | 75.11 | 2.52 | 0.22353 | 2500.4696 | 8.0195 | 73.66 | 2.46 | 0.22074 | 2500.5169 | 8.4885 | 73.67 | 2.44 | 0.21723 | 2500.5264 | 9.0415 | 69.64 | 2.3 | 0.20131 | 2500.4956 | 10.0706 | 69.53 | 2.3 | 0.19602 | 2500.5105 | 10.7206 | 66.08 | 2.2 | 0.18289 | 2500.5146 | 10.7206 | 66.92 | 2.24 | 0.18411
2500 | 0.0012801 | 2320 | 84.69 | 100.76 | [25 empty] | 2500.749 | 0.030772 | 962.3 | 33.33 | 13.68 | 2500.6813 | 0.030772 | 1060 | 36.66 | 14.39 | 2500 | 0.044633 | 795.06 | 27.37 | 10.26 | 2499.4644 | 0.061654 | 671.15 | 22.51 | 7.93 | 2500 | 0.061654 | 719.13 | 23.73 | 8.23 | 2500.7815 | 0.080755 | 585.77 | 19 | 6.46 | 2500.7353 | 0.080775 | 622.56 | 19.84 | 6.67 | 2500.6945 | 0.080765 | 659.19 | 22.31 | 6.87 | [25 empty] | 2500.5559 | 0.22591 | 353.71 | 11.67 | 2.89 | [5 empty] | 2500.6902 | 0.24862 | 344.66 | 11.24 | 2.78 | [80 empty] | 2500.4621 | 1.0511 | 182.78 | 5.94 | 0.97612 | [5 empty] | 2500.5363 | 1.1261 | 183.83 | 5.82 | 0.94553 | 2500.572 | 1.2751 | 162.35 | 5.14 | 0.83464 | [5 empty] | 2500.4578 | 1.4431 | 168.22 | 5.38 | 0.79871 | 2500.5702 | 1.5271 | 153.16 | 4.9 | 0.73989 | 2500.4943 | 1.5271 | 157.03 | 5.06 | 0.74958 | 2500.5133 | 1.6621 | 139.18 | 4.39 | 0.66735 | 2500.5065 | 1.6621 | 149.89 | 4.77 | 0.69356 | 2500.4947 | 1.6621 | 153.46 | 4.94 | 0.70211 | 2500.5062 | 1.9161 | 137.57 | 4.59 | 0.62156 | 2500.5283 | 2.0321 | 131.18 | 4.44 | 0.58654 | 2500.5213 | 2.0321 | 139.94 | 4.65 | 0.60663 | 2500.4844 | 2.1191 | 130.02 | 4.31 | 0.57384 | 2500.4624 | 2.2491 | 121.23 | 4.04 | 0.53433 | 2500.5379 | 2.8232 | 112.46 | 3.79 | 0.45845 | 2500.528 | 2.8222 | 114.56 | 3.9 | 0.46291 | 2500.4728 | 3.6002 | 104.79 | 3.49 | 0.39123 | 2500.5246 | 3.7792 | 97.64 | 3.25 | 0.36698 | 2500.5236 | 3.7792 | 101.58 | 3.4 | 0.37465 | 2500.5335 | 3.7792 | 107.09 | 3.52 | 0.38516 | 2500.4968 | 4.3693 | 96.03 | 3.17 | 0.34349 | 2500.4864 | 4.8123 | 89.12 | 2.9 | 0.31553 | 2500.4877 | 5.1513 | 92.02 | 2.94 | 0.31445 | 2500.5154 | 5.8303 | 84.44 | 2.65 | 0.27449 | 2500.5032 | 5.8943 | 85.63 | 2.69 | 0.28174
[40 empty] | 2500.8333 | 0.044633 | 795.24 | 27.37 | 10.26 | 2500.1785 | 0.061654 | 671.47 | 22.51 | 7.94 | 2500.6667 | 0.061654 | 719.3 | 23.73 | 8.23

## sae304 (hidden)
h-1_energy | h-1_let | h-1_range | h-1_z_straggling | h-1_xy_straggling | h-2_energy | h-2_let | h-2_range | h-2_z_straggling | h-2_xy_straggling | h-3_energy | h-3_let | h-3_range | h-3_z_straggling | h-3_xy_straggling | he-3_energy | he-3_let | he-3_range | he-3_z_straggling | he-3_xy_straggling | he-4_energy | he-4_let | he-4_range | he-4_z_straggling | he-4_xy_straggling | li-7_energy | li-7_let | li-7_range | li-7_z_straggling | li-7_xy_straggling | b-10_energy | b-10_let | b-10_range | b-10_z_straggling | b-10_xy_straggling | b-11_energy | b-11_let | b-11_range | b-11_z_straggling | b-11_xy_straggling | c-12_energy | c-12_let | c-12_range | c-12_z_straggling | c-12_xy_straggling | n-14_energy | n-14_let | n-14_range | n-14_z_straggling | n-14_xy_straggling | n-15_energy | n-15_let | n-15_range | n-15_z_straggling | n-15_xy_straggling | o-16_energy | o-16_let | o-16_range | o-16_z_straggling | o-16_xy_straggling | o-17_energy | o-17_let | o-17_range | o-17_z_straggling | o-17_xy_straggling | o-18_energy | o-18_let | o-18_range | o-18_z_straggling | o-18_xy_straggling | f-19_energy | f-19_let | f-19_range | f-19_z_straggling | f-19_xy_straggling | ne-20_energy | ne-20_let | ne-20_range | ne-20_z_straggling | ne-20_xy_straggling | ne-21_energy | ne-21_let | ne-21_range | ne-21_z_straggling | ne-21_xy_straggling | ne-22_energy | ne-22_let | ne-22_range | ne-22_z_straggling | ne-22_xy_straggling | mg-24_energy | mg-24_let | mg-24_range | mg-24_z_straggling | mg-24_xy_straggling | al-27_energy | al-27_let | al-27_range | al-27_z_straggling | al-27_xy_straggling | si-28_energy | si-28_let | si-28_range | si-28_z_straggling | si-28_xy_straggling | si-29_energy | si-29_let | si-29_range | si-29_z_straggling | si-29_xy_straggling | s-32_energy | s-32_let | s-32_range | s-32_z_straggling | s-32_xy_straggling | cl-35_energy | cl-35_let | cl-35_range | cl-35_z_straggling | cl-35_xy_straggling | cl-37_energy | cl-37_let | cl-37_range | cl-37_z_straggling | cl-37_xy_straggling | ar-36_energy | ar-36_let | ar-36_range | ar-36_z_straggling | ar-36_xy_straggling | ar-40_energy | ar-40_let | ar-40_range | ar-40_z_straggling | ar-40_xy_straggling | ca-40_energy | ca-40_let | ca-40_range | ca-40_z_straggling | ca-40_xy_straggling | ca-44_energy | ca-44_let | ca-44_range | ca-44_z_straggling | ca-44_xy_straggling | ca-48_energy | ca-48_let | ca-48_range | ca-48_z_straggling | ca-48_xy_straggling | ti-48_energy | ti-48_let | ti-48_range | ti-48_z_straggling | ti-48_xy_straggling | ti-50_energy | ti-50_let | ti-50_range | ti-50_z_straggling | ti-50_xy_straggling | v-51_energy | v-51_let | v-51_range | v-51_z_straggling | v-51_xy_straggling | cr-52_energy | cr-52_let | cr-52_range | cr-52_z_straggling | cr-52_xy_straggling | fe-56_energy | fe-56_let | fe-56_range | fe-56_z_straggling | fe-56_xy_straggling | ni-58_energy | ni-58_let | ni-58_range | ni-58_z_straggling | ni-58_xy_straggling | ni-64_energy | ni-64_let | ni-64_range | ni-64_z_straggling | ni-64_xy_straggling | cu-63_energy | cu-63_let | cu-63_range | cu-63_z_straggling | cu-63_xy_straggling | cu-65_energy | cu-65_let | cu-65_range | cu-65_z_straggling | cu-65_xy_straggling | zn-64_energy | zn-64_let | zn-64_range | zn-64_z_straggling | zn-64_xy_straggling | zn-70_energy | zn-70_let | zn-70_range | zn-70_z_straggling | zn-70_xy_straggling | ge-70_energy | ge-70_let | ge-70_range | ge-70_z_straggling | ge-70_xy_straggling | ge-72_energy | ge-72_let | ge-72_range | ge-72_z_straggling | ge-72_xy_straggling | se-82_energy | se-82_let | se-82_range | se-82_z_straggling | se-82_xy_straggling | br-79_energy | br-79_let | br-79_range | br-79_z_straggling | br-79_xy_straggling | br-81_energy | br-81_let | br-81_range | br-81_z_straggling | br-81_xy_straggling | kr-78_energy | kr-78_let | kr-78_range | kr-78_z_straggling | kr-78_xy_straggling | kr-84_energy | kr-84_let | kr-84_range | kr-84_z_straggling | kr-84_xy_straggling | kr-86_energy | kr-86_let | kr-86_range | kr-86_z_straggling | kr-86_xy_straggling | y-89_energy | y-89_let | y-89_range | y-89_z_straggling | y-89_xy_straggling | zr-90_energy | zr-90_let | zr-90_range | zr-90_z_straggling | zr-90_xy_straggling | zr-96_energy | zr-96_let | zr-96_range | zr-96_z_straggling | zr-96_xy_straggling | nb-93_energy | nb-93_let | nb-93_range | nb-93_z_straggling | nb-93_xy_straggling | mo-92_energy | mo-92_let | mo-92_range | mo-92_z_straggling | mo-92_xy_straggling | ag-107_energy | ag-107_let | ag-107_range | ag-107_z_straggling | ag-107_xy_straggling | ag-109_energy | ag-109_let | ag-109_range | ag-109_z_straggling | ag-109_xy_straggling | i-127_energy | i-127_let | i-127_range | i-127_z_straggling | i-127_xy_straggling | xe-124_energy | xe-124_let | xe-124_range | xe-124_z_straggling | xe-124_xy_straggling | xe-129_energy | xe-129_let | xe-129_range | xe-129_z_straggling | xe-129_xy_straggling | xe-136_energy | xe-136_let | xe-136_range | xe-136_z_straggling | xe-136_xy_straggling | pr-141_energy | pr-141_let | pr-141_range | pr-141_z_straggling | pr-141_xy_straggling | sm-144_energy | sm-144_let | sm-144_range | sm-144_z_straggling | sm-144_xy_straggling | tb-159_energy | tb-159_let | tb-159_range | tb-159_z_straggling | tb-159_xy_straggling | ho-165_energy | ho-165_let | ho-165_range | ho-165_z_straggling | ho-165_xy_straggling | tm-169_energy | tm-169_let | tm-169_range | tm-169_z_straggling | tm-169_xy_straggling | ta-181_energy | ta-181_let | ta-181_range | ta-181_z_straggling | ta-181_xy_straggling | pt-198_energy | pt-198_let | pt-198_range | pt-198_z_straggling | pt-198_xy_straggling | au-197_energy | au-197_let | au-197_range | au-197_z_straggling | au-197_xy_straggling | pb-208_energy | pb-208_let | pb-208_range | pb-208_z_straggling | pb-208_xy_straggling | bi-209_energy | bi-209_let | bi-209_range | bi-209_z_straggling | bi-209_xy_straggling | th-232_energy | th-232_let | th-232_range | th-232_z_straggling | th-232_xy_straggling | u-235_energy | u-235_let | u-235_range | u-235_z_straggling | u-235_xy_straggling | u-238_energy | u-238_let | u-238_range | u-238_z_straggling | u-238_xy_straggling
0.10913 | 0.30969 | 0.0004946 | 9.85e-05 | 0.0001121 | 0.11172 | 0.30979 | 0.00107 | 0.0001647 | 0.0002008 | 0.10776 | 0.30987 | 0.0016 | 0.0002178 | 0.0002738 | 0.10776 | 0.8754 | 0.0006216 | 0.000107 | 0.0001227 | 0.099925 | 0.86084 | 0.0007987 | 0.0001297 | 0.0001512 | 0.11403 | 1.2991 | 0.00115 | 0.0001757 | 0.0002077 | 0.10986 | 2.3164 | 0.0008619 | 0.0001257 | 0.0001486 | 0.109 | 2.3098 | 0.000948 | 0.0001336 | 0.0001591 | 0.1 | 2.632 | 0.0008374 | 0.0001313 | 0.000152 | 0.099979 | 3.0907 | 0.0008489 | 0.0001333 | 0.000154 | 0.1 | 3.0911 | 0.0009132 | 0.0001392 | 0.000162 | 0.10003 | 3.3975 | 0.0009173 | 0.0001486 | 0.0001706 | 0.10001 | 3.3971 | 0.0009783 | 0.0001543 | 0.0001783 | 0.10001 | 3.3975 | 0.00104 | 0.0001598 | 0.0001857 | 0.10527 | 3.925 | 0.0009967 | 0.0001554 | 0.0001783 | 0.10004 | 3.8287 | 0.0009904 | 0.0001668 | 0.0001885 | 0.10717 | 3.9519 | 0.00109 | 0.0001737 | 0.0001987 | 0.10231 | 3.8697 | 0.00111 | 0.0001773 | 0.0002028 | 0.10423 | 4.5335 | 0.00114 | 0.0002016 | 0.0002253 | 0.10192 | 4.6099 | 0.00116 | 0.0001937 | 0.0002185 | 0.10723 | 5.5558 | 0.00105 | 0.0001623 | 0.0001847 | 0.10353 | 5.4607 | 0.00106 | 0.0001646 | 0.0001872 | 0.10165 | 5.6751 | 0.00107 | 0.0001672 | 0.0001885 | 0.10009 | 5.9593 | 0.00108 | 0.0001646 | 0.000186 | 0.10144 | 6.0021 | 0.00115 | 0.0001702 | 0.0001937 | 0.10426 | 5.8049 | 0.00113 | 0.0001679 | 0.0001899 | 0.1001 | 5.6802 | 0.00123 | 0.0001762 | 0.0002002 | 0.10009 | 6.9004 | 0.00109 | 0.0001695 | 0.0001892 | 0.10238 | 6.99 | 0.00122 | 0.0001794 | 0.0002025 | 0.10427 | 7.0629 | 0.00135 | 0.0001887 | 0.0002151 | 0.10428 | 7.0209 | 0.00133 | 0.0001946 | 0.0002192 | 0.10011 | 6.8583 | 0.00135 | 0.0001971 | 0.0002217 | 0.10796 | 8.0364 | 0.00135 | 0.0001945 | 0.0002201 | 0.10589 | 8.2058 | 0.00135 | 0.0002048 | 0.0002296 | 0.10727 | 7.6755 | 0.00152 | 0.0002328 | 0.00026 | 0.10356 | 5.4925 | 0.00192 | 0.0003198 | 0.0003475 | 0.10168 | 5.3935 | 0.0021 | 0.0003345 | 0.000366 | 0.10329 | 7.5219 | 0.00158 | 0.0002454 | 0.0002711 | 0.10011 | 7.3698 | 0.0016 | 0.0002474 | 0.000273 | 0.10168 | 8.4598 | 0.00139 | 0.0002075 | 0.0002288 | 0.10011 | 8.3857 | 0.00151 | 0.0002162 | 0.0002401 | 0.10011 | 8.2057 | 0.00166 | 0.0002669 | 0.0002922 | 0.11123 | 8.8875 | 0.00183 | 0.0002769 | 0.0003083 | 0.10987 | 9.289 | 0.00178 | 0.0002407 | 0.0002694 | 0.10137 | 8.3758 | 0.00164 | 0.0002386 | 0.0002615 | 0.11123 | 8.8593 | 0.00179 | 0.0002479 | 0.000276 | 0.10267 | 8.5532 | 0.00158 | 0.0002333 | 0.0002548 | 0.10726 | 8.7839 | 0.00176 | 0.0002451 | 0.0002714 | 0.10476 | 8.6635 | 0.00177 | 0.0002463 | 0.0002724 | 0.10123 | 9.6086 | 0.00161 | 0.0002244 | 0.000245 | 0.10011 | 9.1912 | 0.00166 | 0.0002384 | 0.0002585 | 0.10427 | 9.439 | 0.00182 | 0.000249 | 0.0002736 | 0.10764 | 9.0062 | 0.00182 | 0.000252 | 0.0002755 | 0.10881 | 10.3189 | 0.00169 | 0.0002359 | 0.0002581 | 0.1029 | 9.808 | 0.00189 | 0.0002652 | 0.0002853 | 0.10101 | 9.676 | 0.0019 | 0.0002659 | 0.0002857 | 0.10244 | 9.645 | 0.00203 | 0.0002694 | 0.0002876 | 0.10492 | 11.642 | 0.00173 | 0.0002225 | 0.0002401 | 0.10085 | 11.411 | 0.00174 | 0.0002232 | 0.0002404 | 0.10301 | 11.543 | 0.00187 | 0.0002306 | 0.0002509 | 0.10645 | 11.199 | 0.00207 | 0.0002696 | 0.0002911 | 0.10423 | 11.457 | 0.00198 | 0.0002613 | 0.0002796 | 0.10068 | 11.836 | 0.00186 | 0.0002255 | 0.0002395 | 0.10307 | 13.188 | 0.00186 | 0.0002191 | 0.0002347 | 0.10063 | 12.541 | 0.00187 | 0.0002235 | 0.0002369 | 0.11053 | 13.532 | 0.00217 | 0.0002533 | 0.0002729 | 0.10103 | 14.784 | 0.00182 | 0.0002016 | 0.0002141 | 0.10154 | 11.932 | 0.00205 | 0.0002355 | 0.0002444 | 0.10819 | 14.987 | 0.00196 | 0.0002101 | 0.0002233 | 0.10767 | 16.004 | 0.00188 | 0.0002014 | 0.0002145 | 0.10774 | 15.668 | 0.00203 | 0.0002137 | 0.0002259 | 0.10636 | 15.812 | 0.00195 | 0.0002058 | 0.0002168 | 0.10502 | 15.784 | 0.00195 | 0.0002053 | 0.0002162
0.11905 | 0.30916 | 0.000533 | 0.0001008 | 0.0001163 | 0.12413 | 0.30853 | 0.00117 | 0.0001688 | 0.0002087 | 0.11605 | 0.30963 | 0.0017 | 0.0002211 | 0.0002807 | 0.11605 | 0.88836 | 0.0006561 | 0.0001083 | 0.0001254 | 0.11242 | 0.88318 | 0.0008689 | 0.0001322 | 0.0001562 | 0.12828 | 1.3515 | 0.00124 | 0.0001786 | 0.0002136 | 0.11984 | 2.3833 | 0.0009141 | 0.0001275 | 0.0001521 | 0.11809 | 2.3728 | 0.001 | 0.0001353 | 0.0001625 | 0.10833 | 2.7166 | 0.0008831 | 0.0001331 | 0.0001554 | 0.10712 | 3.175 | 0.0008879 | 0.0001347 | 0.0001569 | 0.10667 | 3.1705 | 0.0009523 | 0.0001406 | 0.0001648 | 0.10628 | 3.5036 | 0.0009526 | 0.0001499 | 0.0001733 | 0.10589 | 3.4972 | 0.00101 | 0.0001556 | 0.0001809 | 0.11112 | 3.5821 | 0.00111 | 0.0001624 | 0.0001908 | 0.11843 | 4.1755 | 0.00107 | 0.0001582 | 0.0001835 | 0.11255 | 4.0401 | 0.00107 | 0.00017 | 0.0001944 | 0.11908 | 4.1451 | 0.00117 | 0.0001766 | 0.0002042 | 0.11368 | 4.0597 | 0.00119 | 0.0001803 | 0.0002085 | 0.11465 | 4.7952 | 0.0012 | 0.0002042 | 0.0002304 | 0.11119 | 4.8461 | 0.00123 | 0.0001965 | 0.0002237 | 0.11617 | 5.7779 | 0.0011 | 0.0001644 | 0.0001887 | 0.11216 | 5.6806 | 0.00112 | 0.0001668 | 0.0001914 | 0.10947 | 5.9127 | 0.00112 | 0.0001695 | 0.0001929 | 0.10724 | 6.1743 | 0.00113 | 0.0001669 | 0.0001902 | 0.10821 | 6.2047 | 0.0012 | 0.0001724 | 0.0001977 | 0.11121 | 6.0169 | 0.00118 | 0.0001703 | 0.0001943 | 0.11261 | 6.0633 | 0.00133 | 0.0001812 | 0.0002089 | 0.1126 | 7.3583 | 0.00117 | 0.0001736 | 0.0001963 | 0.11375 | 7.4019 | 0.0013 | 0.0001832 | 0.0002092 | 0.1147 | 7.4384 | 0.00143 | 0.0001922 | 0.0002215 | 0.11471 | 7.4216 | 0.00141 | 0.0001986 | 0.0002264 | 0.11012 | 7.2494 | 0.00143 | 0.0002012 | 0.0002291 | 0.11778 | 8.4736 | 0.00143 | 0.0001976 | 0.0002261 | 0.11552 | 8.6464 | 0.00142 | 0.0002079 | 0.0002355 | 0.11621 | 8.119 | 0.00159 | 0.0002365 | 0.0002669 | 0.11219 | 5.9817 | 0.00203 | 0.0003267 | 0.0003601 | 0.1095 | 5.8338 | 0.00221 | 0.0003414 | 0.0003785 | 0.11123 | 7.9042 | 0.00166 | 0.0002496 | 0.0002785 | 0.10781 | 7.7424 | 0.00168 | 0.0002517 | 0.0002807 | 0.1095 | 8.8514 | 0.00146 | 0.0002111 | 0.0002352 | 0.11441 | 9.0978 | 0.00165 | 0.0002233 | 0.0002523 | 0.11441 | 9.0737 | 0.0018 | 0.0002745 | 0.000306 | 0.12514 | 9.6962 | 0.00196 | 0.0002832 | 0.0003201 | 0.12207 | 9.938 | 0.0019 | 0.0002468 | 0.0002803 | 0.11404 | 8.9921 | 0.00178 | 0.0002465 | 0.0002748 | 0.12358 | 9.4456 | 0.00193 | 0.0002548 | 0.0002879 | 0.1155 | 9.1856 | 0.00172 | 0.0002412 | 0.0002679 | 0.11917 | 9.3728 | 0.0019 | 0.0002523 | 0.0002836 | 0.1164 | 9.2375 | 0.00191 | 0.0002537 | 0.0002848 | 0.11248 | 10.2633 | 0.00173 | 0.0002313 | 0.0002565 | 0.11123 | 9.8281 | 0.00179 | 0.0002459 | 0.0002711 | 0.11469 | 10.0265 | 0.00195 | 0.0002559 | 0.0002854 | 0.1184 | 9.5619 | 0.00195 | 0.0002596 | 0.0002881 | 0.11969 | 10.9719 | 0.00181 | 0.0002422 | 0.0002688 | 0.11225 | 10.475 | 0.00201 | 0.0002725 | 0.0002978 | 0.11019 | 10.331 | 0.00202 | 0.0002734 | 0.0002984 | 0.11032 | 10.151 | 0.00216 | 0.0002775 | 0.0003004 | 0.11299 | 12.131 | 0.00183 | 0.0002286 | 0.0002497 | 0.10861 | 11.874 | 0.00185 | 0.0002295 | 0.0002503 | 0.11037 | 11.985 | 0.00197 | 0.0002365 | 0.0002603 | 0.11355 | 11.619 | 0.00218 | 0.0002762 | 0.0003016 | 0.11118 | 11.852 | 0.00208 | 0.000268 | 0.0002901 | 0.10697 | 12.14 | 0.00197 | 0.0002322 | 0.0002493 | 0.10914 | 13.559 | 0.00195 | 0.0002247 | 0.0002432 | 0.10655 | 12.857 | 0.00197 | 0.0002297 | 0.0002461 | 0.12435 | 14.515 | 0.00239 | 0.000267 | 0.000293 | 0.11365 | 15.398 | 0.00202 | 0.0002149 | 0.0002319 | 0.11423 | 12.566 | 0.0023 | 0.0002542 | 0.0002687 | 0.12021 | 15.604 | 0.00216 | 0.000223 | 0.0002406 | 0.11963 | 16.627 | 0.00207 | 0.0002132 | 0.0002304 | 0.11852 | 16.186 | 0.00222 | 0.0002262 | 0.0002425 | 0.117 | 16.141 | 0.00215 | 0.0002185 | 0.0002331 | 0.11552 | 16.091 | 0.00215 | 0.0002181 | 0.0002326
0.12897 | 0.30763 | 0.0005718 | 0.000103 | 0.0001204 | 0.13654 | 0.30619 | 0.00127 | 0.0001727 | 0.0002164 | 0.12434 | 0.30859 | 0.0018 | 0.0002243 | 0.0002874 | 0.12434 | 0.89913 | 0.0006902 | 0.0001095 | 0.0001279 | 0.12491 | 0.89987 | 0.0009377 | 0.0001345 | 0.0001607 | 0.14253 | 1.3951 | 0.00133 | 0.0001812 | 0.0002188 | 0.12983 | 2.4434 | 0.0009651 | 0.0001292 | 0.0001554 | 0.12717 | 2.4289 | 0.00105 | 0.0001369 | 0.0001657 | 0.11667 | 2.7943 | 0.0009276 | 0.0001346 | 0.0001584 | 0.11426 | 3.2535 | 0.000926 | 0.0001361 | 0.0001595 | 0.11333 | 3.2441 | 0.0009905 | 0.0001419 | 0.0001674 | 0.11254 | 3.6038 | 0.000987 | 0.0001512 | 0.0001758 | 0.11765 | 3.682 | 0.00108 | 0.0001581 | 0.0001857 | 0.12501 | 3.7886 | 0.00119 | 0.0001653 | 0.0001963 | 0.13159 | 4.4038 | 0.00114 | 0.0001605 | 0.0001881 | 0.12505 | 4.2364 | 0.00114 | 0.0001728 | 0.0001997 | 0.13099 | 4.3249 | 0.00124 | 0.0001792 | 0.000209 | 0.12505 | 4.2374 | 0.00126 | 0.000183 | 0.0002135 | 0.12508 | 5.0418 | 0.00126 | 0.0002065 | 0.0002349 | 0.12045 | 5.0732 | 0.00129 | 0.0001989 | 0.0002284 | 0.1251 | 5.9909 | 0.00115 | 0.0001664 | 0.0001925 | 0.12079 | 5.8903 | 0.00117 | 0.0001688 | 0.0001953 | 0.11729 | 6.1431 | 0.00117 | 0.0001716 | 0.0001969 | 0.11439 | 6.3833 | 0.00118 | 0.000169 | 0.000194 | 0.12173 | 6.5952 | 0.0013 | 0.0001764 | 0.0002049 | 0.12511 | 6.4393 | 0.00128 | 0.0001749 | 0.0002023 | 0.12512 | 6.4421 | 0.00143 | 0.0001855 | 0.0002165 | 0.12512 | 7.7885 | 0.00125 | 0.000177 | 0.0002025 | 0.12513 | 7.7925 | 0.00138 | 0.0001864 | 0.0002152 | 0.12512 | 7.7951 | 0.00151 | 0.0001952 | 0.0002273 | 0.12514 | 7.804 | 0.00149 | 0.000202 | 0.0002328 | 0.12013 | 7.6242 | 0.00152 | 0.0002048 | 0.0002357 | 0.12759 | 8.8883 | 0.0015 | 0.0002004 | 0.0002314 | 0.12514 | 9.0606 | 0.00149 | 0.0002107 | 0.0002409 | 0.12515 | 8.5501 | 0.00167 | 0.0002398 | 0.000273 | 0.12083 | 6.4788 | 0.00212 | 0.0003326 | 0.0003711 | 0.12514 | 6.7328 | 0.0024 | 0.0003528 | 0.0003995 | 0.12713 | 8.6504 | 0.00181 | 0.0002569 | 0.0002915 | 0.12321 | 8.4706 | 0.00183 | 0.0002594 | 0.0002941 | 0.12514 | 9.6007 | 0.00159 | 0.0002176 | 0.0002465 | 0.12871 | 9.7706 | 0.00178 | 0.0002292 | 0.0002627 | 0.12871 | 9.8954 | 0.00193 | 0.0002806 | 0.0003174 | 0.13904 | 10.4613 | 0.00208 | 0.0002884 | 0.0003301 | 0.13428 | 10.5568 | 0.00202 | 0.000252 | 0.0002898 | 0.12671 | 9.5903 | 0.00191 | 0.0002532 | 0.0002864 | 0.13594 | 10.014 | 0.00205 | 0.0002607 | 0.0002983 | 0.12834 | 9.8233 | 0.00185 | 0.0002479 | 0.0002793 | 0.13109 | 9.9652 | 0.00202 | 0.0002584 | 0.0002943 | 0.12804 | 9.8151 | 0.00204 | 0.0002599 | 0.0002958 | 0.12373 | 10.8939 | 0.00184 | 0.0002371 | 0.0002666 | 0.12235 | 10.4352 | 0.00191 | 0.0002523 | 0.0002822 | 0.12512 | 10.5864 | 0.00207 | 0.0002618 | 0.0002958 | 0.12916 | 10.1161 | 0.00208 | 0.0002662 | 0.0002993 | 0.13057 | 11.6117 | 0.00191 | 0.0002475 | 0.0002783 | 0.1216 | 11.13 | 0.00212 | 0.0002788 | 0.0003089 | 0.11937 | 10.98 | 0.00213 | 0.0002798 | 0.0003097 | 0.1182 | 10.664 | 0.00227 | 0.0002846 | 0.0003122 | 0.12106 | 12.617 | 0.00193 | 0.0002341 | 0.0002585 | 0.11636 | 12.338 | 0.00195 | 0.0002352 | 0.0002594 | 0.11773 | 12.424 | 0.00207 | 0.000242 | 0.0002691 | 0.12065 | 12.044 | 0.00228 | 0.0002822 | 0.0003114 | 0.11813 | 12.252 | 0.00218 | 0.0002741 | 0.0002998 | 0.11326 | 12.466 | 0.00206 | 0.0002384 | 0.0002586 | 0.12126 | 14.319 | 0.00212 | 0.0002354 | 0.0002588 | 0.11839 | 13.529 | 0.00215 | 0.0002417 | 0.0002632 | 0.13816 | 15.515 | 0.00259 | 0.0002786 | 0.0003108 | 0.12628 | 16.073 | 0.00222 | 0.0002266 | 0.0002482 | 0.12692 | 13.315 | 0.00253 | 0.0002703 | 0.000291 | 0.13223 | 16.307 | 0.00235 | 0.0002344 | 0.0002566 | 0.13159 | 17.307 | 0.00226 | 0.0002237 | 0.0002452 | 0.12929 | 16.778 | 0.00241 | 0.0002375 | 0.000258 | 0.12764 | 16.567 | 0.00234 | 0.0002301 | 0.0002486 | 0.12602 | 16.496 | 0.00234 | 0.0002298 | 0.0002482
0.13889 | 0.3055 | 0.000611 | 0.0001051 | 0.0001244 | 0.14896 | 0.30285 | 0.00137 | 0.0001764 | 0.000224 | 0.13263 | 0.30705 | 0.0019 | 0.0002274 | 0.0002939 | 0.13263 | 0.90782 | 0.000724 | 0.0001107 | 0.0001303 | 0.1374 | 0.9121 | 0.00101 | 0.0001366 | 0.000165 | 0.15678 | 1.4307 | 0.00142 | 0.0001835 | 0.0002236 | 0.13982 | 2.4976 | 0.00101 | 0.0001307 | 0.0001584 | 0.13625 | 2.4791 | 0.0011 | 0.0001384 | 0.0001687 | 0.125 | 2.8661 | 0.000971 | 0.000136 | 0.0001613 | 0.1214 | 3.3261 | 0.0009633 | 0.0001373 | 0.000162 | 0.12 | 3.3127 | 0.00103 | 0.0001431 | 0.0001698 | 0.12504 | 3.7888 | 0.00105 | 0.0001536 | 0.0001804 | 0.13236 | 3.8886 | 0.00116 | 0.0001608 | 0.000191 | 0.1389 | 3.9727 | 0.00127 | 0.0001677 | 0.0002011 | 0.14475 | 4.6117 | 0.00121 | 0.0001626 | 0.0001922 | 0.13756 | 4.4185 | 0.00121 | 0.0001752 | 0.0002044 | 0.1429 | 4.4934 | 0.00131 | 0.0001814 | 0.0002134 | 0.13642 | 4.4037 | 0.00133 | 0.0001853 | 0.000218 | 0.1355 | 5.2752 | 0.00132 | 0.0002085 | 0.000239 | 0.12972 | 5.291 | 0.00135 | 0.0002011 | 0.0002326 | 0.13404 | 6.1945 | 0.0012 | 0.0001681 | 0.0001959 | 0.12942 | 6.0908 | 0.00122 | 0.0001706 | 0.0001988 | 0.12511 | 6.3684 | 0.00122 | 0.0001735 | 0.0002005 | 0.12869 | 6.7885 | 0.00127 | 0.0001728 | 0.0002009 | 0.13526 | 6.9692 | 0.00139 | 0.0001799 | 0.0002112 | 0.13901 | 6.8544 | 0.00137 | 0.0001787 | 0.0002093 | 0.13763 | 6.8161 | 0.00152 | 0.0001891 | 0.0002232 | 0.13763 | 8.1953 | 0.00133 | 0.0001799 | 0.000208 | 0.1365 | 8.1633 | 0.00146 | 0.0001892 | 0.0002205 | 0.13555 | 8.1347 | 0.00159 | 0.0001979 | 0.0002325 | 0.13556 | 8.1705 | 0.00157 | 0.000205 | 0.0002385 | 0.13014 | 7.9832 | 0.00159 | 0.0002079 | 0.0002417 | 0.13741 | 9.2819 | 0.00156 | 0.0002028 | 0.0002362 | 0.13477 | 9.4509 | 0.00156 | 0.0002132 | 0.0002457 | 0.14302 | 9.3782 | 0.0018 | 0.0002455 | 0.0002837 | 0.13809 | 7.4748 | 0.0023 | 0.0003421 | 0.0003894 | 0.14078 | 7.6332 | 0.00257 | 0.0003613 | 0.0004162 | 0.14302 | 9.3703 | 0.00194 | 0.0002629 | 0.0003025 | 0.13862 | 9.1746 | 0.00197 | 0.0002656 | 0.0003054 | 0.14078 | 10.3053 | 0.00172 | 0.0002229 | 0.0002562 | 0.14301 | 10.406 | 0.0019 | 0.0002341 | 0.0002718 | 0.14301 | 10.6743 | 0.00205 | 0.0002856 | 0.0003271 | 0.15294 | 11.1839 | 0.00219 | 0.0002927 | 0.0003387 | 0.14649 | 11.1438 | 0.00214 | 0.0002566 | 0.0002983 | 0.13939 | 10.1674 | 0.00203 | 0.0002589 | 0.0002966 | 0.1483 | 10.5638 | 0.00217 | 0.0002658 | 0.0003076 | 0.14117 | 10.463 | 0.00197 | 0.0002535 | 0.0002894 | 0.14301 | 10.5594 | 0.00214 | 0.0002637 | 0.0003038 | 0.13968 | 10.3956 | 0.00216 | 0.0002654 | 0.0003055 | 0.13497 | 11.4902 | 0.00195 | 0.0002421 | 0.0002757 | 0.13347 | 11.0064 | 0.00202 | 0.0002579 | 0.0002921 | 0.13555 | 11.1134 | 0.00218 | 0.0002671 | 0.0003052 | 0.13993 | 10.6665 | 0.00219 | 0.0002719 | 0.0003095 | 0.14145 | 12.2178 | 0.00202 | 0.0002523 | 0.0002869 | 0.13096 | 11.7787 | 0.00222 | 0.0002843 | 0.0003188 | 0.12855 | 11.6232 | 0.00224 | 0.0002855 | 0.0003198 | 0.12608 | 11.179 | 0.00239 | 0.000291 | 0.000323 | 0.12913 | 13.12 | 0.00202 | 0.000239 | 0.0002668 | 0.12412 | 12.82 | 0.00204 | 0.0002404 | 0.0002679 | 0.12509 | 12.879 | 0.00217 | 0.0002469 | 0.0002773 | 0.12774 | 12.455 | 0.00238 | 0.0002877 | 0.0003205 | 0.12508 | 12.647 | 0.00228 | 0.0002798 | 0.000309 | 0.12585 | 13.136 | 0.00226 | 0.0002502 | 0.0002758 | 0.13642 | 15.312 | 0.00233 | 0.000247 | 0.0002763 | 0.13319 | 14.403 | 0.00237 | 0.0002549 | 0.0002825 | 0.15198 | 16.517 | 0.00278 | 0.0002885 | 0.0003266 | 0.13891 | 16.784 | 0.0024 | 0.000237 | 0.0002632 | 0.13962 | 14.152 | 0.00276 | 0.0002842 | 0.0003112 | 0.14425 | 17.063 | 0.00254 | 0.0002446 | 0.0002714 | 0.14355 | 18.02 | 0.00243 | 0.0002331 | 0.0002589 | 0.14006 | 17.432 | 0.00259 | 0.0002477 | 0.0002726 | 0.13827 | 17.074 | 0.00252 | 0.0002408 | 0.0002634 | 0.13653 | 16.992 | 0.00252 | 0.0002405 | 0.0002629
0.14881 | 0.30287 | 0.0006505 | 0.0001071 | 0.0001283 | 0.16137 | 0.29902 | 0.00147 | 0.00018 | 0.0002313 | 0.1492 | 0.30279 | 0.0021 | 0.0002341 | 0.0003066 | 0.1492 | 0.92003 | 0.0007911 | 0.000113 | 0.0001349 | 0.14989 | 0.92044 | 0.00107 | 0.0001385 | 0.000169 | 0.17104 | 1.4614 | 0.00151 | 0.0001856 | 0.000228 | 0.14981 | 2.5459 | 0.00106 | 0.0001321 | 0.0001613 | 0.14534 | 2.5255 | 0.00115 | 0.0001398 | 0.0001715 | 0.13333 | 2.9321 | 0.00101 | 0.0001373 | 0.000164 | 0.12854 | 3.3949 | 0.0009999 | 0.0001385 | 0.0001644 | 0.13333 | 3.4384 | 0.0011 | 0.0001455 | 0.0001743 | 0.14067 | 3.9936 | 0.00113 | 0.0001562 | 0.0001854 | 0.14707 | 4.0709 | 0.00124 | 0.0001632 | 0.0001956 | 0.15279 | 4.1352 | 0.00135 | 0.0001699 | 0.0002054 | 0.15791 | 4.8009 | 0.00128 | 0.0001643 | 0.0001958 | 0.15006 | 4.5891 | 0.00128 | 0.0001773 | 0.0002086 | 0.15481 | 4.6513 | 0.00138 | 0.0001834 | 0.0002174 | 0.14779 | 4.5595 | 0.0014 | 0.0001873 | 0.0002222 | 0.14592 | 5.496 | 0.00138 | 0.0002103 | 0.0002426 | 0.13898 | 5.5014 | 0.0014 | 0.000203 | 0.0002365 | 0.14297 | 6.3907 | 0.00125 | 0.0001697 | 0.000199 | 0.13805 | 6.2838 | 0.00127 | 0.0001722 | 0.000202 | 0.14075 | 6.8008 | 0.00131 | 0.0001771 | 0.0002071 | 0.14298 | 7.175 | 0.00136 | 0.000176 | 0.000207 | 0.14879 | 7.329 | 0.00148 | 0.0001828 | 0.0002168 | 0.15291 | 7.2615 | 0.00146 | 0.000182 | 0.0002154 | 0.15014 | 7.1829 | 0.00161 | 0.0001923 | 0.0002292 | 0.15014 | 8.5811 | 0.0014 | 0.0001825 | 0.000213 | 0.14788 | 8.5157 | 0.00153 | 0.0001916 | 0.0002253 | 0.14598 | 8.4598 | 0.00166 | 0.0002003 | 0.0002372 | 0.14599 | 8.5218 | 0.00164 | 0.0002077 | 0.0002437 | 0.14015 | 8.328 | 0.00167 | 0.0002107 | 0.0002471 | 0.15704 | 10.0146 | 0.00169 | 0.0002073 | 0.0002446 | 0.15402 | 10.1675 | 0.00168 | 0.0002177 | 0.0002541 | 0.1609 | 10.1582 | 0.00193 | 0.0002501 | 0.0002926 | 0.15535 | 8.4497 | 0.00245 | 0.0003493 | 0.0004038 | 0.15643 | 8.513 | 0.00272 | 0.0003679 | 0.0004298 | 0.15891 | 10.062 | 0.00207 | 0.0002678 | 0.0003119 | 0.15402 | 9.8535 | 0.0021 | 0.0002707 | 0.000315 | 0.15642 | 10.967 | 0.00183 | 0.0002274 | 0.0002645 | 0.15731 | 11.0094 | 0.00202 | 0.0002383 | 0.0002797 | 0.15731 | 11.4036 | 0.00216 | 0.0002898 | 0.0003355 | 0.16685 | 11.8669 | 0.0023 | 0.0002964 | 0.0003462 | 0.1587 | 11.705 | 0.00224 | 0.0002605 | 0.0003058 | 0.15206 | 10.7229 | 0.00215 | 0.0002639 | 0.0003057 | 0.16066 | 11.0939 | 0.00228 | 0.0002702 | 0.000316 | 0.154 | 11.1023 | 0.00208 | 0.0002584 | 0.0002983 | 0.15493 | 11.1543 | 0.00226 | 0.0002683 | 0.0003123 | 0.15132 | 10.9749 | 0.00228 | 0.0002701 | 0.0003142 | 0.14622 | 12.0621 | 0.00206 | 0.0002466 | 0.0002838 | 0.1446 | 11.5564 | 0.00213 | 0.0002628 | 0.000301 | 0.14597 | 11.6263 | 0.00229 | 0.0002717 | 0.0003137 | 0.15069 | 11.2069 | 0.0023 | 0.000277 | 0.0003187 | 0.15233 | 12.799 | 0.00212 | 0.0002564 | 0.0002946 | 0.14031 | 12.4226 | 0.00233 | 0.0002892 | 0.0003278 | 0.13773 | 12.2465 | 0.00234 | 0.0002904 | 0.000329 | 0.13396 | 11.694 | 0.00249 | 0.0002967 | 0.000333 | 0.1372 | 13.628 | 0.00212 | 0.0002435 | 0.0002745 | 0.13188 | 13.296 | 0.00214 | 0.0002451 | 0.0002758 | 0.13244 | 13.339 | 0.00226 | 0.0002514 | 0.0002849 | 0.14194 | 13.281 | 0.00257 | 0.000298 | 0.0003372 | 0.13897 | 13.433 | 0.00247 | 0.0002904 | 0.0003258 | 0.14158 | 14.019 | 0.00248 | 0.0002632 | 0.0002951 | 0.15158 | 16.338 | 0.00253 | 0.0002569 | 0.0002917 | 0.14799 | 15.312 | 0.00258 | 0.0002662 | 0.0002996 | 0.16579 | 17.526 | 0.00296 | 0.0002971 | 0.0003408 | 0.15154 | 17.534 | 0.00258 | 0.0002462 | 0.000277 | 0.15231 | 15.06 | 0.00297 | 0.0002962 | 0.0003294 | 0.15627 | 17.876 | 0.00272 | 0.0002536 | 0.000285 | 0.15552 | 18.77 | 0.0026 | 0.0002415 | 0.0002715 | 0.15084 | 18.143 | 0.00276 | 0.0002569 | 0.0002862 | 0.14891 | 17.67 | 0.0027 | 0.0002506 | 0.0002773 | 0.14703 | 17.557 | 0.0027 | 0.0002504 | 0.0002769
0.15873 | 0.29975 | 0.0006906 | 0.0001091 | 0.0001322 | 0.17378 | 0.29479 | 0.00157 | 0.0001836 | 0.0002386 | 0.16578 | 0.29755 | 0.00231 | 0.0002406 | 0.000319 | 0.16578 | 0.92667 | 0.0008577 | 0.0001152 | 0.0001392 | 0.16238 | 0.92581 | 0.00114 | 0.0001404 | 0.0001728 | 0.18529 | 1.4861 | 0.00159 | 0.0001876 | 0.0002321 | 0.15979 | 2.5893 | 0.00111 | 0.0001334 | 0.0001639 | 0.15442 | 2.5668 | 0.0012 | 0.000141 | 0.0001742 | 0.14167 | 2.9942 | 0.00106 | 0.0001386 | 0.0001665 | 0.14283 | 3.5187 | 0.00107 | 0.0001407 | 0.0001687 | 0.15 | 3.576 | 0.00119 | 0.0001481 | 0.0001794 | 0.1563 | 4.173 | 0.00121 | 0.0001584 | 0.0001898 | 0.16177 | 4.2315 | 0.00131 | 0.0001652 | 0.0001997 | 0.16668 | 4.2811 | 0.00142 | 0.0001718 | 0.0002093 | 0.17107 | 4.9706 | 0.00134 | 0.0001659 | 0.0001991 | 0.16257 | 4.7502 | 0.00135 | 0.0001792 | 0.0002125 | 0.16671 | 4.8017 | 0.00144 | 0.0001852 | 0.0002211 | 0.15916 | 4.7077 | 0.00147 | 0.0001892 | 0.000226 | 0.15635 | 5.7054 | 0.00143 | 0.0002118 | 0.000246 | 0.14825 | 5.7032 | 0.00146 | 0.0002047 | 0.0002401 | 0.16085 | 6.7604 | 0.00134 | 0.0001727 | 0.0002047 | 0.1553 | 6.6493 | 0.00136 | 0.0001753 | 0.0002079 | 0.15639 | 7.2122 | 0.0014 | 0.0001801 | 0.0002128 | 0.15728 | 7.5453 | 0.00144 | 0.0001789 | 0.0002123 | 0.16231 | 7.6732 | 0.00156 | 0.0001854 | 0.0002218 | 0.16681 | 7.6571 | 0.00154 | 0.0001848 | 0.0002209 | 0.16265 | 7.5419 | 0.00169 | 0.0001951 | 0.0002346 | 0.16265 | 8.9465 | 0.00147 | 0.0001847 | 0.0002174 | 0.15925 | 8.8516 | 0.0016 | 0.0001939 | 0.0002297 | 0.16683 | 9.0685 | 0.0018 | 0.0002049 | 0.0002455 | 0.16685 | 9.1834 | 0.00178 | 0.0002127 | 0.0002528 | 0.16018 | 8.9788 | 0.00181 | 0.0002159 | 0.0002565 | 0.17666 | 10.682 | 0.00181 | 0.0002111 | 0.0002517 | 0.17327 | 10.8121 | 0.0018 | 0.0002214 | 0.0002613 | 0.17878 | 10.8927 | 0.00205 | 0.0002539 | 0.0003002 | 0.17261 | 9.3866 | 0.00259 | 0.0003549 | 0.0004156 | 0.17207 | 9.361 | 0.00286 | 0.0003732 | 0.0004411 | 0.1748 | 10.727 | 0.00219 | 0.000272 | 0.00032 | 0.16942 | 10.5059 | 0.00222 | 0.000275 | 0.0003234 | 0.17207 | 11.5913 | 0.00194 | 0.0002313 | 0.0002718 | 0.17161 | 11.5756 | 0.00213 | 0.000242 | 0.0002867 | 0.17161 | 12.0972 | 0.00227 | 0.0002934 | 0.0003427 | 0.18075 | 12.5234 | 0.0024 | 0.0002995 | 0.0003528 | 0.1709 | 12.2397 | 0.00235 | 0.000264 | 0.0003126 | 0.16473 | 11.2636 | 0.00226 | 0.0002682 | 0.0003139 | 0.17302 | 11.6077 | 0.00239 | 0.0002741 | 0.0003235 | 0.16684 | 11.742 | 0.00219 | 0.0002626 | 0.0003062 | 0.16684 | 11.746 | 0.00236 | 0.0002723 | 0.00032 | 0.16296 | 11.5561 | 0.00238 | 0.0002742 | 0.0003221 | 0.15747 | 12.6085 | 0.00216 | 0.0002505 | 0.0002911 | 0.15572 | 12.0611 | 0.00223 | 0.0002671 | 0.000309 | 0.1564 | 12.1033 | 0.00239 | 0.0002758 | 0.0003215 | 0.16145 | 11.7434 | 0.00241 | 0.0002815 | 0.0003271 | 0.16321 | 13.3645 | 0.00221 | 0.0002601 | 0.0003016 | 0.14967 | 13.0411 | 0.00242 | 0.0002935 | 0.0003359 | 0.14692 | 12.8645 | 0.00244 | 0.0002948 | 0.0003373 | 0.14184 | 12.207 | 0.0026 | 0.0003019 | 0.0003421 | 0.14527 | 14.141 | 0.0022 | 0.0002477 | 0.0002816 | 0.13964 | 13.788 | 0.00223 | 0.0002493 | 0.0002831 | 0.14716 | 14.27 | 0.00244 | 0.00026 | 0.0002989 | 0.15968 | 14.272 | 0.00279 | 0.0003092 | 0.0003554 | 0.15635 | 14.404 | 0.00269 | 0.0003019 | 0.0003442 | 0.15731 | 14.934 | 0.0027 | 0.0002742 | 0.0003122 | 0.16674 | 17.393 | 0.00271 | 0.0002653 | 0.0003053 | 0.16279 | 16.24 | 0.00277 | 0.0002758 | 0.0003149 | 0.17961 | 18.519 | 0.00314 | 0.0003045 | 0.0003534 | 0.16417 | 18.299 | 0.00276 | 0.0002544 | 0.0002897 | 0.165 | 16.024 | 0.00316 | 0.0003066 | 0.000346 | 0.16829 | 18.723 | 0.00289 | 0.0002616 | 0.0002975 | 0.16748 | 19.545 | 0.00276 | 0.000249 | 0.0002832 | 0.16161 | 18.899 | 0.00293 | 0.0002652 | 0.0002988 | 0.15954 | 18.32 | 0.00287 | 0.0002595 | 0.0002903 | 0.15753 | 18.196 | 0.00287 | 0.0002594 | 0.00029
0.16865 | 0.29643 | 0.0007311 | 0.000111 | 0.0001361 | 0.1862 | 0.29026 | 0.00168 | 0.0001871 | 0.0002458 | 0.18236 | 0.29171 | 0.00252 | 0.000247 | 0.0003311 | 0.18236 | 0.92914 | 0.0009242 | 0.0001172 | 0.0001433 | 0.17487 | 0.9286 | 0.00121 | 0.0001421 | 0.0001765 | 0.19954 | 1.5069 | 0.00167 | 0.0001894 | 0.000236 | 0.16978 | 2.6287 | 0.00116 | 0.0001346 | 0.0001665 | 0.1635 | 2.6043 | 0.00125 | 0.0001422 | 0.0001767 | 0.15 | 3.0514 | 0.0011 | 0.0001397 | 0.0001689 | 0.16068 | 3.6545 | 0.00116 | 0.0001433 | 0.0001736 | 0.16667 | 3.6961 | 0.00127 | 0.0001505 | 0.0001839 | 0.17193 | 4.3308 | 0.00128 | 0.0001604 | 0.0001938 | 0.17648 | 4.3735 | 0.00139 | 0.0001671 | 0.0002035 | 0.18057 | 4.4103 | 0.00149 | 0.0001735 | 0.0002128 | 0.18423 | 5.1246 | 0.0014 | 0.0001674 | 0.0002022 | 0.17507 | 4.9006 | 0.00141 | 0.000181 | 0.0002161 | 0.17862 | 4.9423 | 0.0015 | 0.0001868 | 0.0002245 | 0.17052 | 4.8472 | 0.00153 | 0.0001909 | 0.0002295 | 0.16677 | 5.9032 | 0.00149 | 0.0002133 | 0.000249 | 0.16678 | 6.0822 | 0.00156 | 0.0002079 | 0.0002464 | 0.17872 | 7.1045 | 0.00143 | 0.0001753 | 0.0002097 | 0.17256 | 6.9892 | 0.00146 | 0.000178 | 0.000213 | 0.17203 | 7.6011 | 0.00148 | 0.0001826 | 0.0002179 | 0.17158 | 7.8989 | 0.00152 | 0.0001813 | 0.0002171 | 0.17584 | 8.0027 | 0.00164 | 0.0001877 | 0.0002264 | 0.18072 | 8.042 | 0.00162 | 0.0001873 | 0.0002258 | 0.17517 | 7.8921 | 0.00177 | 0.0001976 | 0.0002395 | 0.17516 | 9.2942 | 0.00154 | 0.0001867 | 0.0002215 | 0.182 | 9.4796 | 0.00174 | 0.0001981 | 0.0002374 | 0.18768 | 9.6286 | 0.00194 | 0.0002087 | 0.0002525 | 0.1877 | 9.796 | 0.00191 | 0.0002168 | 0.0002605 | 0.1802 | 9.5819 | 0.00194 | 0.0002202 | 0.0002645 | 0.19629 | 11.2957 | 0.00192 | 0.0002142 | 0.0002578 | 0.19253 | 11.3943 | 0.00191 | 0.0002245 | 0.0002675 | 0.19666 | 11.5844 | 0.00216 | 0.0002571 | 0.0003067 | 0.18987 | 10.2765 | 0.00271 | 0.0003594 | 0.0004254 | 0.18771 | 10.1713 | 0.00298 | 0.0003775 | 0.0004506 | 0.19069 | 11.3663 | 0.0023 | 0.0002755 | 0.0003271 | 0.18482 | 11.1347 | 0.00233 | 0.0002786 | 0.0003308 | 0.18771 | 12.1792 | 0.00205 | 0.0002346 | 0.0002783 | 0.18591 | 12.115 | 0.00223 | 0.0002452 | 0.000293 | 0.18592 | 12.7543 | 0.00237 | 0.0002964 | 0.0003492 | 0.19466 | 13.1427 | 0.0025 | 0.0003023 | 0.0003587 | 0.18311 | 12.7572 | 0.00245 | 0.0002671 | 0.0003188 | 0.1774 | 11.7879 | 0.00237 | 0.000272 | 0.0003212 | 0.18538 | 12.1043 | 0.0025 | 0.0002776 | 0.0003304 | 0.17967 | 12.3653 | 0.00229 | 0.0002662 | 0.0003134 | 0.17876 | 12.3309 | 0.00247 | 0.0002759 | 0.000327 | 0.1746 | 12.1205 | 0.00249 | 0.0002779 | 0.0003292 | 0.16872 | 13.1286 | 0.00225 | 0.000254 | 0.0002978 | 0.16684 | 12.5497 | 0.00233 | 0.000271 | 0.0003164 | 0.16683 | 12.5537 | 0.00249 | 0.0002795 | 0.0003286 | 0.17222 | 12.2733 | 0.00251 | 0.0002855 | 0.0003347 | 0.17409 | 13.9035 | 0.0023 | 0.0002634 | 0.000308 | 0.15902 | 13.6536 | 0.00251 | 0.0002973 | 0.0003433 | 0.1561 | 13.4665 | 0.00253 | 0.0002988 | 0.0003448 | 0.1576 | 13.226 | 0.00279 | 0.0003114 | 0.0003585 | 0.16141 | 15.168 | 0.00237 | 0.0002554 | 0.0002945 | 0.15515 | 14.773 | 0.0024 | 0.0002574 | 0.0002965 | 0.16555 | 15.438 | 0.00265 | 0.0002692 | 0.000314 | 0.17742 | 15.231 | 0.003 | 0.0003185 | 0.0003712 | 0.17372 | 15.344 | 0.0029 | 0.0003117 | 0.0003604 | 0.17304 | 15.886 | 0.0029 | 0.0002837 | 0.0003275 | 0.1819 | 18.451 | 0.00288 | 0.0002726 | 0.0003175 | 0.17758 | 17.183 | 0.00296 | 0.0002842 | 0.0003287 | 0.19343 | 19.493 | 0.0033 | 0.000311 | 0.0003649 | 0.1768 | 19.098 | 0.00292 | 0.0002617 | 0.0003014 | 0.17769 | 17.012 | 0.00335 | 0.0003157 | 0.0003609 | 0.18031 | 19.602 | 0.00305 | 0.0002688 | 0.0003091 | 0.17944 | 20.332 | 0.00291 | 0.0002559 | 0.0002941 | 0.17239 | 19.697 | 0.00309 | 0.0002727 | 0.0003106 | 0.17018 | 19.033 | 0.00303 | 0.0002676 | 0.0003026 | 0.16803 | 18.888 | 0.00304 | 0.0002675 | 0.0003024
0.17857 | 0.29301 | 0.0007723 | 0.000113 | 0.0001399 | 0.19861 | 0.28564 | 0.00179 | 0.0001905 | 0.000253 | 0.19894 | 0.28547 | 0.00274 | 0.0002533 | 0.0003432 | 0.19894 | 0.92822 | 0.0009907 | 0.0001191 | 0.0001472 | 0.19985 | 0.92811 | 0.00134 | 0.000146 | 0.0001834 | 0.2138 | 1.5237 | 0.00176 | 0.0001911 | 0.0002396 | 0.17977 | 2.6642 | 0.00121 | 0.0001358 | 0.0001689 | 0.18167 | 2.6713 | 0.00134 | 0.0001447 | 0.0001814 | 0.16667 | 3.1549 | 0.00118 | 0.000142 | 0.0001732 | 0.17853 | 3.7726 | 0.00124 | 0.0001456 | 0.0001779 | 0.18333 | 3.8014 | 0.00136 | 0.0001526 | 0.000188 | 0.18756 | 4.4699 | 0.00135 | 0.0001621 | 0.0001974 | 0.19119 | 4.4998 | 0.00146 | 0.0001687 | 0.0002069 | 0.19446 | 4.5257 | 0.00156 | 0.0001751 | 0.0002161 | 0.19739 | 5.2627 | 0.00146 | 0.0001687 | 0.000205 | 0.18758 | 5.0434 | 0.00147 | 0.0001826 | 0.0002193 | 0.19053 | 5.0762 | 0.00157 | 0.0001883 | 0.0002277 | 0.18189 | 4.98 | 0.0016 | 0.0001925 | 0.0002328 | 0.18762 | 6.2666 | 0.00159 | 0.000216 | 0.0002545 | 0.18531 | 6.4333 | 0.00166 | 0.0002107 | 0.0002519 | 0.19659 | 7.4248 | 0.00152 | 0.0001775 | 0.0002141 | 0.18981 | 7.3063 | 0.00154 | 0.0001803 | 0.0002175 | 0.18766 | 7.9701 | 0.00156 | 0.0001849 | 0.0002223 | 0.18588 | 8.2367 | 0.0016 | 0.0001835 | 0.0002214 | 0.18936 | 8.317 | 0.00171 | 0.0001898 | 0.0002305 | 0.19462 | 8.4128 | 0.0017 | 0.0001895 | 0.0002302 | 0.20019 | 8.5599 | 0.00192 | 0.0002023 | 0.000248 | 0.20019 | 9.9405 | 0.00167 | 0.0001906 | 0.0002286 | 0.20475 | 10.0538 | 0.00187 | 0.0002016 | 0.000244 | 0.20854 | 10.1454 | 0.00206 | 0.000212 | 0.0002587 | 0.20856 | 10.3616 | 0.00203 | 0.0002202 | 0.0002672 | 0.20022 | 10.143 | 0.00207 | 0.0002238 | 0.0002715 | 0.21592 | 11.8519 | 0.00203 | 0.0002169 | 0.0002632 | 0.21178 | 11.9293 | 0.00202 | 0.0002273 | 0.0002729 | 0.21453 | 12.2288 | 0.00226 | 0.0002598 | 0.0003124 | 0.20713 | 11.1183 | 0.00283 | 0.000363 | 0.0004336 | 0.20335 | 10.9351 | 0.0031 | 0.000381 | 0.0004587 | 0.20658 | 11.9684 | 0.0024 | 0.0002786 | 0.0003335 | 0.20022 | 11.7263 | 0.00244 | 0.0002818 | 0.0003374 | 0.20335 | 12.73 | 0.00215 | 0.0002375 | 0.0002841 | 0.20021 | 12.6268 | 0.00233 | 0.000248 | 0.0002987 | 0.20022 | 13.3741 | 0.00246 | 0.0002991 | 0.0003549 | 0.20856 | 13.7244 | 0.00259 | 0.0003048 | 0.000364 | 0.19532 | 13.2471 | 0.00254 | 0.0002699 | 0.0003245 | 0.19007 | 12.285 | 0.00247 | 0.0002755 | 0.0003279 | 0.19774 | 12.5834 | 0.0026 | 0.0002808 | 0.0003367 | 0.19251 | 12.9916 | 0.00239 | 0.0002695 | 0.0003198 | 0.19068 | 12.8983 | 0.00256 | 0.000279 | 0.0003333 | 0.18624 | 12.6876 | 0.00259 | 0.0002811 | 0.0003356 | 0.17997 | 13.6318 | 0.00235 | 0.0002572 | 0.000304 | 0.17797 | 13.0115 | 0.00243 | 0.0002744 | 0.0003231 | 0.17725 | 12.987 | 0.00259 | 0.0002829 | 0.0003352 | 0.18298 | 12.7862 | 0.00261 | 0.0002891 | 0.0003417 | 0.18497 | 14.4256 | 0.00239 | 0.0002664 | 0.0003139 | 0.16837 | 14.2396 | 0.0026 | 0.0003008 | 0.0003501 | 0.16528 | 14.0519 | 0.00262 | 0.0003023 | 0.0003518 | 0.1773 | 14.4701 | 0.00301 | 0.0003213 | 0.000376 | 0.18159 | 16.452 | 0.00257 | 0.0002637 | 0.0003084 | 0.17455 | 16.004 | 0.0026 | 0.0002661 | 0.0003109 | 0.18395 | 16.6004 | 0.00284 | 0.0002768 | 0.000327 | 0.19516 | 16.154 | 0.0032 | 0.0003265 | 0.0003852 | 0.19109 | 16.269 | 0.00309 | 0.00032 | 0.0003746 | 0.18877 | 16.851 | 0.00308 | 0.0002918 | 0.0003411 | 0.19705 | 19.512 | 0.00305 | 0.0002789 | 0.0003285 | 0.19238 | 18.118 | 0.00313 | 0.0002915 | 0.0003411 | 0.20724 | 20.456 | 0.00345 | 0.0003168 | 0.0003753 | 0.18942 | 19.908 | 0.00308 | 0.0002683 | 0.0003122 | 0.19039 | 18.03 | 0.00353 | 0.0003236 | 0.0003744 | 0.19233 | 20.491 | 0.0032 | 0.0002753 | 0.0003197 | 0.19141 | 21.139 | 0.00306 | 0.000262 | 0.0003041 | 0.19393 | 21.342 | 0.00339 | 0.0002873 | 0.0003318 | 0.19145 | 20.591 | 0.00335 | 0.0002833 | 0.0003248 | 0.18904 | 20.404 | 0.00335 | 0.0002835 | 0.0003248
0.19841 | 0.28558 | 0.0008563 | 0.000117 | 0.0001476 | 0.22344 | 0.2762 | 0.00201 | 0.0001985 | 0.0002674 | 0.21552 | 0.27924 | 0.00296 | 0.0002595 | 0.0003552 | 0.21552 | 0.92472 | 0.00106 | 0.000121 | 0.0001509 | 0.22483 | 0.92195 | 0.00147 | 0.0001496 | 0.00019 | 0.22805 | 1.5365 | 0.00184 | 0.0001927 | 0.0002431 | 0.19974 | 2.7263 | 0.0013 | 0.0001382 | 0.0001734 | 0.20438 | 2.7393 | 0.00146 | 0.0001477 | 0.0001868 | 0.1875 | 3.2654 | 0.00127 | 0.0001446 | 0.0001782 | 0.19639 | 3.8761 | 0.00132 | 0.0001476 | 0.0001819 | 0.2 | 3.895 | 0.00144 | 0.0001546 | 0.0001918 | 0.20319 | 4.5923 | 0.00142 | 0.0001637 | 0.0002006 | 0.20589 | 4.6123 | 0.00153 | 0.0001702 | 0.00021 | 0.20834 | 4.6293 | 0.00163 | 0.0001765 | 0.0002191 | 0.21055 | 5.3861 | 0.00152 | 0.0001699 | 0.0002076 | 0.20008 | 5.1773 | 0.00153 | 0.000184 | 0.0002224 | 0.21435 | 5.3216 | 0.00169 | 0.0001914 | 0.0002334 | 0.20463 | 5.2252 | 0.00172 | 0.0001956 | 0.0002386 | 0.20846 | 6.593 | 0.00169 | 0.0002183 | 0.0002592 | 0.20384 | 6.7554 | 0.00176 | 0.000213 | 0.0002567 | 0.21446 | 7.7248 | 0.0016 | 0.0001795 | 0.0002181 | 0.20707 | 7.6032 | 0.00163 | 0.0001824 | 0.0002216 | 0.2033 | 8.3191 | 0.00164 | 0.0001869 | 0.0002264 | 0.20018 | 8.5584 | 0.00167 | 0.0001854 | 0.0002253 | 0.21642 | 8.9058 | 0.00186 | 0.0001938 | 0.0002377 | 0.22242 | 9.1128 | 0.00184 | 0.0001937 | 0.000238 | 0.22521 | 9.1823 | 0.00206 | 0.0002061 | 0.0002552 | 0.22521 | 10.5339 | 0.00179 | 0.0001939 | 0.0002347 | 0.22751 | 10.5845 | 0.00199 | 0.0002046 | 0.0002497 | 0.22939 | 10.625 | 0.00218 | 0.0002148 | 0.0002642 | 0.22942 | 10.8995 | 0.00215 | 0.0002232 | 0.0002731 | 0.22024 | 10.6654 | 0.00219 | 0.0002269 | 0.0002776 | 0.23555 | 12.3701 | 0.00213 | 0.0002193 | 0.000268 | 0.23103 | 12.4164 | 0.00212 | 0.0002297 | 0.0002778 | 0.23241 | 12.8252 | 0.00236 | 0.0002622 | 0.0003175 | 0.22439 | 11.9025 | 0.00293 | 0.0003661 | 0.0004407 | 0.219 | 11.6601 | 0.00321 | 0.0003841 | 0.0004658 | 0.22247 | 12.5526 | 0.00251 | 0.0002813 | 0.0003391 | 0.21562 | 12.3101 | 0.00254 | 0.0002846 | 0.0003432 | 0.21899 | 13.2631 | 0.00224 | 0.0002401 | 0.0002894 | 0.21452 | 13.1107 | 0.00243 | 0.0002506 | 0.0003039 | 0.21452 | 13.9661 | 0.00255 | 0.0003015 | 0.00036 | 0.22246 | 14.288 | 0.00268 | 0.000307 | 0.0003688 | 0.20753 | 13.709 | 0.00263 | 0.0002724 | 0.0003297 | 0.20274 | 12.7745 | 0.00257 | 0.0002785 | 0.0003341 | 0.21009 | 13.0546 | 0.00269 | 0.0002836 | 0.0003425 | 0.20534 | 13.6004 | 0.00248 | 0.0002724 | 0.0003257 | 0.2026 | 13.4681 | 0.00266 | 0.0002818 | 0.000339 | 0.19788 | 13.2469 | 0.00268 | 0.000284 | 0.0003415 | 0.19121 | 14.1076 | 0.00243 | 0.00026 | 0.0003097 | 0.18909 | 13.4461 | 0.00252 | 0.0002776 | 0.0003293 | 0.18768 | 13.3928 | 0.00268 | 0.000286 | 0.0003413 | 0.19374 | 13.2916 | 0.00271 | 0.0002924 | 0.0003482 | 0.19585 | 14.9302 | 0.00247 | 0.0002692 | 0.0003194 | 0.18708 | 15.3899 | 0.00277 | 0.0003071 | 0.0003622 | 0.18365 | 15.1814 | 0.00279 | 0.0003088 | 0.000364 | 0.197 | 15.6687 | 0.00322 | 0.0003295 | 0.0003908 | 0.20177 | 17.7098 | 0.00275 | 0.0002705 | 0.0003204 | 0.19394 | 17.2295 | 0.00279 | 0.0002733 | 0.0003233 | 0.20234 | 17.7548 | 0.00302 | 0.0002832 | 0.0003384 | 0.2129 | 17.027 | 0.00339 | 0.0003334 | 0.0003976 | 0.20846 | 17.156 | 0.00328 | 0.0003272 | 0.0003874 | 0.2045 | 17.827 | 0.00326 | 0.0002989 | 0.0003533 | 0.21221 | 20.561 | 0.0032 | 0.0002844 | 0.0003383 | 0.20718 | 19.062 | 0.0033 | 0.000298 | 0.0003523 | 0.22106 | 21.408 | 0.0036 | 0.000322 | 0.0003847 | 0.20205 | 20.737 | 0.00323 | 0.0002743 | 0.0003222 | 0.20308 | 19.057 | 0.00369 | 0.0003306 | 0.0003867 | 0.21637 | 22.314 | 0.00349 | 0.0002877 | 0.0003387 | 0.21533 | 22.768 | 0.00335 | 0.0002742 | 0.0003222 | 0.21548 | 23.059 | 0.00367 | 0.0002993 | 0.0003502 | 0.21273 | 22.27 | 0.00364 | 0.0002963 | 0.0003443 | 0.21004 | 22.052 | 0.00365 | 0.0002967 | 0.0003445
0.22321 | 0.27625 | 0.0009648 | 0.0001222 | 0.0001572 | 0.24826 | 0.26697 | 0.00223 | 0.0002065 | 0.0002819 | 0.2321 | 0.27302 | 0.00318 | 0.0002658 | 0.0003672 | 0.2321 | 0.91924 | 0.00112 | 0.0001227 | 0.0001546 | 0.24981 | 0.91183 | 0.00161 | 0.0001531 | 0.0001963 | 0.2423 | 1.5463 | 0.00192 | 0.0001942 | 0.0002464 | 0.22471 | 2.7884 | 0.00141 | 0.0001411 | 0.0001786 | 0.22709 | 2.7945 | 0.00157 | 0.0001505 | 0.0001917 | 0.20833 | 3.3582 | 0.00137 | 0.000147 | 0.0001826 | 0.21424 | 3.9667 | 0.0014 | 0.0001495 | 0.0001855 | 0.21667 | 3.9788 | 0.00152 | 0.0001563 | 0.0001953 | 0.21882 | 4.6999 | 0.00149 | 0.0001652 | 0.0002037 | 0.2206 | 4.7109 | 0.00159 | 0.0001716 | 0.0002129 | 0.22223 | 4.722 | 0.0017 | 0.0001778 | 0.0002219 | 0.23687 | 5.5974 | 0.00163 | 0.0001724 | 0.0002123 | 0.22509 | 5.4239 | 0.00165 | 0.0001869 | 0.0002279 | 0.23816 | 5.5416 | 0.0018 | 0.000194 | 0.0002384 | 0.22737 | 5.4451 | 0.00183 | 0.0001983 | 0.0002439 | 0.22931 | 6.8851 | 0.00178 | 0.0002203 | 0.0002634 | 0.22237 | 7.0531 | 0.00185 | 0.0002151 | 0.000261 | 0.23233 | 8.0046 | 0.00168 | 0.0001813 | 0.0002217 | 0.22432 | 7.8818 | 0.00171 | 0.0001842 | 0.0002253 | 0.21894 | 8.6478 | 0.00171 | 0.0001886 | 0.00023 | 0.22877 | 9.1567 | 0.00181 | 0.0001893 | 0.0002322 | 0.24347 | 9.4418 | 0.00199 | 0.0001972 | 0.0002439 | 0.25022 | 9.7552 | 0.00197 | 0.0001972 | 0.0002445 | 0.25024 | 9.7576 | 0.00219 | 0.0002093 | 0.0002614 | 0.25023 | 11.0734 | 0.00191 | 0.0001967 | 0.00024 | 0.25026 | 11.0749 | 0.0021 | 0.0002073 | 0.0002548 | 0.25025 | 11.0762 | 0.0023 | 0.0002173 | 0.000269 | 0.25027 | 11.3891 | 0.00226 | 0.0002259 | 0.0002783 | 0.24026 | 11.1647 | 0.0023 | 0.0002296 | 0.000283 | 0.25518 | 12.8499 | 0.00223 | 0.0002214 | 0.0002723 | 0.25028 | 12.8753 | 0.00222 | 0.0002318 | 0.0002822 | 0.25029 | 13.3933 | 0.00245 | 0.0002643 | 0.0003221 | 0.24165 | 12.6386 | 0.00303 | 0.0003687 | 0.0004469 | 0.23464 | 12.3467 | 0.00331 | 0.0003867 | 0.000472 | 0.23836 | 13.1086 | 0.0026 | 0.0002837 | 0.0003443 | 0.23103 | 12.8558 | 0.00264 | 0.0002871 | 0.0003485 | 0.23464 | 13.7581 | 0.00233 | 0.0002424 | 0.0002942 | 0.22882 | 13.5762 | 0.00252 | 0.0002529 | 0.0003087 | 0.22882 | 14.5301 | 0.00264 | 0.0003036 | 0.0003647 | 0.23637 | 14.8232 | 0.00276 | 0.0003089 | 0.0003732 | 0.21973 | 14.1626 | 0.00272 | 0.0002747 | 0.0003345 | 0.21541 | 13.2561 | 0.00267 | 0.0002813 | 0.0003397 | 0.22245 | 13.5076 | 0.00279 | 0.0002862 | 0.0003478 | 0.21817 | 14.1913 | 0.00257 | 0.0002749 | 0.000331 | 0.21451 | 14.0297 | 0.00275 | 0.0002844 | 0.0003443 | 0.20952 | 13.7982 | 0.00278 | 0.0002866 | 0.000347 | 0.20246 | 14.5657 | 0.00252 | 0.0002626 | 0.0003149 | 0.20021 | 13.8631 | 0.00262 | 0.0002805 | 0.0003351 | 0.20853 | 14.1604 | 0.00286 | 0.000292 | 0.0003523 | 0.21527 | 14.2686 | 0.00289 | 0.0002986 | 0.0003597 | 0.21761 | 15.8759 | 0.00263 | 0.0002744 | 0.0003292 | 0.21047 | 16.7278 | 0.00296 | 0.0003138 | 0.0003749 | 0.2066 | 16.5184 | 0.00299 | 0.0003157 | 0.000377 | 0.2167 | 16.8282 | 0.00341 | 0.0003363 | 0.0004036 | 0.22194 | 18.9486 | 0.00292 | 0.0002763 | 0.0003308 | 0.21334 | 18.4264 | 0.00296 | 0.0002793 | 0.0003341 | 0.22074 | 18.8883 | 0.00319 | 0.0002887 | 0.0003484 | 0.23065 | 17.8688 | 0.00356 | 0.0003395 | 0.0004087 | 0.22583 | 18.012 | 0.00345 | 0.0003335 | 0.0003988 | 0.22023 | 18.801 | 0.00343 | 0.0003051 | 0.0003643 | 0.22737 | 21.608 | 0.00335 | 0.0002893 | 0.0003472 | 0.22198 | 19.996 | 0.00346 | 0.0003037 | 0.0003625 | 0.24869 | 23.239 | 0.00388 | 0.0003319 | 0.0004014 | 0.22731 | 22.396 | 0.00352 | 0.000286 | 0.00034 | 0.22846 | 21.134 | 0.004 | 0.0003436 | 0.0004081 | 0.24041 | 24.143 | 0.00376 | 0.0002979 | 0.000355 | 0.23926 | 24.414 | 0.00361 | 0.0002843 | 0.000338 | 0.23703 | 24.8 | 0.00393 | 0.0003093 | 0.0003663 | 0.234 | 24.025 | 0.0039 | 0.0003072 | 0.0003613 | 0.23104 | 23.786 | 0.00392 | 0.0003077 | 0.0003617
0.24802 | 0.26692 | 0.00108 | 0.0001274 | 0.0001669 | 0.27309 | 0.25794 | 0.00247 | 0.0002146 | 0.0002966 | 0.26525 | 0.26077 | 0.00365 | 0.0002821 | 0.0003915 | 0.26525 | 0.90419 | 0.00126 | 0.0001269 | 0.0001617 | 0.27479 | 0.89912 | 0.00175 | 0.0001565 | 0.0002025 | 0.25656 | 1.5542 | 0.002 | 0.0001957 | 0.0002496 | 0.24968 | 2.8386 | 0.00152 | 0.0001437 | 0.0001834 | 0.2498 | 2.8388 | 0.00168 | 0.000153 | 0.0001962 | 0.22917 | 3.4362 | 0.00146 | 0.0001491 | 0.0001867 | 0.23209 | 4.0476 | 0.00148 | 0.0001512 | 0.0001889 | 0.23333 | 4.0537 | 0.00159 | 0.000158 | 0.0001985 | 0.23445 | 4.7946 | 0.00155 | 0.0001665 | 0.0002065 | 0.23531 | 4.7998 | 0.00166 | 0.0001729 | 0.0002157 | 0.25001 | 4.8789 | 0.00183 | 0.0001807 | 0.000227 | 0.26319 | 5.7661 | 0.00174 | 0.0001747 | 0.0002165 | 0.2501 | 5.643 | 0.00176 | 0.0001895 | 0.0002328 | 0.26198 | 5.739 | 0.00191 | 0.0001963 | 0.000243 | 0.2501 | 5.6435 | 0.00195 | 0.0002007 | 0.0002485 | 0.25016 | 7.1468 | 0.00187 | 0.000222 | 0.0002671 | 0.2409 | 7.3265 | 0.00193 | 0.0002169 | 0.0002649 | 0.25021 | 8.2648 | 0.00176 | 0.0001829 | 0.000225 | 0.24158 | 8.1419 | 0.00178 | 0.0001858 | 0.0002287 | 0.25022 | 9.2509 | 0.00185 | 0.0001921 | 0.0002364 | 0.25737 | 9.6972 | 0.00195 | 0.0001925 | 0.0002382 | 0.27052 | 9.9274 | 0.00212 | 0.0002 | 0.0002493 | 0.27802 | 10.3432 | 0.00209 | 0.0002001 | 0.0002501 | 0.27526 | 10.2852 | 0.00232 | 0.0002121 | 0.0002668 | 0.27525 | 11.5646 | 0.00202 | 0.0001991 | 0.0002447 | 0.27301 | 11.5167 | 0.00221 | 0.0002096 | 0.0002594 | 0.2711 | 11.4885 | 0.00241 | 0.0002195 | 0.0002734 | 0.27113 | 11.8601 | 0.00237 | 0.0002282 | 0.0002831 | 0.26029 | 11.6254 | 0.00241 | 0.000232 | 0.0002879 | 0.27481 | 13.291 | 0.00233 | 0.0002233 | 0.0002762 | 0.26954 | 13.2955 | 0.00232 | 0.0002337 | 0.0002861 | 0.26817 | 13.9328 | 0.00255 | 0.0002662 | 0.0003262 | 0.25891 | 13.3263 | 0.00313 | 0.000371 | 0.0004523 | 0.25028 | 12.9848 | 0.00341 | 0.000389 | 0.0004775 | 0.25425 | 13.6462 | 0.0027 | 0.0002858 | 0.0003489 | 0.24643 | 13.383 | 0.00274 | 0.0002893 | 0.0003533 | 0.25028 | 14.2347 | 0.00242 | 0.0002446 | 0.0002986 | 0.24312 | 14.0233 | 0.00261 | 0.0002549 | 0.000313 | 0.24312 | 15.0657 | 0.00272 | 0.0003055 | 0.000369 | 0.25027 | 15.3299 | 0.00284 | 0.0003107 | 0.0003773 | 0.24415 | 15.0139 | 0.00289 | 0.0002793 | 0.0003431 | 0.22808 | 13.7094 | 0.00276 | 0.0002838 | 0.0003449 | 0.24717 | 14.3778 | 0.00297 | 0.0002913 | 0.0003573 | 0.23101 | 14.774 | 0.00266 | 0.0002772 | 0.0003359 | 0.23835 | 15.0976 | 0.00292 | 0.0002893 | 0.0003537 | 0.2328 | 14.8555 | 0.00295 | 0.0002917 | 0.0003566 | 0.22496 | 15.4274 | 0.00269 | 0.0002678 | 0.0003243 | 0.22246 | 14.6428 | 0.00279 | 0.0002862 | 0.0003456 | 0.2346 | 15.0364 | 0.00308 | 0.0002987 | 0.0003643 | 0.24218 | 15.4339 | 0.0031 | 0.0003053 | 0.000372 | 0.24481 | 16.9699 | 0.00282 | 0.0002802 | 0.0003397 | 0.23385 | 17.9861 | 0.00314 | 0.0003194 | 0.0003856 | 0.22956 | 17.756 | 0.00317 | 0.0003213 | 0.0003879 | 0.2364 | 17.9261 | 0.00358 | 0.000342 | 0.0004147 | 0.24212 | 20.1559 | 0.00308 | 0.0002812 | 0.00034 | 0.23273 | 19.6021 | 0.00313 | 0.0002844 | 0.0003437 | 0.23913 | 19.989 | 0.00335 | 0.0002934 | 0.0003573 | 0.24839 | 18.6674 | 0.00373 | 0.0003448 | 0.0004188 | 0.2432 | 18.835 | 0.00362 | 0.0003391 | 0.0004091 | 0.23596 | 19.773 | 0.00359 | 0.0003105 | 0.0003742 | 0.24253 | 22.642 | 0.00349 | 0.0002937 | 0.0003553 | 0.23678 | 20.925 | 0.00361 | 0.0003088 | 0.0003718 | 0.27632 | 25 | 0.00414 | 0.0003401 | 0.0004156 | 0.25257 | 24.069 | 0.00379 | 0.0002957 | 0.0003554 | 0.25385 | 23.185 | 0.00428 | 0.000354 | 0.000426 | 0.26445 | 25.962 | 0.00401 | 0.0003065 | 0.0003692 | 0.26318 | 26.04 | 0.00386 | 0.0002929 | 0.0003519 | 0.25858 | 26.54 | 0.00417 | 0.0003178 | 0.0003805 | 0.25527 | 25.82 | 0.00415 | 0.0003163 | 0.0003764 | 0.25205 | 25.549 | 0.00417 | 0.0003171 | 0.0003769
0.27282 | 0.258 | 0.00119 | 0.0001326 | 0.0001768 | 0.29791 | 0.24942 | 0.00272 | 0.0002228 | 0.0003115 | 0.29841 | 0.24934 | 0.00414 | 0.0002987 | 0.0004163 | 0.29841 | 0.88558 | 0.0014 | 0.0001308 | 0.0001686 | 0.29978 | 0.88483 | 0.00189 | 0.0001598 | 0.0002085 | 0.28506 | 1.5629 | 0.00216 | 0.0001991 | 0.0002557 | 0.27464 | 2.878 | 0.00163 | 0.0001462 | 0.0001878 | 0.2725 | 2.8752 | 0.00179 | 0.0001553 | 0.0002005 | 0.25 | 3.5023 | 0.00155 | 0.0001511 | 0.0001905 | 0.24995 | 4.1196 | 0.00156 | 0.0001528 | 0.0001921 | 0.25 | 4.1208 | 0.00167 | 0.0001595 | 0.0002016 | 0.25008 | 4.8785 | 0.00162 | 0.0001678 | 0.0002091 | 0.26472 | 4.9487 | 0.00179 | 0.0001757 | 0.0002206 | 0.27779 | 5.0051 | 0.00195 | 0.0001833 | 0.0002317 | 0.2895 | 5.9012 | 0.00185 | 0.0001767 | 0.0002203 | 0.27511 | 5.8386 | 0.00187 | 0.0001918 | 0.0002372 | 0.2858 | 5.9159 | 0.00202 | 0.0001984 | 0.0002471 | 0.27284 | 5.8223 | 0.00206 | 0.0002029 | 0.0002528 | 0.271 | 7.3819 | 0.00195 | 0.0002236 | 0.0002705 | 0.25943 | 7.5783 | 0.00202 | 0.0002186 | 0.0002684 | 0.28595 | 8.7346 | 0.0019 | 0.0001863 | 0.0002308 | 0.27609 | 8.6124 | 0.00193 | 0.0001893 | 0.0002347 | 0.2815 | 9.7848 | 0.00198 | 0.0001951 | 0.0002419 | 0.28597 | 10.1821 | 0.00207 | 0.0001953 | 0.0002433 | 0.29757 | 10.3701 | 0.00224 | 0.0002026 | 0.0002541 | 0.30583 | 10.8665 | 0.00221 | 0.0002026 | 0.000255 | 0.30029 | 10.7689 | 0.00244 | 0.0002145 | 0.0002716 | 0.30028 | 12.017 | 0.00212 | 0.0002013 | 0.0002489 | 0.29576 | 11.9396 | 0.00232 | 0.0002117 | 0.0002635 | 0.29195 | 11.8718 | 0.00251 | 0.0002215 | 0.0002774 | 0.29198 | 12.2923 | 0.00247 | 0.0002303 | 0.0002873 | 0.28031 | 12.0572 | 0.00252 | 0.0002342 | 0.0002923 | 0.29444 | 13.7131 | 0.00242 | 0.000225 | 0.0002798 | 0.28879 | 13.6869 | 0.00241 | 0.0002355 | 0.0002898 | 0.28605 | 14.4334 | 0.00263 | 0.0002679 | 0.0003299 | 0.27617 | 13.9653 | 0.00322 | 0.000373 | 0.0004571 | 0.26592 | 13.5941 | 0.0035 | 0.000391 | 0.0004825 | 0.27014 | 14.155 | 0.00278 | 0.0002877 | 0.0003531 | 0.26183 | 13.8915 | 0.00283 | 0.0002913 | 0.0003577 | 0.26592 | 14.6927 | 0.00251 | 0.0002465 | 0.0003026 | 0.25742 | 14.4516 | 0.0027 | 0.0002569 | 0.0003171 | 0.25742 | 15.5826 | 0.0028 | 0.0003072 | 0.0003729 | 0.27808 | 16.2866 | 0.003 | 0.0003142 | 0.0003844 | 0.27467 | 15.9843 | 0.00309 | 0.0002844 | 0.0003524 | 0.25343 | 14.5902 | 0.00293 | 0.0002888 | 0.0003542 | 0.27807 | 15.407 | 0.00317 | 0.0002969 | 0.0003676 | 0.25667 | 15.8937 | 0.00282 | 0.0002817 | 0.0003446 | 0.26814 | 16.3744 | 0.00312 | 0.0002945 | 0.0003636 | 0.2619 | 16.1116 | 0.00315 | 0.0002971 | 0.0003667 | 0.25308 | 16.4177 | 0.00288 | 0.0002734 | 0.0003345 | 0.25026 | 15.531 | 0.00299 | 0.0002925 | 0.0003569 | 0.26067 | 15.8399 | 0.00328 | 0.0003044 | 0.0003747 | 0.26909 | 16.5169 | 0.00329 | 0.0003108 | 0.0003824 | 0.27201 | 17.9917 | 0.003 | 0.0002851 | 0.0003488 | 0.25724 | 19.1624 | 0.00331 | 0.000324 | 0.0003949 | 0.25251 | 18.9316 | 0.00334 | 0.0003261 | 0.0003974 | 0.2561 | 18.9907 | 0.00375 | 0.0003469 | 0.0004245 | 0.2623 | 21.3199 | 0.00323 | 0.0002854 | 0.0003481 | 0.25212 | 20.7447 | 0.00328 | 0.0002889 | 0.0003521 | 0.25753 | 21.0556 | 0.0035 | 0.0002976 | 0.0003652 | 0.26613 | 19.4418 | 0.0039 | 0.0003496 | 0.0004279 | 0.26058 | 19.6352 | 0.00378 | 0.0003441 | 0.0004185 | 0.25169 | 20.741 | 0.00375 | 0.0003154 | 0.0003833 | 0.27284 | 24.645 | 0.00375 | 0.0003022 | 0.0003696 | 0.26638 | 22.752 | 0.0039 | 0.0003187 | 0.0003882 | 0.30395 | 26.676 | 0.00438 | 0.000347 | 0.0004278 | 0.27782 | 25.719 | 0.00404 | 0.0003039 | 0.0003689 | 0.27923 | 25.204 | 0.00454 | 0.0003626 | 0.0004412 | 0.28849 | 27.745 | 0.00424 | 0.0003137 | 0.0003816 | 0.28711 | 27.642 | 0.00409 | 0.0003002 | 0.0003641 | 0.28013 | 28.255 | 0.0044 | 0.0003252 | 0.000393 | 0.27654 | 27.62 | 0.00439 | 0.0003242 | 0.0003896 | 0.27305 | 27.328 | 0.00441 | 0.000325 | 0.0003904
0.29762 | 0.24948 | 0.00131 | 0.0001378 | 0.0001868 | 0.32274 | 0.2414 | 0.00297 | 0.000231 | 0.0003267 | 0.33156 | 0.23861 | 0.00465 | 0.0003156 | 0.0004418 | 0.33156 | 0.86508 | 0.00154 | 0.0001348 | 0.0001754 | 0.32476 | 0.86945 | 0.00203 | 0.0001631 | 0.0002145 | 0.3207 | 1.5637 | 0.00236 | 0.0002035 | 0.0002629 | 0.29961 | 2.9085 | 0.00174 | 0.0001485 | 0.000192 | 0.29521 | 2.9037 | 0.0019 | 0.0001575 | 0.0002045 | 0.27083 | 3.5585 | 0.00164 | 0.0001529 | 0.000194 | 0.2678 | 4.1837 | 0.00163 | 0.0001543 | 0.0001951 | 0.26667 | 4.1809 | 0.00175 | 0.000161 | 0.0002045 | 0.28134 | 5.0195 | 0.00174 | 0.0001705 | 0.000214 | 0.29413 | 5.067 | 0.00191 | 0.0001782 | 0.0002251 | 0.30557 | 5.1066 | 0.00208 | 0.0001856 | 0.0002359 | 0.31582 | 6.0086 | 0.00196 | 0.0001786 | 0.0002238 | 0.30012 | 6.0126 | 0.00198 | 0.0001938 | 0.0002412 | 0.30961 | 6.0741 | 0.00212 | 0.0002004 | 0.0002509 | 0.29558 | 5.9833 | 0.00216 | 0.0002049 | 0.0002567 | 0.29185 | 7.5934 | 0.00204 | 0.000225 | 0.0002735 | 0.29649 | 8.0209 | 0.00218 | 0.000222 | 0.0002746 | 0.32169 | 9.1435 | 0.00204 | 0.0001891 | 0.0002359 | 0.3106 | 9.0232 | 0.00207 | 0.0001922 | 0.0002398 | 0.31277 | 10.2579 | 0.00211 | 0.0001976 | 0.0002466 | 0.31456 | 10.6162 | 0.00219 | 0.0001977 | 0.0002479 | 0.32462 | 10.7648 | 0.00236 | 0.0002048 | 0.0002583 | 0.33363 | 11.3507 | 0.00232 | 0.0002048 | 0.0002594 | 0.32531 | 11.2134 | 0.00255 | 0.0002167 | 0.0002759 | 0.3253 | 12.4305 | 0.00222 | 0.0002032 | 0.0002527 | 0.31851 | 12.3234 | 0.00242 | 0.0002135 | 0.0002672 | 0.31281 | 12.2359 | 0.00262 | 0.0002233 | 0.0002811 | 0.31284 | 12.7053 | 0.00257 | 0.0002322 | 0.0002912 | 0.30033 | 12.46 | 0.00262 | 0.0002361 | 0.0002963 | 0.31407 | 14.096 | 0.00251 | 0.0002266 | 0.0002831 | 0.30804 | 14.0591 | 0.0025 | 0.0002371 | 0.0002932 | 0.30392 | 14.9049 | 0.00272 | 0.0002694 | 0.0003334 | 0.29343 | 14.5554 | 0.00331 | 0.0003747 | 0.0004615 | 0.28157 | 14.1544 | 0.00359 | 0.0003928 | 0.0004869 | 0.28603 | 14.6448 | 0.00287 | 0.0002895 | 0.000357 | 0.27723 | 14.3811 | 0.00292 | 0.0002931 | 0.0003617 | 0.28156 | 15.1218 | 0.00259 | 0.0002482 | 0.0003064 | 0.28602 | 15.2411 | 0.00287 | 0.0002608 | 0.0003244 | 0.28602 | 16.5399 | 0.00296 | 0.0003106 | 0.0003798 | 0.31284 | 17.3725 | 0.00319 | 0.0003181 | 0.000392 | 0.30519 | 16.8797 | 0.00328 | 0.0002887 | 0.0003605 | 0.28511 | 15.6301 | 0.00314 | 0.0002942 | 0.0003642 | 0.30896 | 16.3616 | 0.00337 | 0.0003016 | 0.0003764 | 0.28876 | 17.2025 | 0.00301 | 0.0002865 | 0.0003537 | 0.29793 | 17.5568 | 0.0033 | 0.0002989 | 0.000372 | 0.291 | 17.2935 | 0.00334 | 0.0003015 | 0.0003754 | 0.2812 | 17.3347 | 0.00307 | 0.0002783 | 0.0003434 | 0.27807 | 16.3464 | 0.00319 | 0.0002979 | 0.0003667 | 0.28673 | 16.5891 | 0.00347 | 0.0003093 | 0.0003838 | 0.296 | 17.5356 | 0.00347 | 0.0003155 | 0.0003915 | 0.29922 | 18.9394 | 0.00317 | 0.0002892 | 0.0003568 | 0.28062 | 20.2648 | 0.00346 | 0.000328 | 0.0004029 | 0.27547 | 20.0235 | 0.00349 | 0.0003301 | 0.0004056 | 0.2758 | 20.0008 | 0.00391 | 0.0003513 | 0.0004332 | 0.28247 | 22.4396 | 0.00337 | 0.0002891 | 0.0003553 | 0.27152 | 21.8431 | 0.00343 | 0.0002927 | 0.0003596 | 0.27592 | 22.0872 | 0.00365 | 0.0003012 | 0.0003724 | 0.28387 | 20.1809 | 0.00405 | 0.0003539 | 0.0004363 | 0.27795 | 20.4102 | 0.00394 | 0.0003486 | 0.0004271 | 0.28315 | 22.6207 | 0.00403 | 0.0003248 | 0.0003992 | 0.30316 | 26.5643 | 0.00399 | 0.0003092 | 0.0003816 | 0.29597 | 24.526 | 0.00416 | 0.0003269 | 0.0004021 | 0.33159 | 28.293 | 0.00461 | 0.0003529 | 0.0004386 | 0.30308 | 27.343 | 0.00427 | 0.0003109 | 0.0003808 | 0.30462 | 27.147 | 0.00478 | 0.0003697 | 0.0004543 | 0.31253 | 29.481 | 0.00446 | 0.0003199 | 0.0003925 | 0.31103 | 29.216 | 0.00431 | 0.0003066 | 0.000375 | 0.30167 | 29.942 | 0.00462 | 0.0003315 | 0.0004042 | 0.29782 | 29.413 | 0.00461 | 0.0003309 | 0.0004014 | 0.29405 | 29.101 | 0.00463 | 0.0003319 | 0.0004023
0.32242 | 0.24146 | 0.00144 | 0.0001431 | 0.000197 | 0.34757 | 0.23378 | 0.00323 | 0.0002395 | 0.0003423 | 0.36472 | 0.22879 | 0.00518 | 0.0003328 | 0.0004679 | 0.36472 | 0.8438 | 0.00169 | 0.0001387 | 0.0001822 | 0.34974 | 0.85349 | 0.00218 | 0.0001664 | 0.0002205 | 0.35633 | 1.5564 | 0.00256 | 0.0002077 | 0.0002696 | 0.32458 | 2.933 | 0.00185 | 0.0001507 | 0.0001959 | 0.31792 | 2.9272 | 0.002 | 0.0001596 | 0.0002083 | 0.29167 | 3.6049 | 0.00172 | 0.0001546 | 0.0001974 | 0.28565 | 4.2419 | 0.0017 | 0.0001557 | 0.0001979 | 0.3 | 4.2835 | 0.00189 | 0.0001643 | 0.0002099 | 0.3126 | 5.129 | 0.00187 | 0.000173 | 0.0002183 | 0.32355 | 5.1616 | 0.00203 | 0.0001805 | 0.0002293 | 0.33335 | 5.1884 | 0.0022 | 0.0001878 | 0.0002398 | 0.34214 | 6.0931 | 0.00206 | 0.0001803 | 0.0002271 | 0.32513 | 6.1678 | 0.00208 | 0.0001957 | 0.0002449 | 0.33343 | 6.2164 | 0.00222 | 0.0002021 | 0.0002544 | 0.31831 | 6.1276 | 0.00226 | 0.0002067 | 0.0002603 | 0.33354 | 7.9533 | 0.0022 | 0.0002281 | 0.000279 | 0.33356 | 8.3957 | 0.00233 | 0.0002249 | 0.00028 | 0.35744 | 9.4964 | 0.00218 | 0.0001917 | 0.0002404 | 0.34511 | 9.3809 | 0.00221 | 0.0001948 | 0.0002444 | 0.34405 | 10.673 | 0.00223 | 0.0001998 | 0.0002509 | 0.34316 | 11.0111 | 0.00231 | 0.0001998 | 0.000252 | 0.35167 | 11.1202 | 0.00248 | 0.0002068 | 0.0002622 | 0.36143 | 11.7758 | 0.00243 | 0.0002068 | 0.0002633 | 0.35033 | 11.6087 | 0.00266 | 0.0002186 | 0.0002797 | 0.35032 | 12.8248 | 0.00232 | 0.0002049 | 0.0002562 | 0.34126 | 12.6879 | 0.00252 | 0.0002152 | 0.0002706 | 0.33366 | 12.5706 | 0.00272 | 0.000225 | 0.0002845 | 0.33369 | 13.0891 | 0.00267 | 0.0002339 | 0.0002948 | 0.32035 | 12.8435 | 0.00272 | 0.0002379 | 0.0003 | 0.3337 | 14.4597 | 0.0026 | 0.000228 | 0.0002861 | 0.32729 | 14.4022 | 0.00259 | 0.0002386 | 0.0002963 | 0.3218 | 15.3473 | 0.0028 | 0.0002708 | 0.0003365 | 0.31069 | 15.1165 | 0.00339 | 0.0003763 | 0.0004654 | 0.31285 | 15.1875 | 0.00376 | 0.0003962 | 0.0004947 | 0.31781 | 15.5672 | 0.00304 | 0.000293 | 0.000364 | 0.30803 | 15.2929 | 0.00308 | 0.0002967 | 0.0003688 | 0.31285 | 15.9329 | 0.00275 | 0.0002519 | 0.0003131 | 0.32177 | 16.1501 | 0.00306 | 0.0002652 | 0.0003323 | 0.32178 | 17.6264 | 0.00314 | 0.0003144 | 0.0003872 | 0.3476 | 18.3527 | 0.00336 | 0.0003214 | 0.0003985 | 0.33571 | 17.6991 | 0.00346 | 0.0002924 | 0.0003675 | 0.31678 | 16.5951 | 0.00333 | 0.0002988 | 0.0003728 | 0.33986 | 17.2601 | 0.00356 | 0.0003056 | 0.000384 | 0.32084 | 18.4066 | 0.00318 | 0.0002905 | 0.0003615 | 0.32773 | 18.6537 | 0.00347 | 0.0003025 | 0.0003793 | 0.3201 | 18.3799 | 0.00351 | 0.0003053 | 0.0003828 | 0.30932 | 18.187 | 0.00324 | 0.0002824 | 0.0003512 | 0.30588 | 17.0972 | 0.00338 | 0.0003025 | 0.0003754 | 0.3128 | 17.2827 | 0.00365 | 0.0003137 | 0.000392 | 0.32291 | 18.4888 | 0.00365 | 0.0003195 | 0.0003995 | 0.32642 | 19.8217 | 0.00333 | 0.0002929 | 0.0003638 | 0.30401 | 21.3022 | 0.00361 | 0.0003314 | 0.00041 | 0.29843 | 21.0604 | 0.00365 | 0.0003337 | 0.0004128 | 0.2955 | 20.9754 | 0.00406 | 0.0003551 | 0.000441 | 0.30265 | 23.5237 | 0.0035 | 0.0002924 | 0.0003618 | 0.29091 | 22.9061 | 0.00356 | 0.0002962 | 0.0003664 | 0.29432 | 23.0827 | 0.00379 | 0.0003045 | 0.0003789 | 0.31936 | 21.5807 | 0.00435 | 0.0003626 | 0.0004511 | 0.31269 | 21.8629 | 0.00423 | 0.0003576 | 0.0004424 | 0.31461 | 24.446 | 0.0043 | 0.0003326 | 0.0004126 | 0.33347 | 28.386 | 0.00422 | 0.000315 | 0.000392 | 0.32557 | 26.233 | 0.00441 | 0.0003337 | 0.0004142 | 0.35922 | 29.83 | 0.00482 | 0.000358 | 0.000448 | 0.32834 | 28.929 | 0.0045 | 0.000317 | 0.0003914 | 0.33 | 29.021 | 0.005 | 0.0003757 | 0.0004658 | 0.33658 | 31.157 | 0.00466 | 0.0003253 | 0.0004023 | 0.33496 | 30.75 | 0.00452 | 0.0003122 | 0.0003848 | 0.34477 | 33.185 | 0.00501 | 0.0003442 | 0.0004233 | 0.34036 | 32.89 | 0.00501 | 0.0003442 | 0.0004215 | 0.33606 | 32.546 | 0.00503 | 0.0003454 | 0.0004226
0.34722 | 0.23384 | 0.00157 | 0.0001485 | 0.0002075 | 0.39722 | 0.21995 | 0.00378 | 0.0002625 | 0.0003745 | 0.39788 | 0.21977 | 0.00574 | 0.0003505 | 0.0004949 | 0.39788 | 0.82233 | 0.00184 | 0.0001426 | 0.000189 | 0.37472 | 0.83733 | 0.00232 | 0.0001696 | 0.0002264 | 0.39196 | 1.5433 | 0.00276 | 0.0002117 | 0.0002761 | 0.34955 | 2.9516 | 0.00195 | 0.0001527 | 0.0001996 | 0.34063 | 2.9458 | 0.00211 | 0.0001615 | 0.0002119 | 0.3125 | 3.6443 | 0.00181 | 0.0001562 | 0.0002005 | 0.32136 | 4.3386 | 0.00185 | 0.000159 | 0.0002031 | 0.33333 | 4.3663 | 0.00204 | 0.0001673 | 0.0002148 | 0.34386 | 5.2146 | 0.00199 | 0.0001752 | 0.0002224 | 0.35296 | 5.2354 | 0.00215 | 0.0001827 | 0.0002331 | 0.36113 | 5.2533 | 0.00232 | 0.0001898 | 0.0002434 | 0.36846 | 6.1589 | 0.00216 | 0.0001819 | 0.0002301 | 0.35014 | 6.3062 | 0.00218 | 0.0001974 | 0.0002483 | 0.38106 | 6.4567 | 0.00242 | 0.0002062 | 0.0002607 | 0.36379 | 6.3758 | 0.00246 | 0.0002108 | 0.0002668 | 0.37523 | 8.2439 | 0.00235 | 0.0002307 | 0.0002838 | 0.37062 | 8.7091 | 0.00247 | 0.0002275 | 0.0002847 | 0.39318 | 9.8009 | 0.00231 | 0.0001939 | 0.0002444 | 0.37962 | 9.6913 | 0.00234 | 0.0001971 | 0.0002485 | 0.37533 | 11.0388 | 0.00234 | 0.0002018 | 0.0002547 | 0.37176 | 11.3667 | 0.00242 | 0.0002018 | 0.0002557 | 0.37873 | 11.4462 | 0.00259 | 0.0002087 | 0.0002658 | 0.38923 | 12.1614 | 0.00254 | 0.0002086 | 0.0002668 | 0.37536 | 11.9744 | 0.00277 | 0.0002203 | 0.0002833 | 0.37535 | 13.1797 | 0.00242 | 0.0002065 | 0.0002594 | 0.36401 | 13.023 | 0.00262 | 0.0002168 | 0.0002738 | 0.35451 | 12.8859 | 0.00282 | 0.0002265 | 0.0002876 | 0.35455 | 13.4535 | 0.00276 | 0.0002354 | 0.0002981 | 0.34037 | 13.2078 | 0.00281 | 0.0002395 | 0.0003034 | 0.35333 | 14.8039 | 0.00268 | 0.0002293 | 0.000289 | 0.34655 | 14.726 | 0.00267 | 0.0002399 | 0.0002992 | 0.35756 | 16.154 | 0.00296 | 0.0002737 | 0.0003422 | 0.34521 | 16.121 | 0.00355 | 0.0003793 | 0.0004723 | 0.35196 | 16.3001 | 0.00396 | 0.0003999 | 0.0005028 | 0.35754 | 16.6089 | 0.00323 | 0.0002969 | 0.0003714 | 0.34654 | 16.3342 | 0.00328 | 0.0003008 | 0.0003765 | 0.35195 | 16.8534 | 0.00294 | 0.000256 | 0.0003204 | 0.35753 | 16.9826 | 0.00325 | 0.0002691 | 0.0003391 | 0.35753 | 18.617 | 0.00331 | 0.0003176 | 0.0003936 | 0.38236 | 19.2459 | 0.00353 | 0.0003242 | 0.0004042 | 0.36622 | 18.4714 | 0.00364 | 0.0002957 | 0.0003737 | 0.34846 | 17.5041 | 0.00352 | 0.0003027 | 0.0003803 | 0.37075 | 18.1117 | 0.00373 | 0.0003091 | 0.0003908 | 0.35293 | 19.5148 | 0.00335 | 0.0002939 | 0.0003682 | 0.35752 | 19.6638 | 0.00363 | 0.0003057 | 0.0003856 | 0.3492 | 19.3897 | 0.00368 | 0.0003085 | 0.0003892 | 0.33744 | 18.9832 | 0.00341 | 0.0002861 | 0.0003581 | 0.33369 | 17.8221 | 0.00355 | 0.0003067 | 0.0003832 | 0.33887 | 17.9498 | 0.00383 | 0.0003176 | 0.0003994 | 0.34982 | 19.3856 | 0.00381 | 0.000323 | 0.0004065 | 0.35362 | 20.6577 | 0.00348 | 0.0002961 | 0.0003701 | 0.32739 | 22.2735 | 0.00376 | 0.0003345 | 0.0004164 | 0.32138 | 22.0313 | 0.00379 | 0.0003368 | 0.0004193 | 0.3152 | 21.9038 | 0.00421 | 0.0003584 | 0.0004481 | 0.32283 | 24.5617 | 0.00363 | 0.0002953 | 0.0003677 | 0.31031 | 23.9231 | 0.0037 | 0.0002992 | 0.0003725 | 0.33111 | 24.9837 | 0.00404 | 0.0003111 | 0.0003902 | 0.35484 | 22.8824 | 0.00463 | 0.00037 | 0.0004639 | 0.34743 | 23.2287 | 0.00451 | 0.0003651 | 0.0004555 | 0.34608 | 26.1928 | 0.00454 | 0.000339 | 0.0004242 | 0.36379 | 30.1073 | 0.00444 | 0.00032 | 0.0004011 | 0.35517 | 27.8804 | 0.00464 | 0.0003395 | 0.0004247 | 0.38685 | 31.3052 | 0.00502 | 0.0003625 | 0.0004565 | 0.35359 | 30.463 | 0.00471 | 0.0003222 | 0.0004009 | 0.35539 | 30.814 | 0.00521 | 0.0003808 | 0.0004758 | 0.38466 | 34.343 | 0.00505 | 0.0003364 | 0.000419 | 0.38281 | 33.683 | 0.00491 | 0.0003238 | 0.0004017 | 0.38787 | 36.228 | 0.00537 | 0.0003543 | 0.0004391 | 0.38291 | 36.187 | 0.00537 | 0.0003546 | 0.0004379 | 0.37807 | 35.831 | 0.0054 | 0.000356 | 0.0004393
0.37202 | 0.22673 | 0.0017 | 0.000154 | 0.0002182 | 0.44687 | 0.20763 | 0.00436 | 0.000286 | 0.0004081 | 0.43103 | 0.21145 | 0.00632 | 0.0003686 | 0.0005227 | 0.43103 | 0.80107 | 0.00199 | 0.0001465 | 0.0001958 | 0.3997 | 0.82117 | 0.00247 | 0.0001729 | 0.0002323 | 0.42759 | 1.5271 | 0.00297 | 0.0002157 | 0.0002824 | 0.37451 | 2.9652 | 0.00206 | 0.0001547 | 0.0002032 | 0.36334 | 2.9595 | 0.00222 | 0.0001635 | 0.0002154 | 0.33333 | 3.6778 | 0.00189 | 0.0001578 | 0.0002035 | 0.35707 | 4.4155 | 0.00199 | 0.000162 | 0.000208 | 0.36667 | 4.4333 | 0.00218 | 0.0001701 | 0.0002193 | 0.37512 | 5.2805 | 0.00211 | 0.0001773 | 0.0002261 | 0.38238 | 5.2944 | 0.00227 | 0.0001847 | 0.0002366 | 0.38891 | 5.3053 | 0.00244 | 0.0001917 | 0.0002469 | 0.4211 | 6.2479 | 0.00236 | 0.0001861 | 0.0002358 | 0.40016 | 6.5377 | 0.00237 | 0.0002014 | 0.0002545 | 0.42869 | 6.6476 | 0.00261 | 0.0002099 | 0.0002663 | 0.40926 | 6.5745 | 0.00266 | 0.0002145 | 0.0002725 | 0.41693 | 8.4771 | 0.0025 | 0.0002331 | 0.000288 | 0.40768 | 8.9732 | 0.00262 | 0.0002298 | 0.0002889 | 0.42892 | 10.0609 | 0.00243 | 0.000196 | 0.000248 | 0.41414 | 9.9593 | 0.00247 | 0.0001992 | 0.0002522 | 0.40661 | 11.3651 | 0.00245 | 0.0002036 | 0.0002581 | 0.40035 | 11.6829 | 0.00253 | 0.0002036 | 0.0002591 | 0.40578 | 11.7326 | 0.0027 | 0.0002103 | 0.000269 | 0.41704 | 12.5076 | 0.00264 | 0.0002102 | 0.0002701 | 0.40038 | 12.3107 | 0.00287 | 0.0002219 | 0.0002865 | 0.40037 | 13.5053 | 0.00251 | 0.000208 | 0.0002624 | 0.38676 | 13.3286 | 0.00271 | 0.0002183 | 0.0002768 | 0.37537 | 13.1816 | 0.00291 | 0.000228 | 0.0002906 | 0.37541 | 13.7985 | 0.00286 | 0.0002369 | 0.0003012 | 0.3604 | 13.5526 | 0.00291 | 0.0002411 | 0.0003066 | 0.39259 | 15.424 | 0.00285 | 0.0002323 | 0.0002941 | 0.38505 | 15.3251 | 0.00284 | 0.000243 | 0.0003045 | 0.40225 | 17.0403 | 0.00315 | 0.0002771 | 0.0003483 | 0.38837 | 17.195 | 0.00374 | 0.0003827 | 0.0004795 | 0.39106 | 17.2558 | 0.00414 | 0.000403 | 0.0005096 | 0.39727 | 17.5539 | 0.00341 | 0.0003002 | 0.0003777 | 0.38504 | 17.2688 | 0.00347 | 0.0003042 | 0.000383 | 0.39106 | 17.6972 | 0.00312 | 0.0002596 | 0.0003268 | 0.39328 | 17.738 | 0.00343 | 0.0002724 | 0.0003451 | 0.39328 | 19.5106 | 0.00348 | 0.0003204 | 0.0003991 | 0.41712 | 20.0616 | 0.00369 | 0.0003267 | 0.0004092 | 0.39674 | 19.1861 | 0.0038 | 0.0002987 | 0.0003793 | 0.38014 | 18.3561 | 0.00369 | 0.0003061 | 0.0003869 | 0.40165 | 18.9158 | 0.0039 | 0.0003122 | 0.0003968 | 0.38501 | 20.5261 | 0.0035 | 0.0002968 | 0.0003741 | 0.38732 | 20.5966 | 0.00379 | 0.0003085 | 0.0003912 | 0.3783 | 20.3221 | 0.00383 | 0.0003114 | 0.000395 | 0.36555 | 19.7325 | 0.00357 | 0.0002894 | 0.0003643 | 0.36149 | 18.5004 | 0.00373 | 0.0003103 | 0.0003902 | 0.36493 | 18.5797 | 0.004 | 0.000321 | 0.0004061 | 0.37672 | 20.2252 | 0.00397 | 0.0003262 | 0.0004129 | 0.38082 | 21.4567 | 0.00363 | 0.000299 | 0.0003758 | 0.35078 | 23.1981 | 0.00389 | 0.0003372 | 0.0004221 | 0.34434 | 22.9555 | 0.00393 | 0.0003395 | 0.0004251 | 0.3546 | 23.6594 | 0.00448 | 0.0003652 | 0.0004603 | 0.36318 | 26.5167 | 0.00388 | 0.0003012 | 0.000378 | 0.34909 | 25.8564 | 0.00395 | 0.0003054 | 0.0003832 | 0.3679 | 26.7347 | 0.00429 | 0.0003166 | 0.0003998 | 0.39033 | 24.1033 | 0.0049 | 0.0003763 | 0.0004751 | 0.38218 | 24.5044 | 0.00477 | 0.0003716 | 0.000467 | 0.37754 | 27.8685 | 0.00478 | 0.0003445 | 0.0004342 | 0.39411 | 31.7263 | 0.00464 | 0.0003244 | 0.0004091 | 0.38477 | 29.4559 | 0.00485 | 0.0003446 | 0.000434 | 0.44212 | 34.0623 | 0.00541 | 0.000372 | 0.0004711 | 0.40411 | 33.402 | 0.0051 | 0.0003334 | 0.0004171 | 0.40616 | 34.171 | 0.00559 | 0.0003912 | 0.0004927 | 0.43274 | 37.282 | 0.0054 | 0.0003453 | 0.0004327 | 0.43066 | 36.439 | 0.00526 | 0.0003332 | 0.0004158 | 0.43096 | 39.072 | 0.0057 | 0.0003625 | 0.0004523 | 0.42545 | 39.286 | 0.0057 | 0.000363 | 0.0004516 | 0.42008 | 38.9 | 0.00573 | 0.0003645 | 0.0004532
0.39683 | 0.22002 | 0.00184 | 0.0001596 | 0.0002292 | 0.49652 | 0.19681 | 0.00498 | 0.0003102 | 0.0004434 | 0.46419 | 0.20373 | 0.00692 | 0.0003871 | 0.0005514 | 0.46419 | 0.78032 | 0.00215 | 0.0001505 | 0.0002027 | 0.42468 | 0.80513 | 0.00263 | 0.0001762 | 0.0002383 | 0.46323 | 1.507 | 0.00317 | 0.0002196 | 0.0002886 | 0.39948 | 2.9739 | 0.00216 | 0.0001566 | 0.0002067 | 0.40876 | 2.9769 | 0.00243 | 0.0001684 | 0.000222 | 0.375 | 3.7269 | 0.00206 | 0.0001615 | 0.0002091 | 0.39277 | 4.4755 | 0.00213 | 0.0001647 | 0.0002124 | 0.4 | 4.4865 | 0.00232 | 0.0001727 | 0.0002236 | 0.40638 | 5.3315 | 0.00222 | 0.0001793 | 0.0002296 | 0.41179 | 5.3385 | 0.00239 | 0.0001866 | 0.00024 | 0.44447 | 5.3767 | 0.00267 | 0.0001967 | 0.0002532 | 0.47373 | 6.2942 | 0.00256 | 0.0001899 | 0.000241 | 0.45018 | 6.7196 | 0.00256 | 0.000205 | 0.00026 | 0.47633 | 6.7978 | 0.0028 | 0.0002132 | 0.0002714 | 0.45473 | 6.7337 | 0.00285 | 0.0002179 | 0.0002777 | 0.45862 | 8.6648 | 0.00265 | 0.0002353 | 0.0002919 | 0.44474 | 9.1946 | 0.00275 | 0.0002319 | 0.0002927 | 0.46467 | 10.2883 | 0.00256 | 0.0001979 | 0.0002514 | 0.44865 | 10.1896 | 0.00259 | 0.0002011 | 0.0002557 | 0.43788 | 11.6519 | 0.00256 | 0.0002053 | 0.0002613 | 0.42895 | 11.9595 | 0.00263 | 0.0002052 | 0.0002623 | 0.43283 | 11.9994 | 0.0028 | 0.0002119 | 0.0002721 | 0.44484 | 12.8242 | 0.00274 | 0.0002117 | 0.0002731 | 0.4254 | 12.6073 | 0.00297 | 0.0002234 | 0.0002896 | 0.42539 | 13.8112 | 0.0026 | 0.0002094 | 0.0002651 | 0.40951 | 13.6146 | 0.00281 | 0.0002196 | 0.0002795 | 0.41708 | 13.7142 | 0.0031 | 0.0002313 | 0.0002959 | 0.41712 | 14.4198 | 0.00303 | 0.0002402 | 0.0003068 | 0.40044 | 14.1835 | 0.00309 | 0.0002444 | 0.0003124 | 0.44166 | 16.0938 | 0.00305 | 0.0002359 | 0.0002997 | 0.43318 | 15.9839 | 0.00304 | 0.0002466 | 0.0003104 | 0.44695 | 17.809 | 0.00333 | 0.00028 | 0.0003536 | 0.43152 | 18.1118 | 0.00391 | 0.0003855 | 0.0004856 | 0.43017 | 18.0837 | 0.00432 | 0.0004056 | 0.0005154 | 0.43699 | 18.4013 | 0.00359 | 0.0003031 | 0.0003832 | 0.42355 | 18.1258 | 0.00364 | 0.0003072 | 0.0003887 | 0.43016 | 18.4537 | 0.0033 | 0.0002627 | 0.0003324 | 0.42903 | 18.4355 | 0.00361 | 0.0002754 | 0.0003505 | 0.42904 | 20.3167 | 0.00363 | 0.0003228 | 0.0004039 | 0.45188 | 20.8093 | 0.00384 | 0.0003289 | 0.0004137 | 0.42726 | 19.8627 | 0.00396 | 0.0003013 | 0.0003844 | 0.41182 | 19.1605 | 0.00386 | 0.0003092 | 0.0003929 | 0.43255 | 19.6719 | 0.00406 | 0.000315 | 0.0004023 | 0.41709 | 21.4499 | 0.00365 | 0.0002994 | 0.0003793 | 0.41711 | 21.4516 | 0.00394 | 0.0003109 | 0.0003962 | 0.4074 | 21.1868 | 0.00398 | 0.0003139 | 0.0004001 | 0.39367 | 20.4445 | 0.00373 | 0.0002923 | 0.00037 | 0.3893 | 19.1514 | 0.00389 | 0.0003136 | 0.0003966 | 0.391 | 19.192 | 0.00417 | 0.0003242 | 0.0004122 | 0.40363 | 21.0071 | 0.00412 | 0.000329 | 0.0004186 | 0.40802 | 22.2081 | 0.00377 | 0.0003016 | 0.000381 | 0.37416 | 24.0755 | 0.00403 | 0.0003396 | 0.0004273 | 0.36729 | 23.8225 | 0.00406 | 0.000342 | 0.0004304 | 0.394 | 25.2745 | 0.00474 | 0.0003708 | 0.0004707 | 0.40353 | 28.3012 | 0.00411 | 0.0003062 | 0.0003868 | 0.38788 | 27.6294 | 0.00418 | 0.0003106 | 0.0003923 | 0.40469 | 28.3534 | 0.00451 | 0.0003212 | 0.000408 | 0.42581 | 25.2411 | 0.00515 | 0.0003818 | 0.000485 | 0.41692 | 25.6979 | 0.00502 | 0.0003772 | 0.0004772 | 0.409 | 29.4514 | 0.00499 | 0.0003493 | 0.0004431 | 0.42442 | 33.2616 | 0.00483 | 0.0003282 | 0.0004163 | 0.41436 | 30.958 | 0.00506 | 0.000349 | 0.0004423 | 0.49738 | 36.5872 | 0.00576 | 0.0003798 | 0.0004832 | 0.45462 | 36.1324 | 0.00546 | 0.0003423 | 0.0004306 | 0.45693 | 37.2098 | 0.00594 | 0.0003994 | 0.0005065 | 0.48082 | 39.988 | 0.00572 | 0.0003526 | 0.0004444 | 0.47851 | 39.003 | 0.00559 | 0.000341 | 0.0004278 | 0.47406 | 41.713 | 0.00601 | 0.0003694 | 0.0004637 | 0.468 | 42.152 | 0.00601 | 0.00037 | 0.0004633 | 0.46209 | 41.775 | 0.00604 | 0.0003716 | 0.000465
0.44643 | 0.2077 | 0.00213 | 0.0001734 | 0.0002519 | 0.54618 | 0.18719 | 0.00563 | 0.0003349 | 0.0004802 | 0.49735 | 0.19662 | 0.00755 | 0.000406 | 0.0005809 | 0.49735 | 0.76028 | 0.00231 | 0.0001545 | 0.0002097 | 0.44966 | 0.78938 | 0.00278 | 0.0001796 | 0.0002443 | 0.49886 | 1.4848 | 0.00338 | 0.0002234 | 0.0002946 | 0.44942 | 2.9824 | 0.00237 | 0.0001616 | 0.0002132 | 0.45417 | 2.9834 | 0.00264 | 0.000173 | 0.0002283 | 0.41667 | 3.7581 | 0.00223 | 0.000165 | 0.0002144 | 0.42848 | 4.5227 | 0.00227 | 0.0001673 | 0.0002166 | 0.43333 | 4.5278 | 0.00246 | 0.0001751 | 0.0002276 | 0.43764 | 5.3697 | 0.00234 | 0.0001812 | 0.0002329 | 0.47062 | 5.398 | 0.00262 | 0.0001915 | 0.0002463 | 0.50003 | 5.4155 | 0.0029 | 0.0002013 | 0.000259 | 0.52637 | 6.3119 | 0.00276 | 0.0001935 | 0.0002458 | 0.5002 | 6.8599 | 0.00275 | 0.0002083 | 0.0002649 | 0.52396 | 6.9143 | 0.00298 | 0.0002162 | 0.0002761 | 0.5002 | 6.8601 | 0.00303 | 0.000221 | 0.0002824 | 0.50031 | 8.8129 | 0.00279 | 0.0002373 | 0.0002954 | 0.4818 | 9.3785 | 0.00289 | 0.0002338 | 0.0002962 | 0.50041 | 10.4761 | 0.00268 | 0.0001997 | 0.0002545 | 0.48316 | 10.3873 | 0.00271 | 0.0002029 | 0.0002588 | 0.46916 | 11.8991 | 0.00267 | 0.0002068 | 0.0002642 | 0.45755 | 12.2165 | 0.00274 | 0.0002067 | 0.0002652 | 0.45988 | 12.2366 | 0.0029 | 0.0002134 | 0.0002749 | 0.47264 | 13.1011 | 0.00283 | 0.0002131 | 0.0002759 | 0.45043 | 12.8843 | 0.00307 | 0.0002248 | 0.0002924 | 0.45042 | 14.0876 | 0.00269 | 0.0002107 | 0.0002677 | 0.45501 | 14.1378 | 0.00299 | 0.0002228 | 0.0002846 | 0.46921 | 14.2866 | 0.00332 | 0.0002354 | 0.0003018 | 0.46926 | 15.1108 | 0.00324 | 0.0002441 | 0.0003129 | 0.4505 | 14.8742 | 0.0033 | 0.0002484 | 0.0003187 | 0.49073 | 16.6854 | 0.00324 | 0.0002391 | 0.0003047 | 0.48132 | 16.5647 | 0.00323 | 0.0002499 | 0.0003155 | 0.49164 | 18.4696 | 0.0035 | 0.0002826 | 0.0003582 | 0.47467 | 18.8908 | 0.00408 | 0.0003879 | 0.0004909 | 0.46928 | 18.8034 | 0.00449 | 0.000408 | 0.0005205 | 0.47672 | 19.1705 | 0.00375 | 0.0003056 | 0.0003881 | 0.46205 | 18.8948 | 0.00381 | 0.0003098 | 0.0003937 | 0.46927 | 19.1521 | 0.00346 | 0.0002655 | 0.0003374 | 0.46478 | 19.0747 | 0.00377 | 0.0002781 | 0.0003553 | 0.46479 | 21.0646 | 0.00378 | 0.0003249 | 0.0004083 | 0.48664 | 21.4885 | 0.00399 | 0.0003309 | 0.0004177 | 0.45778 | 20.4909 | 0.00412 | 0.0003037 | 0.000389 | 0.4435 | 19.9269 | 0.00402 | 0.0003118 | 0.0003982 | 0.46344 | 20.3796 | 0.00422 | 0.0003174 | 0.0004072 | 0.44918 | 22.2958 | 0.0038 | 0.0003017 | 0.0003839 | 0.4469 | 22.2383 | 0.00408 | 0.0003131 | 0.0004007 | 0.4365 | 21.9732 | 0.00413 | 0.0003161 | 0.0004047 | 0.42179 | 21.1185 | 0.00388 | 0.000295 | 0.0003751 | 0.41711 | 19.7745 | 0.00405 | 0.0003166 | 0.0004024 | 0.41707 | 19.7761 | 0.00433 | 0.0003271 | 0.0004178 | 0.43054 | 21.7511 | 0.00427 | 0.0003315 | 0.0004239 | 0.43522 | 22.9215 | 0.00391 | 0.0003039 | 0.0003858 | 0.42093 | 25.6867 | 0.00428 | 0.0003447 | 0.0004364 | 0.4132 | 25.4331 | 0.00432 | 0.0003472 | 0.0004397 | 0.4334 | 26.7766 | 0.00498 | 0.0003756 | 0.0004796 | 0.44388 | 29.9528 | 0.00432 | 0.0003104 | 0.0003943 | 0.42667 | 29.2699 | 0.0044 | 0.000315 | 0.0004002 | 0.44148 | 29.8581 | 0.00473 | 0.0003252 | 0.0004153 | 0.46129 | 26.3246 | 0.00539 | 0.0003867 | 0.0004939 | 0.45166 | 26.8175 | 0.00526 | 0.0003822 | 0.0004863 | 0.44046 | 30.96 | 0.0052 | 0.0003534 | 0.0004509 | 0.48505 | 36.0465 | 0.00519 | 0.0003365 | 0.0004285 | 0.47356 | 33.7777 | 0.00545 | 0.0003585 | 0.0004565 | 0.55264 | 38.9051 | 0.00609 | 0.0003863 | 0.0004935 | 0.50513 | 38.6681 | 0.00579 | 0.0003498 | 0.0004421 | 0.5077 | 39.9642 | 0.00627 | 0.0004061 | 0.000518 | 0.5289 | 42.4774 | 0.00602 | 0.0003588 | 0.0004544 | 0.52637 | 41.3911 | 0.00591 | 0.0003476 | 0.0004382 | 0.51716 | 44.156 | 0.00631 | 0.0003753 | 0.0004736 | 0.51054 | 44.822 | 0.0063 | 0.0003759 | 0.0004734 | 0.50409 | 44.424 | 0.00633 | 0.0003777 | 0.0004753
0.49603 | 0.19688 | 0.00244 | 0.0001877 | 0.0002756 | 0.59583 | 0.17848 | 0.00631 | 0.0003603 | 0.0005186 | 0.5305 | 0.19011 | 0.0082 | 0.0004254 | 0.0006114 | 0.5305 | 0.74094 | 0.00248 | 0.0001586 | 0.0002168 | 0.49963 | 0.75891 | 0.00311 | 0.0001892 | 0.0002565 | 0.53449 | 1.4627 | 0.00359 | 0.0002273 | 0.0003006 | 0.49935 | 2.9799 | 0.00258 | 0.0001664 | 0.0002195 | 0.49959 | 2.98 | 0.00285 | 0.0001775 | 0.0002342 | 0.45833 | 3.7755 | 0.0024 | 0.0001683 | 0.0002193 | 0.46419 | 4.5581 | 0.00241 | 0.0001698 | 0.0002206 | 0.46667 | 4.5601 | 0.0026 | 0.0001775 | 0.0002314 | 0.50016 | 5.4153 | 0.00257 | 0.0001862 | 0.0002391 | 0.52944 | 5.4258 | 0.00285 | 0.0001962 | 0.000252 | 0.55559 | 5.4314 | 0.00314 | 0.0002057 | 0.0002644 | 0.57901 | 6.3098 | 0.00296 | 0.000197 | 0.0002503 | 0.55022 | 6.9665 | 0.00293 | 0.0002114 | 0.0002695 | 0.57159 | 7.0031 | 0.00316 | 0.0002191 | 0.0002804 | 0.54568 | 6.9578 | 0.00321 | 0.0002239 | 0.0002868 | 0.54201 | 8.9302 | 0.00293 | 0.0002392 | 0.0002987 | 0.51886 | 9.5306 | 0.00302 | 0.0002356 | 0.0002995 | 0.53615 | 10.6441 | 0.0028 | 0.0002013 | 0.0002574 | 0.51767 | 10.5553 | 0.00283 | 0.0002046 | 0.0002618 | 0.50044 | 12.1266 | 0.00277 | 0.0002082 | 0.0002669 | 0.48614 | 12.4438 | 0.00284 | 0.0002081 | 0.0002679 | 0.48693 | 12.4441 | 0.00301 | 0.0002147 | 0.0002776 | 0.50044 | 13.3484 | 0.00293 | 0.0002143 | 0.0002785 | 0.50048 | 13.3491 | 0.00326 | 0.0002281 | 0.0002975 | 0.50046 | 14.5813 | 0.00287 | 0.0002137 | 0.0002724 | 0.51189 | 14.6907 | 0.0032 | 0.0002268 | 0.0002901 | 0.52134 | 14.7703 | 0.00354 | 0.0002391 | 0.000307 | 0.5214 | 15.7034 | 0.00345 | 0.0002475 | 0.0003182 | 0.50055 | 15.4765 | 0.00351 | 0.000252 | 0.0003242 | 0.53981 | 17.1883 | 0.00342 | 0.000242 | 0.0003092 | 0.52945 | 17.077 | 0.00342 | 0.0002528 | 0.0003202 | 0.53634 | 19.0615 | 0.00367 | 0.000285 | 0.0003624 | 0.51782 | 19.5613 | 0.00424 | 0.00039 | 0.0004955 | 0.50838 | 19.4245 | 0.00465 | 0.00041 | 0.000525 | 0.51645 | 19.8612 | 0.00391 | 0.0003079 | 0.0003925 | 0.50055 | 19.5952 | 0.00397 | 0.0003121 | 0.0003982 | 0.50838 | 19.7821 | 0.00362 | 0.000268 | 0.0003419 | 0.50054 | 19.6652 | 0.00393 | 0.0002805 | 0.0003598 | 0.50054 | 21.7441 | 0.00393 | 0.0003269 | 0.0004122 | 0.5214 | 22.1189 | 0.00413 | 0.0003327 | 0.0004214 | 0.4883 | 21.0804 | 0.00427 | 0.0003059 | 0.0003933 | 0.47518 | 20.6448 | 0.00417 | 0.0003143 | 0.000403 | 0.49434 | 21.0587 | 0.00437 | 0.0003197 | 0.0004117 | 0.48126 | 23.0733 | 0.00393 | 0.0003037 | 0.0003882 | 0.4767 | 22.9664 | 0.00422 | 0.0003151 | 0.0004048 | 0.4656 | 22.7011 | 0.00427 | 0.0003182 | 0.000409 | 0.44991 | 21.7642 | 0.00402 | 0.0002974 | 0.0003798 | 0.44491 | 20.3795 | 0.00421 | 0.0003194 | 0.0004077 | 0.4692 | 20.8891 | 0.00463 | 0.0003336 | 0.0004279 | 0.48436 | 23.1036 | 0.00454 | 0.000337 | 0.0004331 | 0.48963 | 24.2631 | 0.00418 | 0.0003092 | 0.0003942 | 0.4677 | 27.1446 | 0.00451 | 0.000349 | 0.0004442 | 0.45912 | 26.8906 | 0.00456 | 0.0003516 | 0.0004476 | 0.4728 | 28.1742 | 0.00521 | 0.0003797 | 0.0004874 | 0.48424 | 31.46 | 0.00452 | 0.0003141 | 0.000401 | 0.46546 | 30.776 | 0.00461 | 0.0003188 | 0.0004071 | 0.47827 | 31.2475 | 0.00493 | 0.0003288 | 0.0004217 | 0.49678 | 27.3425 | 0.00563 | 0.000391 | 0.0005019 | 0.48641 | 27.8821 | 0.00549 | 0.0003866 | 0.0004945 | 0.50338 | 33.7306 | 0.00559 | 0.0003625 | 0.0004644 | 0.54569 | 38.5159 | 0.00553 | 0.0003434 | 0.0004388 | 0.53275 | 36.3328 | 0.0058 | 0.0003662 | 0.0004682 | 0.60791 | 41.0327 | 0.00641 | 0.0003919 | 0.0005024 | 0.55565 | 41.0054 | 0.00611 | 0.0003561 | 0.000452 | 0.55847 | 42.4604 | 0.00657 | 0.0004118 | 0.0005278 | 0.57699 | 44.7568 | 0.00631 | 0.0003641 | 0.0004631 | 0.57422 | 43.609 | 0.0062 | 0.0003533 | 0.0004473 | 0.56025 | 46.42 | 0.00658 | 0.0003805 | 0.0004824 | 0.55309 | 47.282 | 0.00657 | 0.0003811 | 0.0004822 | 0.5461 | 46.894 | 0.00661 | 0.0003829 | 0.0004843
0.54563 | 0.18727 | 0.00276 | 0.0002023 | 0.0003005 | 0.64548 | 0.17077 | 0.00703 | 0.0003864 | 0.0005586 | 0.56366 | 0.184 | 0.00886 | 0.0004452 | 0.0006427 | 0.56366 | 0.7223 | 0.00265 | 0.0001628 | 0.000224 | 0.56208 | 0.72324 | 0.00353 | 0.0002031 | 0.0002721 | 0.57013 | 1.4387 | 0.00381 | 0.0002312 | 0.0003066 | 0.54929 | 2.9695 | 0.00279 | 0.0001709 | 0.0002254 | 0.54501 | 2.9706 | 0.00306 | 0.0001818 | 0.0002399 | 0.5 | 3.782 | 0.00256 | 0.0001715 | 0.000224 | 0.49989 | 4.5825 | 0.00255 | 0.0001721 | 0.0002244 | 0.53333 | 4.5991 | 0.00287 | 0.000184 | 0.0002386 | 0.56268 | 5.4321 | 0.0028 | 0.0001909 | 0.0002448 | 0.58827 | 5.4318 | 0.00309 | 0.0002006 | 0.0002574 | 0.61115 | 5.4296 | 0.00337 | 0.0002098 | 0.0002696 | 0.63165 | 6.2928 | 0.00316 | 0.0002004 | 0.0002546 | 0.60024 | 7.0453 | 0.00311 | 0.0002142 | 0.0002738 | 0.61922 | 7.069 | 0.00334 | 0.0002218 | 0.0002845 | 0.59115 | 7.0327 | 0.00339 | 0.0002266 | 0.0002909 | 0.5837 | 9.0207 | 0.00307 | 0.000241 | 0.0003017 | 0.55593 | 9.6559 | 0.00315 | 0.0002373 | 0.0003025 | 0.5719 | 10.7724 | 0.00291 | 0.0002029 | 0.0002601 | 0.55218 | 10.7035 | 0.00295 | 0.0002062 | 0.0002646 | 0.53172 | 12.3144 | 0.00287 | 0.0002096 | 0.0002695 | 0.51474 | 12.6413 | 0.00294 | 0.0002095 | 0.0002705 | 0.54104 | 12.8096 | 0.0032 | 0.0002182 | 0.0002824 | 0.55605 | 13.7636 | 0.00311 | 0.0002175 | 0.0002833 | 0.56303 | 13.8137 | 0.00349 | 0.0002322 | 0.0003032 | 0.56302 | 15.1048 | 0.00308 | 0.0002175 | 0.0002777 | 0.56876 | 15.155 | 0.00341 | 0.0002303 | 0.0002951 | 0.57348 | 15.1851 | 0.00375 | 0.0002424 | 0.0003117 | 0.57354 | 16.2172 | 0.00364 | 0.0002506 | 0.000323 | 0.55061 | 16.0001 | 0.00371 | 0.0002551 | 0.0003291 | 0.58888 | 17.6323 | 0.0036 | 0.0002447 | 0.0003132 | 0.57758 | 17.5304 | 0.0036 | 0.0002555 | 0.0003244 | 0.58103 | 19.5646 | 0.00383 | 0.0002871 | 0.0003662 | 0.56097 | 20.1432 | 0.0044 | 0.0003919 | 0.0004996 | 0.54749 | 19.9768 | 0.00481 | 0.0004119 | 0.000529 | 0.55617 | 20.493 | 0.00407 | 0.00031 | 0.0003965 | 0.53906 | 20.2268 | 0.00413 | 0.0003142 | 0.0004023 | 0.54748 | 20.3733 | 0.00378 | 0.0002703 | 0.000346 | 0.53629 | 20.2069 | 0.00409 | 0.0002827 | 0.0003638 | 0.5363 | 22.3747 | 0.00407 | 0.0003287 | 0.0004158 | 0.55616 | 22.7004 | 0.00427 | 0.0003344 | 0.0004247 | 0.54934 | 22.1724 | 0.00456 | 0.0003112 | 0.0004009 | 0.50686 | 21.3141 | 0.00432 | 0.0003165 | 0.0004074 | 0.55613 | 22.29 | 0.00466 | 0.0003249 | 0.0004197 | 0.51335 | 23.7722 | 0.00407 | 0.0003056 | 0.000392 | 0.53628 | 24.2362 | 0.00449 | 0.0003197 | 0.0004121 | 0.5238 | 23.9905 | 0.00454 | 0.0003229 | 0.0004164 | 0.50615 | 22.9699 | 0.0043 | 0.0003029 | 0.0003883 | 0.50053 | 21.5239 | 0.00451 | 0.0003256 | 0.0004173 | 0.52133 | 21.9368 | 0.00493 | 0.0003392 | 0.0004367 | 0.53818 | 24.3109 | 0.00481 | 0.0003418 | 0.000441 | 0.54403 | 25.4897 | 0.00443 | 0.0003138 | 0.0004015 | 0.51448 | 28.4677 | 0.00474 | 0.0003527 | 0.0004509 | 0.50503 | 28.2132 | 0.00478 | 0.0003554 | 0.0004545 | 0.5122 | 29.4761 | 0.00542 | 0.0003833 | 0.0004943 | 0.52459 | 32.8515 | 0.00472 | 0.0003173 | 0.0004068 | 0.50425 | 32.1666 | 0.00481 | 0.0003222 | 0.0004132 | 0.51506 | 32.5406 | 0.00513 | 0.0003319 | 0.0004275 | 0.56775 | 29.2389 | 0.00607 | 0.000401 | 0.0005159 | 0.5559 | 29.8329 | 0.00592 | 0.0003966 | 0.0005088 | 0.5663 | 36.2147 | 0.00595 | 0.0003698 | 0.0004756 | 0.60632 | 40.6958 | 0.00584 | 0.0003493 | 0.0004475 | 0.59195 | 38.6592 | 0.00614 | 0.0003726 | 0.0004782 | 0.66317 | 42.9879 | 0.00671 | 0.0003968 | 0.0005102 | 0.60616 | 43.1617 | 0.00641 | 0.0003616 | 0.0004606 | 0.60924 | 44.7258 | 0.00686 | 0.0004167 | 0.0005364 | 0.62507 | 46.8543 | 0.00658 | 0.0003688 | 0.0004708 | 0.62207 | 45.6752 | 0.00648 | 0.0003584 | 0.0004553 | 0.60335 | 48.521 | 0.00685 | 0.0003851 | 0.0004902 | 0.59563 | 49.561 | 0.00683 | 0.0003856 | 0.0004901 | 0.58811 | 49.172 | 0.00687 | 0.0003874 | 0.0004923
0.59524 | 0.17856 | 0.0031 | 0.0002173 | 0.0003264 | 0.69513 | 0.16366 | 0.00778 | 0.000413 | 0.0006002 | 0.59682 | 0.17839 | 0.00956 | 0.0004655 | 0.0006749 | 0.59682 | 0.70457 | 0.00283 | 0.000167 | 0.0002314 | 0.62453 | 0.69027 | 0.00397 | 0.0002173 | 0.0002883 | 0.64139 | 1.3905 | 0.00425 | 0.000243 | 0.0003184 | 0.59922 | 2.9522 | 0.00301 | 0.0001754 | 0.0002312 | 0.59043 | 2.9563 | 0.00327 | 0.000186 | 0.0002454 | 0.54167 | 3.7796 | 0.00273 | 0.0001746 | 0.0002285 | 0.57131 | 4.6095 | 0.00282 | 0.0001787 | 0.0002315 | 0.6 | 4.6132 | 0.00314 | 0.0001901 | 0.0002453 | 0.6252 | 5.4272 | 0.00304 | 0.0001954 | 0.0002502 | 0.6471 | 5.422 | 0.00332 | 0.0002049 | 0.0002626 | 0.6667 | 5.4158 | 0.0036 | 0.0002139 | 0.0002745 | 0.68428 | 6.265 | 0.00336 | 0.0002037 | 0.0002588 | 0.65026 | 7.1012 | 0.00329 | 0.0002169 | 0.0002778 | 0.66686 | 7.115 | 0.00352 | 0.0002244 | 0.0002883 | 0.63662 | 7.0877 | 0.00357 | 0.0002292 | 0.0002948 | 0.62539 | 9.0884 | 0.00321 | 0.0002426 | 0.0003046 | 0.59299 | 9.7574 | 0.00328 | 0.0002389 | 0.0003054 | 0.60764 | 10.8908 | 0.00303 | 0.0002044 | 0.0002627 | 0.58669 | 10.8219 | 0.00307 | 0.0002077 | 0.0002672 | 0.56299 | 12.4824 | 0.00298 | 0.0002108 | 0.0002719 | 0.57194 | 12.9771 | 0.00313 | 0.0002128 | 0.0002752 | 0.60867 | 13.1551 | 0.00345 | 0.0002226 | 0.0002879 | 0.62556 | 14.1587 | 0.00334 | 0.0002215 | 0.0002886 | 0.62559 | 14.1593 | 0.00371 | 0.0002359 | 0.0003082 | 0.62558 | 15.5395 | 0.00328 | 0.0002209 | 0.0002824 | 0.62564 | 15.5401 | 0.00362 | 0.0002335 | 0.0002996 | 0.62561 | 15.5406 | 0.00395 | 0.0002455 | 0.000316 | 0.62568 | 16.6619 | 0.00384 | 0.0002535 | 0.0003273 | 0.60066 | 16.4547 | 0.0039 | 0.000258 | 0.0003335 | 0.63796 | 18.0071 | 0.00378 | 0.0002471 | 0.0003169 | 0.62571 | 17.9347 | 0.00377 | 0.0002579 | 0.0003282 | 0.62573 | 20.0185 | 0.00399 | 0.000289 | 0.0003696 | 0.60413 | 20.656 | 0.00456 | 0.0003937 | 0.0005033 | 0.5866 | 20.4599 | 0.00497 | 0.0004136 | 0.0005327 | 0.5959 | 21.0659 | 0.00422 | 0.0003118 | 0.0004001 | 0.57756 | 20.8094 | 0.00429 | 0.0003161 | 0.000406 | 0.58659 | 20.9056 | 0.00393 | 0.0002724 | 0.0003498 | 0.57204 | 20.7095 | 0.00425 | 0.0002848 | 0.0003675 | 0.57205 | 22.9465 | 0.00421 | 0.0003303 | 0.0004191 | 0.62568 | 23.7259 | 0.00454 | 0.0003384 | 0.0004307 | 0.61037 | 23.1376 | 0.00484 | 0.0003157 | 0.0004075 | 0.57021 | 22.5558 | 0.00461 | 0.0003216 | 0.0004152 | 0.61792 | 23.4046 | 0.00493 | 0.0003295 | 0.0004266 | 0.57752 | 25.0032 | 0.00432 | 0.00031 | 0.0003989 | 0.59587 | 25.3095 | 0.00474 | 0.0003237 | 0.0004184 | 0.582 | 25.0835 | 0.00479 | 0.0003269 | 0.0004228 | 0.56239 | 24.0698 | 0.00457 | 0.0003078 | 0.0003956 | 0.55614 | 22.6027 | 0.00479 | 0.0003309 | 0.0004256 | 0.57347 | 22.9281 | 0.00521 | 0.0003441 | 0.0004444 | 0.592 | 25.3919 | 0.00506 | 0.0003459 | 0.0004479 | 0.59843 | 26.6201 | 0.00467 | 0.0003178 | 0.0004079 | 0.56125 | 29.6846 | 0.00495 | 0.000356 | 0.0004569 | 0.55094 | 29.4298 | 0.005 | 0.0003587 | 0.0004605 | 0.5516 | 30.6915 | 0.00563 | 0.0003865 | 0.0005005 | 0.56494 | 34.1266 | 0.00491 | 0.0003202 | 0.0004121 | 0.54304 | 33.4509 | 0.005 | 0.0003252 | 0.0004187 | 0.58864 | 34.8358 | 0.0055 | 0.0003393 | 0.0004374 | 0.63871 | 30.9657 | 0.00649 | 0.0004093 | 0.0005277 | 0.62538 | 31.5851 | 0.00633 | 0.0004051 | 0.000521 | 0.62923 | 38.4284 | 0.00628 | 0.000376 | 0.000485 | 0.66695 | 42.6336 | 0.00615 | 0.0003544 | 0.0004551 | 0.65114 | 40.7641 | 0.00646 | 0.0003782 | 0.0004869 | 0.71844 | 44.7891 | 0.00699 | 0.0004011 | 0.0005172 | 0.65667 | 45.1452 | 0.00669 | 0.0003664 | 0.0004683 | 0.66001 | 46.7784 | 0.00713 | 0.000421 | 0.0005439 | 0.67315 | 48.7782 | 0.00685 | 0.000373 | 0.0004778 | 0.66992 | 47.588 | 0.00675 | 0.0003629 | 0.0004626 | 0.64645 | 50.4594 | 0.0071 | 0.0003891 | 0.0004972 | 0.63818 | 51.6668 | 0.00707 | 0.0003896 | 0.0004972 | 0.63012 | 51.277 | 0.00712 | 0.0003915 | 0.0004994
0.64484 | 0.17085 | 0.00345 | 0.0002328 | 0.0003533 | 0.74479 | 0.15725 | 0.00855 | 0.0004403 | 0.0006433 | 0.66313 | 0.16817 | 0.011 | 0.0005271 | 0.0007421 | 0.66313 | 0.67131 | 0.00319 | 0.0001794 | 0.0002464 | 0.68698 | 0.66002 | 0.00444 | 0.0002317 | 0.000305 | 0.71266 | 1.3424 | 0.00471 | 0.000255 | 0.0003304 | 0.64916 | 2.93 | 0.00322 | 0.0001797 | 0.0002368 | 0.63584 | 2.9371 | 0.00348 | 0.0001901 | 0.0002508 | 0.58333 | 3.7712 | 0.00289 | 0.0001775 | 0.0002328 | 0.64272 | 4.6117 | 0.00309 | 0.0001849 | 0.0002381 | 0.66667 | 4.6075 | 0.00342 | 0.0001959 | 0.0002516 | 0.68771 | 5.4074 | 0.00327 | 0.0001997 | 0.0002554 | 0.70592 | 5.3993 | 0.00355 | 0.000209 | 0.0002675 | 0.72226 | 5.3912 | 0.00383 | 0.0002179 | 0.0002792 | 0.73692 | 6.2303 | 0.00356 | 0.0002069 | 0.0002628 | 0.70028 | 7.1383 | 0.00346 | 0.0002196 | 0.0002816 | 0.71449 | 7.1452 | 0.00369 | 0.000227 | 0.000292 | 0.6821 | 7.1268 | 0.00375 | 0.0002317 | 0.0002985 | 0.66708 | 9.1372 | 0.00335 | 0.0002443 | 0.0003074 | 0.63005 | 9.8381 | 0.00341 | 0.0002405 | 0.0003081 | 0.64339 | 10.9794 | 0.00314 | 0.0002058 | 0.0002652 | 0.6212 | 10.9304 | 0.00318 | 0.0002091 | 0.0002697 | 0.62555 | 12.7589 | 0.00317 | 0.0002141 | 0.0002763 | 0.64343 | 13.3028 | 0.00337 | 0.0002172 | 0.0002806 | 0.6763 | 13.4114 | 0.00368 | 0.0002266 | 0.0002929 | 0.69506 | 14.4547 | 0.00356 | 0.0002251 | 0.0002934 | 0.68815 | 14.4256 | 0.00393 | 0.0002394 | 0.0003128 | 0.68814 | 15.8851 | 0.00348 | 0.0002241 | 0.0002867 | 0.68252 | 15.856 | 0.00382 | 0.0002365 | 0.0003037 | 0.67775 | 15.8368 | 0.00415 | 0.0002483 | 0.0003199 | 0.67782 | 17.0474 | 0.00402 | 0.0002561 | 0.0003313 | 0.65072 | 16.85 | 0.00409 | 0.0002606 | 0.0003376 | 0.68703 | 18.3426 | 0.00395 | 0.0002494 | 0.0003204 | 0.67384 | 18.2898 | 0.00395 | 0.0002602 | 0.0003318 | 0.67042 | 20.4031 | 0.00414 | 0.0002909 | 0.0003728 | 0.64728 | 21.0898 | 0.00471 | 0.0003953 | 0.0005067 | 0.6257 | 20.8838 | 0.00512 | 0.0004152 | 0.0005361 | 0.63563 | 21.5895 | 0.00437 | 0.0003136 | 0.0004034 | 0.61607 | 21.3329 | 0.00443 | 0.0003179 | 0.0004094 | 0.62569 | 21.3987 | 0.00408 | 0.0002743 | 0.0003533 | 0.64355 | 21.6168 | 0.00454 | 0.00029 | 0.0003743 | 0.64356 | 23.9623 | 0.00448 | 0.0003343 | 0.000425 | 0.6952 | 24.604 | 0.0048 | 0.000342 | 0.000436 | 0.67141 | 24.0052 | 0.0051 | 0.0003198 | 0.0004134 | 0.63357 | 23.6608 | 0.00488 | 0.0003261 | 0.000422 | 0.67972 | 24.4017 | 0.0052 | 0.0003335 | 0.0004327 | 0.64168 | 26.0276 | 0.00457 | 0.0003138 | 0.0004048 | 0.65546 | 26.2256 | 0.00498 | 0.0003273 | 0.000424 | 0.6402 | 26.0093 | 0.00504 | 0.0003305 | 0.0004285 | 0.61863 | 25.083 | 0.00482 | 0.000312 | 0.0004021 | 0.61176 | 23.615 | 0.00506 | 0.0003356 | 0.000433 | 0.6256 | 23.8621 | 0.00547 | 0.0003485 | 0.0004513 | 0.64581 | 26.3557 | 0.0053 | 0.0003496 | 0.0004541 | 0.65283 | 27.6633 | 0.0049 | 0.0003213 | 0.0004137 | 0.60802 | 30.7947 | 0.00516 | 0.000359 | 0.0004622 | 0.59685 | 30.5396 | 0.00521 | 0.0003617 | 0.0004659 | 0.6304 | 32.9003 | 0.00603 | 0.000394 | 0.0005111 | 0.64565 | 36.405 | 0.00526 | 0.0003271 | 0.0004213 | 0.62061 | 35.7379 | 0.00536 | 0.0003323 | 0.0004282 | 0.66222 | 36.8297 | 0.00585 | 0.0003456 | 0.0004458 | 0.70968 | 32.5401 | 0.00688 | 0.0004165 | 0.000538 | 0.69487 | 33.1757 | 0.00672 | 0.0004123 | 0.0005315 | 0.69215 | 40.4196 | 0.0066 | 0.0003814 | 0.0004932 | 0.72758 | 44.3576 | 0.00643 | 0.0003589 | 0.0004619 | 0.71034 | 42.6855 | 0.00676 | 0.0003831 | 0.0004945 | 0.7737 | 46.4352 | 0.00727 | 0.000405 | 0.0005234 | 0.70718 | 46.9744 | 0.00696 | 0.0003707 | 0.0004752 | 0.71078 | 48.647 | 0.0074 | 0.0004248 | 0.0005506 | 0.72123 | 50.5475 | 0.0071 | 0.0003768 | 0.000484 | 0.71777 | 49.3663 | 0.00701 | 0.0003669 | 0.0004691 | 0.68954 | 52.2631 | 0.00735 | 0.0003928 | 0.0005036 | 0.68072 | 53.6184 | 0.00731 | 0.0003932 | 0.0005036 | 0.67212 | 53.2383 | 0.00736 | 0.0003952 | 0.0005059
0.69444 | 0.16374 | 0.00382 | 0.0002487 | 0.0003813 | 0.79444 | 0.15144 | 0.00936 | 0.0004682 | 0.0006879 | 0.74602 | 0.15716 | 0.01293 | 0.0006163 | 0.000831 | 0.74602 | 0.63376 | 0.00367 | 0.0001976 | 0.0002661 | 0.74944 | 0.63228 | 0.00493 | 0.0002465 | 0.0003223 | 0.78392 | 1.2963 | 0.00519 | 0.0002671 | 0.0003425 | 0.69909 | 2.9047 | 0.00344 | 0.0001839 | 0.0002423 | 0.72668 | 2.8887 | 0.00392 | 0.0002027 | 0.0002612 | 0.66667 | 3.7375 | 0.00323 | 0.0001863 | 0.0002411 | 0.71413 | 4.5951 | 0.00337 | 0.0001908 | 0.0002444 | 0.73333 | 4.588 | 0.00369 | 0.0002014 | 0.0002576 | 0.75023 | 5.3758 | 0.0035 | 0.0002039 | 0.0002603 | 0.76475 | 5.3677 | 0.00378 | 0.000213 | 0.0002723 | 0.77782 | 5.3597 | 0.00406 | 0.0002218 | 0.0002838 | 0.78956 | 6.1906 | 0.00376 | 0.0002101 | 0.0002668 | 0.7503 | 7.1595 | 0.00364 | 0.0002221 | 0.0002853 | 0.76212 | 7.1624 | 0.00387 | 0.0002294 | 0.0002955 | 0.72757 | 7.1511 | 0.00392 | 0.0002341 | 0.0003021 | 0.70878 | 9.1712 | 0.00348 | 0.0002459 | 0.00031 | 0.66711 | 9.9019 | 0.00354 | 0.000242 | 0.0003107 | 0.71487 | 11.117 | 0.00337 | 0.0002097 | 0.0002698 | 0.69023 | 11.0779 | 0.00341 | 0.0002131 | 0.0002744 | 0.70374 | 12.9953 | 0.00342 | 0.0002184 | 0.0002814 | 0.71492 | 13.5293 | 0.00361 | 0.0002212 | 0.0002854 | 0.74393 | 13.6082 | 0.00392 | 0.0002304 | 0.0002974 | 0.76457 | 14.6513 | 0.00377 | 0.0002285 | 0.0002977 | 0.75071 | 14.6224 | 0.00415 | 0.0002426 | 0.000317 | 0.75069 | 16.1713 | 0.00368 | 0.000227 | 0.0002906 | 0.73939 | 16.1224 | 0.00402 | 0.0002393 | 0.0003074 | 0.72988 | 16.0834 | 0.00435 | 0.000251 | 0.0003236 | 0.72996 | 17.3734 | 0.0042 | 0.0002585 | 0.0003349 | 0.70077 | 17.1959 | 0.00428 | 0.0002631 | 0.0003413 | 0.7361 | 18.6287 | 0.00412 | 0.0002515 | 0.0003236 | 0.72197 | 18.5954 | 0.00412 | 0.0002624 | 0.0003351 | 0.71512 | 20.7484 | 0.0043 | 0.0002926 | 0.0003758 | 0.69043 | 21.4842 | 0.00485 | 0.0003968 | 0.0005098 | 0.70392 | 21.5934 | 0.00542 | 0.000419 | 0.0005421 | 0.71508 | 22.4886 | 0.00465 | 0.000318 | 0.0004094 | 0.69308 | 22.2517 | 0.00472 | 0.0003223 | 0.0004155 | 0.70391 | 22.267 | 0.00437 | 0.0002793 | 0.0003597 | 0.71505 | 22.3865 | 0.00483 | 0.0002946 | 0.0003802 | 0.71506 | 24.8307 | 0.00474 | 0.0003378 | 0.0004302 | 0.76472 | 25.3541 | 0.00505 | 0.0003452 | 0.0004407 | 0.73245 | 24.7747 | 0.00536 | 0.0003235 | 0.0004186 | 0.69693 | 24.6582 | 0.00514 | 0.00033 | 0.000428 | 0.74151 | 25.2907 | 0.00545 | 0.000337 | 0.0004381 | 0.70585 | 26.8845 | 0.00481 | 0.0003172 | 0.0004101 | 0.71504 | 26.9937 | 0.00522 | 0.0003305 | 0.000429 | 0.6984 | 26.7871 | 0.00528 | 0.0003338 | 0.0004335 | 0.67487 | 26.0187 | 0.00507 | 0.0003158 | 0.0004079 | 0.66737 | 24.5699 | 0.00532 | 0.0003398 | 0.0004396 | 0.67773 | 24.7383 | 0.00573 | 0.0003525 | 0.0004575 | 0.69963 | 27.2216 | 0.00554 | 0.0003529 | 0.0004597 | 0.70724 | 28.6188 | 0.00512 | 0.0003245 | 0.0004188 | 0.65479 | 31.8173 | 0.00536 | 0.0003616 | 0.000467 | 0.64276 | 31.5619 | 0.00541 | 0.0003644 | 0.0004708 | 0.7092 | 34.8473 | 0.0064 | 0.0004003 | 0.0005201 | 0.72636 | 38.3415 | 0.0056 | 0.000333 | 0.000429 | 0.69819 | 37.7033 | 0.00571 | 0.0003383 | 0.0004362 | 0.7358 | 38.55 | 0.00619 | 0.0003511 | 0.0004531 | 0.78065 | 33.9802 | 0.00726 | 0.0004229 | 0.000547 | 0.76436 | 34.6326 | 0.00709 | 0.0004187 | 0.0005408 | 0.75507 | 42.1964 | 0.0069 | 0.0003861 | 0.0005005 | 0.78821 | 45.8965 | 0.00671 | 0.000363 | 0.0004679 | 0.76953 | 44.4222 | 0.00704 | 0.0003874 | 0.0005012 | 0.82897 | 47.9652 | 0.00753 | 0.0004086 | 0.0005291 | 0.7577 | 48.6584 | 0.00723 | 0.0003746 | 0.0004815 | 0.76155 | 50.3403 | 0.00765 | 0.0004283 | 0.0005566 | 0.76932 | 52.1711 | 0.00734 | 0.0003803 | 0.0004897 | 0.76562 | 51.0191 | 0.00726 | 0.0003706 | 0.0004751 | 0.73264 | 53.9316 | 0.00758 | 0.0003962 | 0.0005094 | 0.72327 | 55.4249 | 0.00754 | 0.0003965 | 0.0005094 | 0.71413 | 55.0543 | 0.00759 | 0.0003985 | 0.0005118
0.79365 | 0.15152 | 0.00461 | 0.0002921 | 0.0004403 | 0.84409 | 0.14603 | 0.01021 | 0.0004967 | 0.0007341 | 0.82891 | 0.14764 | 0.01499 | 0.0007048 | 0.0009253 | 0.82891 | 0.60021 | 0.00418 | 0.0002161 | 0.0002867 | 0.81189 | 0.60684 | 0.00543 | 0.0002616 | 0.0003403 | 0.85519 | 1.2512 | 0.00568 | 0.0002794 | 0.0003549 | 0.79896 | 2.8443 | 0.00387 | 0.0001971 | 0.000253 | 0.81751 | 2.8323 | 0.00436 | 0.0002149 | 0.0002714 | 0.75 | 3.69 | 0.00357 | 0.0001947 | 0.000249 | 0.78555 | 4.5645 | 0.00364 | 0.0001965 | 0.0002505 | 0.8 | 4.5575 | 0.00396 | 0.0002069 | 0.0002634 | 0.81275 | 5.3362 | 0.00373 | 0.0002081 | 0.0002651 | 0.82358 | 5.3292 | 0.00402 | 0.000217 | 0.0002769 | 0.83338 | 5.3222 | 0.0043 | 0.0002256 | 0.0002883 | 0.84219 | 6.1471 | 0.00397 | 0.0002132 | 0.0002706 | 0.80032 | 7.1668 | 0.00381 | 0.0002245 | 0.0002888 | 0.80976 | 7.1678 | 0.00404 | 0.0002318 | 0.0002989 | 0.77304 | 7.1644 | 0.0041 | 0.0002365 | 0.0003055 | 0.75047 | 9.1903 | 0.00362 | 0.0002474 | 0.0003126 | 0.74123 | 9.9868 | 0.00379 | 0.0002461 | 0.0003156 | 0.80423 | 11.2145 | 0.00365 | 0.0002151 | 0.0002752 | 0.7765 | 11.1953 | 0.00369 | 0.0002184 | 0.0002798 | 0.78193 | 13.1524 | 0.00366 | 0.0002225 | 0.0002859 | 0.78641 | 13.6963 | 0.00384 | 0.000225 | 0.0002898 | 0.81156 | 13.7356 | 0.00415 | 0.0002339 | 0.0003016 | 0.83407 | 14.7985 | 0.00399 | 0.0002318 | 0.0003017 | 0.81327 | 14.7597 | 0.00436 | 0.0002457 | 0.0003209 | 0.81325 | 16.398 | 0.00387 | 0.0002297 | 0.0002942 | 0.79627 | 16.3393 | 0.00421 | 0.0002419 | 0.000311 | 0.78202 | 16.2905 | 0.00454 | 0.0002535 | 0.000327 | 0.7821 | 17.6599 | 0.00438 | 0.0002608 | 0.0003383 | 0.75083 | 17.4922 | 0.00446 | 0.0002654 | 0.0003448 | 0.78518 | 18.8751 | 0.00429 | 0.0002536 | 0.0003266 | 0.7701 | 18.8715 | 0.00429 | 0.0002644 | 0.0003382 | 0.80451 | 21.3203 | 0.00459 | 0.0002972 | 0.0003812 | 0.77673 | 22.1147 | 0.00514 | 0.0004005 | 0.0005154 | 0.78213 | 22.1549 | 0.0057 | 0.0004225 | 0.0005474 | 0.79453 | 23.2297 | 0.00493 | 0.0003219 | 0.0004146 | 0.77008 | 23.0125 | 0.005 | 0.0003263 | 0.0004208 | 0.78212 | 23.0074 | 0.00465 | 0.0002838 | 0.0003653 | 0.78656 | 23.0478 | 0.0051 | 0.0002988 | 0.0003855 | 0.78657 | 25.561 | 0.00499 | 0.000341 | 0.0004347 | 0.83424 | 25.9856 | 0.0053 | 0.0003482 | 0.0004449 | 0.79349 | 25.4756 | 0.00561 | 0.0003269 | 0.0004234 | 0.76028 | 25.5374 | 0.00539 | 0.0003335 | 0.0004333 | 0.8033 | 26.0813 | 0.00569 | 0.0003403 | 0.000443 | 0.77002 | 27.6033 | 0.00504 | 0.0003203 | 0.0004148 | 0.77463 | 27.6434 | 0.00545 | 0.0003335 | 0.0004335 | 0.7566 | 27.4567 | 0.00551 | 0.0003368 | 0.0004381 | 0.73111 | 26.8863 | 0.00531 | 0.0003193 | 0.0004132 | 0.72299 | 25.4668 | 0.00557 | 0.0003436 | 0.0004455 | 0.72987 | 25.5762 | 0.00598 | 0.000356 | 0.0004632 | 0.75345 | 28.0094 | 0.00577 | 0.000356 | 0.0004647 | 0.76164 | 29.5062 | 0.00534 | 0.0003274 | 0.0004235 | 0.74833 | 33.6182 | 0.00575 | 0.0003683 | 0.0004753 | 0.73459 | 33.3724 | 0.0058 | 0.0003711 | 0.0004793 | 0.788 | 36.5801 | 0.00675 | 0.0004057 | 0.0005277 | 0.80706 | 40.014 | 0.00592 | 0.0003381 | 0.0004358 | 0.77577 | 39.3949 | 0.00603 | 0.0003436 | 0.0004431 | 0.80938 | 40.065 | 0.00651 | 0.0003559 | 0.0004594 | 0.85162 | 35.3147 | 0.00762 | 0.0004286 | 0.0005551 | 0.83384 | 35.9643 | 0.00744 | 0.0004244 | 0.0005491 | 0.818 | 43.7977 | 0.0072 | 0.0003903 | 0.0005069 | 0.84884 | 47.2793 | 0.00698 | 0.0003667 | 0.0004734 | 0.82873 | 46.003 | 0.00732 | 0.0003913 | 0.0005073 | 0.88423 | 49.3585 | 0.00779 | 0.0004119 | 0.0005343 | 0.80821 | 50.2163 | 0.00748 | 0.0003782 | 0.0004872 | 0.81232 | 51.8876 | 0.0079 | 0.0004315 | 0.0005621 | 0.8174 | 53.6685 | 0.00758 | 0.0003834 | 0.000495 | 0.81347 | 52.5557 | 0.0075 | 0.0003739 | 0.0004806 | 0.77574 | 55.4841 | 0.00781 | 0.0003993 | 0.0005148 | 0.76581 | 57.1155 | 0.00777 | 0.0003996 | 0.0005148 | 0.75614 | 56.7446 | 0.00782 | 0.0004016 | 0.0005173
0.89286 | 0.14121 | 0.00546 | 0.0003361 | 0.0005034 | 0.89374 | 0.14113 | 0.01108 | 0.0005257 | 0.0007817 | 0.9118 | 0.13943 | 0.01717 | 0.0007933 | 0.00102 | 0.9118 | 0.57027 | 0.00471 | 0.0002349 | 0.0003083 | 0.87434 | 0.58341 | 0.00596 | 0.0002771 | 0.0003589 | 0.92645 | 1.2091 | 0.0062 | 0.000292 | 0.0003675 | 0.89883 | 2.777 | 0.00432 | 0.00021 | 0.0002635 | 0.90835 | 2.771 | 0.0048 | 0.0002268 | 0.0002814 | 0.83333 | 3.6326 | 0.00391 | 0.0002029 | 0.0002568 | 0.85696 | 4.5241 | 0.00392 | 0.0002021 | 0.0002564 | 0.86667 | 4.5181 | 0.00424 | 0.0002122 | 0.0002691 | 0.87527 | 5.2907 | 0.00397 | 0.0002122 | 0.0002698 | 0.8824 | 5.2847 | 0.00425 | 0.0002209 | 0.0002814 | 0.88894 | 5.2797 | 0.00454 | 0.0002294 | 0.0002927 | 0.89483 | 6.1016 | 0.00417 | 0.0002164 | 0.0002744 | 0.85034 | 7.1642 | 0.00399 | 0.0002269 | 0.0002921 | 0.85739 | 7.1632 | 0.00422 | 0.0002341 | 0.0003022 | 0.81852 | 7.1677 | 0.00427 | 0.0002388 | 0.0003087 | 0.83385 | 9.1966 | 0.00389 | 0.0002518 | 0.0003174 | 0.83389 | 10.0307 | 0.0041 | 0.0002517 | 0.0003213 | 0.89359 | 11.2424 | 0.00393 | 0.0002202 | 0.0002801 | 0.86278 | 11.2332 | 0.00397 | 0.0002235 | 0.0002847 | 0.86013 | 13.2399 | 0.0039 | 0.0002263 | 0.0002902 | 0.8579 | 13.7938 | 0.00407 | 0.0002285 | 0.000294 | 0.87919 | 13.8233 | 0.00437 | 0.0002373 | 0.0003055 | 0.90358 | 14.876 | 0.0042 | 0.0002348 | 0.0003055 | 0.87583 | 14.8473 | 0.00458 | 0.0002486 | 0.0003245 | 0.87581 | 16.5752 | 0.00406 | 0.0002323 | 0.0002976 | 0.85315 | 16.5166 | 0.0044 | 0.0002444 | 0.0003143 | 0.83415 | 16.4679 | 0.00474 | 0.000256 | 0.0003303 | 0.83424 | 17.9068 | 0.00456 | 0.0002629 | 0.0003415 | 0.80088 | 17.749 | 0.00464 | 0.0002676 | 0.000348 | 0.88332 | 19.2691 | 0.00462 | 0.0002595 | 0.0003321 | 0.86637 | 19.3349 | 0.00461 | 0.0002702 | 0.0003439 | 0.89389 | 21.7536 | 0.00489 | 0.0003015 | 0.0003861 | 0.86304 | 22.6168 | 0.00542 | 0.0004039 | 0.0005203 | 0.86034 | 22.6078 | 0.00598 | 0.0004258 | 0.0005521 | 0.87399 | 23.8422 | 0.00519 | 0.0003255 | 0.0004193 | 0.84709 | 23.6449 | 0.00527 | 0.0003299 | 0.0004256 | 0.86033 | 23.6394 | 0.00492 | 0.0002879 | 0.0003703 | 0.85806 | 23.6204 | 0.00537 | 0.0003027 | 0.0003903 | 0.85807 | 26.1827 | 0.00523 | 0.000344 | 0.0004389 | 0.90376 | 26.5283 | 0.00554 | 0.000351 | 0.0004487 | 0.85452 | 26.0976 | 0.00585 | 0.00033 | 0.0004278 | 0.82364 | 26.3281 | 0.00563 | 0.0003367 | 0.0004381 | 0.86509 | 26.803 | 0.00593 | 0.0003433 | 0.0004475 | 0.83419 | 28.2037 | 0.00526 | 0.0003232 | 0.0004191 | 0.83422 | 28.2045 | 0.00567 | 0.0003362 | 0.0004376 | 0.8148 | 28.0375 | 0.00573 | 0.0003396 | 0.0004423 | 0.78735 | 27.6854 | 0.00554 | 0.0003224 | 0.000418 | 0.7786 | 26.3054 | 0.00582 | 0.000347 | 0.0004509 | 0.83413 | 27.0961 | 0.00646 | 0.0003654 | 0.0004732 | 0.86109 | 29.359 | 0.0062 | 0.000364 | 0.0004736 | 0.87045 | 31.0951 | 0.00576 | 0.0003352 | 0.0004318 | 0.84187 | 35.1649 | 0.00611 | 0.000374 | 0.0004825 | 0.82641 | 34.9287 | 0.00617 | 0.0003769 | 0.0004865 | 0.8668 | 38.1272 | 0.00708 | 0.0004105 | 0.0005344 | 0.88777 | 41.4709 | 0.00623 | 0.0003427 | 0.0004417 | 0.85334 | 40.871 | 0.00634 | 0.0003483 | 0.0004492 | 0.88296 | 41.3837 | 0.00681 | 0.0003603 | 0.0004651 | 0.92259 | 36.5526 | 0.00797 | 0.0004337 | 0.0005623 | 0.90333 | 37.1799 | 0.00778 | 0.0004295 | 0.0005565 | 0.88092 | 45.2326 | 0.00748 | 0.0003941 | 0.0005127 | 0.90948 | 48.5152 | 0.00725 | 0.0003701 | 0.0004784 | 0.88792 | 47.4372 | 0.00759 | 0.0003949 | 0.0005128 | 0.9395 | 50.6546 | 0.00804 | 0.0004149 | 0.0005391 | 0.85872 | 51.6575 | 0.00773 | 0.0003815 | 0.0004925 | 0.86309 | 53.2983 | 0.00814 | 0.0004344 | 0.0005672 | 0.86548 | 55.0591 | 0.00781 | 0.0003864 | 0.0004998 | 0.86133 | 53.9855 | 0.00774 | 0.0003771 | 0.0004857 | 0.86193 | 58.2688 | 0.00825 | 0.0004073 | 0.0005244 | 0.8509 | 60.1371 | 0.0082 | 0.0004072 | 0.0005244 | 0.84016 | 59.7755 | 0.00825 | 0.0004093 | 0.0005269
0.99206 | 0.1324 | 0.00637 | 0.0003809 | 0.0005703 | 0.99305 | 0.13232 | 0.01291 | 0.000613 | 0.0008812 | 0.99469 | 0.13222 | 0.01948 | 0.0008825 | 0.00113 | 0.99469 | 0.54334 | 0.00528 | 0.0002541 | 0.000331 | 0.9368 | 0.56188 | 0.00651 | 0.0002929 | 0.0003782 | 0.99772 | 1.169 | 0.00672 | 0.0003049 | 0.0003805 | 0.9987 | 2.7068 | 0.00478 | 0.0002226 | 0.0002739 | 0.99918 | 2.7068 | 0.00526 | 0.0002386 | 0.0002913 | 0.91667 | 3.5692 | 0.00426 | 0.000211 | 0.0002643 | 0.92837 | 4.4767 | 0.0042 | 0.0002076 | 0.0002621 | 0.93333 | 4.4727 | 0.00452 | 0.0002175 | 0.0002746 | 0.93779 | 5.2403 | 0.00421 | 0.0002162 | 0.0002744 | 0.94123 | 5.2373 | 0.00449 | 0.0002248 | 0.0002858 | 0.9445 | 5.2344 | 0.00478 | 0.0002332 | 0.000297 | 0.94747 | 6.0531 | 0.00438 | 0.0002195 | 0.0002781 | 0.90036 | 7.1526 | 0.00416 | 0.0002293 | 0.0002954 | 0.95265 | 7.1312 | 0.00457 | 0.0002412 | 0.0003085 | 0.90946 | 7.1497 | 0.00462 | 0.0002457 | 0.0003151 | 0.93809 | 9.158 | 0.00424 | 0.0002581 | 0.000323 | 0.92654 | 10.018 | 0.00442 | 0.0002572 | 0.0003265 | 0.98295 | 11.2207 | 0.00421 | 0.0002251 | 0.0002848 | 0.94906 | 11.2314 | 0.00425 | 0.0002283 | 0.0002894 | 0.93832 | 13.2878 | 0.00413 | 0.0002299 | 0.0002942 | 0.92939 | 13.8616 | 0.00429 | 0.000232 | 0.0002979 | 0.94682 | 13.8713 | 0.0046 | 0.0002406 | 0.0003093 | 0.97309 | 14.9239 | 0.00441 | 0.0002378 | 0.0003091 | 0.93839 | 14.9053 | 0.00479 | 0.0002514 | 0.000328 | 0.93837 | 16.7227 | 0.00425 | 0.0002348 | 0.0003008 | 0.91002 | 16.6642 | 0.00459 | 0.0002469 | 0.0003174 | 0.93842 | 16.7234 | 0.00512 | 0.0002633 | 0.0003363 | 0.93852 | 18.2916 | 0.00491 | 0.0002692 | 0.0003474 | 0.90099 | 18.1636 | 0.00499 | 0.0002739 | 0.000354 | 0.98147 | 19.5642 | 0.00494 | 0.000265 | 0.0003372 | 0.96263 | 19.6795 | 0.00494 | 0.0002756 | 0.0003491 | 0.98328 | 22.0781 | 0.00517 | 0.0003055 | 0.0003905 | 0.94934 | 23.0103 | 0.0057 | 0.0004071 | 0.0005248 | 0.93856 | 22.9617 | 0.00626 | 0.0004288 | 0.0005563 | 0.95344 | 24.3459 | 0.00545 | 0.0003288 | 0.0004235 | 0.9241 | 24.1683 | 0.00553 | 0.0003333 | 0.0004299 | 0.93854 | 24.1726 | 0.00518 | 0.0002916 | 0.0003749 | 0.92957 | 24.114 | 0.00564 | 0.0003063 | 0.0003947 | 0.92958 | 26.7156 | 0.00547 | 0.0003467 | 0.0004426 | 0.97328 | 26.9919 | 0.00577 | 0.0003536 | 0.0004523 | 0.9766 | 27.1544 | 0.00633 | 0.000339 | 0.0004356 | 0.887 | 27.0401 | 0.00586 | 0.0003397 | 0.0004424 | 0.98868 | 28.0192 | 0.00639 | 0.0003516 | 0.0004553 | 0.89836 | 28.7152 | 0.00548 | 0.0003259 | 0.000423 | 0.95339 | 29.0896 | 0.00611 | 0.000344 | 0.000445 | 0.9312 | 28.9423 | 0.00618 | 0.0003474 | 0.0004498 | 0.89983 | 29.0874 | 0.00598 | 0.000331 | 0.0004265 | 0.88983 | 27.8364 | 0.00628 | 0.000356 | 0.0004604 | 0.9384 | 28.44 | 0.00691 | 0.0003735 | 0.0004817 | 0.96872 | 30.4827 | 0.00662 | 0.0003711 | 0.0004813 | 0.97925 | 32.4482 | 0.00615 | 0.0003419 | 0.0004389 | 0.93541 | 36.4957 | 0.00646 | 0.0003792 | 0.0004887 | 0.91823 | 36.2692 | 0.00652 | 0.0003821 | 0.0004928 | 0.9456 | 39.5178 | 0.00741 | 0.0004148 | 0.0005403 | 0.96848 | 42.7312 | 0.00653 | 0.0003469 | 0.000447 | 0.93092 | 42.1606 | 0.00665 | 0.0003525 | 0.0004547 | 0.95654 | 42.5554 | 0.00711 | 0.0003643 | 0.0004702 | 0.99356 | 37.6834 | 0.00831 | 0.0004383 | 0.0005689 | 0.97282 | 38.3186 | 0.00812 | 0.0004342 | 0.0005633 | 0.94384 | 46.5204 | 0.00775 | 0.0003976 | 0.000518 | 0.97011 | 49.6238 | 0.0075 | 0.0003733 | 0.000483 | 0.94712 | 48.7442 | 0.00785 | 0.0003981 | 0.0005179 | 0.99476 | 51.8429 | 0.00829 | 0.0004177 | 0.0005436 | 0.90924 | 52.9815 | 0.00797 | 0.0003845 | 0.0004973 | 0.91386 | 54.6018 | 0.00837 | 0.0004371 | 0.0005718 | 0.96164 | 57.518 | 0.00826 | 0.0003942 | 0.0005085 | 0.95703 | 56.5631 | 0.00819 | 0.0003854 | 0.0004948 | 0.96967 | 61.2516 | 0.00878 | 0.0004172 | 0.0005347 | 0.95727 | 63.3766 | 0.0087 | 0.0004167 | 0.0005346 | 0.94518 | 63.0343 | 0.00876 | 0.0004189 | 0.0005373
1.0913 | 0.1257 | 0.00733 | 0.0004264 | 0.0006407 | 1.1172 | 0.124 | 0.01535 | 0.0007366 | 0.00101 | 1.0776 | 0.12661 | 0.02191 | 0.000972 | 0.00124 | 1.0776 | 0.51901 | 0.00587 | 0.0002737 | 0.0003546 | 0.99925 | 0.54195 | 0.00708 | 0.000309 | 0.0003981 | 1.1403 | 1.0959 | 0.00784 | 0.0003494 | 0.0004074 | 1.0986 | 2.6345 | 0.00525 | 0.0002351 | 0.0002842 | 1.09 | 2.6406 | 0.00573 | 0.0002503 | 0.0003012 | 1 | 3.5029 | 0.00462 | 0.000219 | 0.0002718 | 0.99979 | 4.4233 | 0.00448 | 0.000213 | 0.0002678 | 1 | 4.4224 | 0.0048 | 0.0002227 | 0.00028 | 1.0003 | 5.1869 | 0.00445 | 0.0002202 | 0.0002789 | 1.0001 | 5.187 | 0.00473 | 0.0002287 | 0.0002902 | 1.0001 | 5.187 | 0.00502 | 0.0002369 | 0.0003012 | 1.0527 | 5.9544 | 0.0048 | 0.0002295 | 0.0002854 | 1.0004 | 7.1067 | 0.00452 | 0.0002365 | 0.0003017 | 1.0717 | 7.0601 | 0.00501 | 0.0002513 | 0.000316 | 1.0231 | 7.0926 | 0.00507 | 0.0002557 | 0.0003225 | 1.0423 | 9.0837 | 0.00458 | 0.0002642 | 0.0003284 | 1.0192 | 9.9705 | 0.00473 | 0.0002624 | 0.0003315 | 1.0723 | 11.1693 | 0.00449 | 0.0002299 | 0.0002892 | 1.0353 | 11.1899 | 0.00454 | 0.0002331 | 0.0002939 | 1.0165 | 13.286 | 0.00437 | 0.0002335 | 0.000298 | 1.0009 | 13.8897 | 0.00452 | 0.0002353 | 0.0003016 | 1.0144 | 13.8896 | 0.00483 | 0.0002438 | 0.0003128 | 1.0426 | 14.932 | 0.00462 | 0.0002407 | 0.0003125 | 1.001 | 14.9334 | 0.005 | 0.0002542 | 0.0003313 | 1.0009 | 16.8304 | 0.00444 | 0.0002373 | 0.0003039 | 1.0238 | 16.8601 | 0.00497 | 0.0002542 | 0.0003233 | 1.0427 | 16.8798 | 0.00549 | 0.0002701 | 0.0003418 | 1.0428 | 18.5573 | 0.00525 | 0.000275 | 0.0003527 | 1.0011 | 18.4691 | 0.00533 | 0.0002797 | 0.0003594 | 1.0796 | 19.7601 | 0.00526 | 0.0002702 | 0.0003418 | 1.0589 | 19.945 | 0.00525 | 0.0002806 | 0.0003539 | 1.0727 | 22.3233 | 0.00546 | 0.0003093 | 0.0003945 | 1.0356 | 23.3048 | 0.00597 | 0.00041 | 0.0005288 | 1.0168 | 23.2465 | 0.00653 | 0.0004316 | 0.0005602 | 1.0329 | 24.7604 | 0.00571 | 0.0003319 | 0.0004274 | 1.0011 | 24.6027 | 0.00579 | 0.0003364 | 0.0004339 | 1.0168 | 24.6167 | 0.00544 | 0.0002951 | 0.0003791 | 1.0011 | 24.5384 | 0.00589 | 0.0003096 | 0.0003988 | 1.0011 | 27.1593 | 0.0057 | 0.0003493 | 0.0004461 | 1.1123 | 27.7213 | 0.00623 | 0.0003613 | 0.0004587 | 1.0987 | 27.9939 | 0.00678 | 0.000347 | 0.0004425 | 1.0137 | 28.2266 | 0.00632 | 0.0003479 | 0.0004502 | 1.1123 | 28.9882 | 0.00683 | 0.000359 | 0.0004622 | 1.0267 | 29.5013 | 0.00592 | 0.0003336 | 0.0004301 | 1.0726 | 29.7276 | 0.00654 | 0.0003512 | 0.0004515 | 1.0476 | 29.6101 | 0.00661 | 0.0003546 | 0.0004564 | 1.0123 | 30.293 | 0.0064 | 0.0003385 | 0.0004338 | 1.0011 | 29.1712 | 0.00672 | 0.0003639 | 0.0004685 | 1.0427 | 29.6268 | 0.00735 | 0.0003807 | 0.0004892 | 1.0764 | 31.4092 | 0.00703 | 0.0003775 | 0.000488 | 1.0881 | 33.6044 | 0.00653 | 0.0003479 | 0.0004452 | 1.029 | 37.6496 | 0.0068 | 0.0003838 | 0.0004942 | 1.0101 | 37.4329 | 0.00686 | 0.0003868 | 0.0004984 | 1.0244 | 40.761 | 0.00772 | 0.0004187 | 0.0005457 | 1.0492 | 43.8342 | 0.00682 | 0.0003507 | 0.0004518 | 1.0085 | 43.2931 | 0.00694 | 0.0003564 | 0.0004596 | 1.0301 | 43.5893 | 0.00741 | 0.000368 | 0.0004749 | 1.0645 | 38.7464 | 0.00864 | 0.0004426 | 0.000575 | 1.0423 | 39.3597 | 0.00844 | 0.0004385 | 0.0005696 | 1.0068 | 47.6807 | 0.00802 | 0.0004009 | 0.0005229 | 1.0307 | 50.6347 | 0.00775 | 0.0003762 | 0.0004873 | 1.0063 | 49.9337 | 0.00811 | 0.0004012 | 0.0005225 | 1.1053 | 53.9555 | 0.00876 | 0.0004254 | 0.0005516 | 1.0103 | 55.3364 | 0.00843 | 0.0003927 | 0.000506 | 1.0154 | 56.8759 | 0.00882 | 0.0004442 | 0.0005802 | 1.0819 | 60.1153 | 0.00879 | 0.0004042 | 0.0005179 | 1.0767 | 59.3092 | 0.00874 | 0.0003959 | 0.0005047 | 1.0774 | 63.7762 | 0.00928 | 0.0004259 | 0.0005437 | 1.0636 | 66.1485 | 0.00919 | 0.000425 | 0.0005435 | 1.0502 | 65.8156 | 0.00925 | 0.0004272 | 0.0005462
1.1905 | 0.11919 | 0.00835 | 0.0004726 | 0.0007143 | 1.2413 | 0.1162 | 0.01796 | 0.0008572 | 0.00115 | 1.1605 | 0.12111 | 0.02444 | 0.00106 | 0.00135 | 1.1605 | 0.49698 | 0.00649 | 0.0002937 | 0.0003792 | 1.1242 | 0.50631 | 0.00828 | 0.0003625 | 0.0004401 | 1.2828 | 1.0318 | 0.00902 | 0.0003938 | 0.0004359 | 1.1984 | 2.5624 | 0.00573 | 0.0002476 | 0.0002947 | 1.1809 | 2.5754 | 0.00622 | 0.0002621 | 0.0003111 | 1.0833 | 3.4347 | 0.00498 | 0.000227 | 0.0002793 | 1.0712 | 4.365 | 0.00477 | 0.0002184 | 0.0002733 | 1.0667 | 4.3691 | 0.00509 | 0.0002279 | 0.0002854 | 1.0628 | 5.1306 | 0.0047 | 0.0002242 | 0.0002833 | 1.0589 | 5.1336 | 0.00498 | 0.0002326 | 0.0002945 | 1.1112 | 5.0864 | 0.00551 | 0.0002492 | 0.0003096 | 1.1843 | 5.8276 | 0.00533 | 0.0002441 | 0.0002943 | 1.1255 | 7.0197 | 0.00496 | 0.0002469 | 0.0003093 | 1.1908 | 6.9653 | 0.00546 | 0.0002612 | 0.0003232 | 1.1368 | 7.0107 | 0.00551 | 0.0002654 | 0.0003297 | 1.1465 | 8.9855 | 0.00493 | 0.0002702 | 0.0003335 | 1.1119 | 9.8973 | 0.00505 | 0.0002676 | 0.0003363 | 1.1617 | 11.088 | 0.00478 | 0.0002346 | 0.0002935 | 1.1216 | 11.1286 | 0.00482 | 0.0002377 | 0.0002982 | 1.0947 | 13.2645 | 0.00461 | 0.0002369 | 0.0003016 | 1.0724 | 13.8881 | 0.00475 | 0.0002385 | 0.0003051 | 1.0821 | 13.888 | 0.00505 | 0.0002469 | 0.0003163 | 1.1121 | 14.9203 | 0.00483 | 0.0002435 | 0.0003157 | 1.1261 | 14.9103 | 0.00542 | 0.0002629 | 0.0003375 | 1.126 | 16.9567 | 0.00481 | 0.0002447 | 0.0003096 | 1.1375 | 16.9667 | 0.00534 | 0.0002611 | 0.0003287 | 1.147 | 16.9667 | 0.00586 | 0.0002766 | 0.0003469 | 1.1471 | 18.7437 | 0.00559 | 0.0002805 | 0.0003576 | 1.1012 | 18.6754 | 0.00567 | 0.0002852 | 0.0003644 | 1.1778 | 19.8966 | 0.00558 | 0.0002751 | 0.0003462 | 1.1552 | 20.1412 | 0.00557 | 0.0002854 | 0.0003584 | 1.1621 | 22.4993 | 0.00574 | 0.0003129 | 0.0003983 | 1.1219 | 23.54 | 0.00624 | 0.0004128 | 0.0005325 | 1.095 | 23.482 | 0.0068 | 0.0004343 | 0.0005638 | 1.1123 | 25.0956 | 0.00596 | 0.0003348 | 0.000431 | 1.0781 | 24.9578 | 0.00604 | 0.0003393 | 0.0004376 | 1.095 | 24.9915 | 0.00569 | 0.0002985 | 0.000383 | 1.1441 | 25.1992 | 0.0064 | 0.0003199 | 0.0004063 | 1.1441 | 27.859 | 0.00616 | 0.000357 | 0.0004524 | 1.2514 | 28.2328 | 0.00668 | 0.0003684 | 0.0004643 | 1.2207 | 28.6652 | 0.00723 | 0.0003543 | 0.0004486 | 1.1404 | 29.1758 | 0.00676 | 0.0003553 | 0.0004569 | 1.2358 | 29.7592 | 0.00726 | 0.0003658 | 0.0004683 | 1.155 | 30.0601 | 0.00634 | 0.0003407 | 0.0004363 | 1.1917 | 30.1878 | 0.00696 | 0.0003578 | 0.0004573 | 1.164 | 30.1001 | 0.00703 | 0.0003612 | 0.0004623 | 1.1248 | 31.3012 | 0.00681 | 0.0003453 | 0.0004403 | 1.1123 | 30.3387 | 0.00714 | 0.0003708 | 0.0004757 | 1.1469 | 30.6658 | 0.00776 | 0.0003871 | 0.0004959 | 1.184 | 32.178 | 0.00743 | 0.0003834 | 0.0004941 | 1.1969 | 34.5928 | 0.0069 | 0.0003534 | 0.0004508 | 1.1225 | 38.646 | 0.00713 | 0.000388 | 0.0004992 | 1.1019 | 38.439 | 0.00719 | 0.000391 | 0.0005035 | 1.1032 | 41.8763 | 0.00803 | 0.0004223 | 0.0005505 | 1.1299 | 44.7993 | 0.0071 | 0.0003543 | 0.0004562 | 1.0861 | 44.2877 | 0.00723 | 0.0003601 | 0.0004641 | 1.1037 | 44.5052 | 0.00769 | 0.0003714 | 0.0004792 | 1.1355 | 39.7213 | 0.00896 | 0.0004466 | 0.0005806 | 1.1118 | 40.323 | 0.00876 | 0.0004426 | 0.0005753 | 1.0697 | 48.7231 | 0.00828 | 0.0004039 | 0.0005273 | 1.0914 | 51.5374 | 0.008 | 0.000379 | 0.0004913 | 1.0655 | 51.0151 | 0.00836 | 0.000404 | 0.0005269 | 1.2435 | 56.1669 | 0.00934 | 0.0004356 | 0.0005604 | 1.1365 | 57.8099 | 0.00899 | 0.0004033 | 0.0005155 | 1.1423 | 59.2386 | 0.00936 | 0.0004535 | 0.0005892 | 1.2021 | 62.272 | 0.00931 | 0.0004131 | 0.0005262 | 1.1963 | 61.6348 | 0.00926 | 0.0004052 | 0.0005133 | 1.1852 | 65.9196 | 0.00977 | 0.0004338 | 0.0005517 | 1.17 | 68.5197 | 0.00966 | 0.0004324 | 0.0005512 | 1.1552 | 68.2163 | 0.00972 | 0.0004347 | 0.0005541
1.2897 | 0.11368 | 0.00942 | 0.0005197 | 0.0007912 | 1.3654 | 0.10999 | 0.02073 | 0.0009769 | 0.0013 | 1.2434 | 0.1161 | 0.02708 | 0.00115 | 0.00147 | 1.2434 | 0.47686 | 0.00713 | 0.0003142 | 0.0004048 | 1.2491 | 0.47558 | 0.00956 | 0.0004153 | 0.0004847 | 1.4253 | 0.97426 | 0.01027 | 0.0004385 | 0.0004661 | 1.2983 | 2.4922 | 0.00623 | 0.0002601 | 0.0003052 | 1.2717 | 2.5103 | 0.00671 | 0.0002738 | 0.0003211 | 1.1667 | 3.3655 | 0.00535 | 0.000235 | 0.0002867 | 1.1426 | 4.3048 | 0.00506 | 0.0002238 | 0.0002788 | 1.1333 | 4.3128 | 0.00538 | 0.0002331 | 0.0002908 | 1.1254 | 5.0733 | 0.00494 | 0.0002282 | 0.0002878 | 1.1765 | 5.0251 | 0.00547 | 0.0002453 | 0.0003031 | 1.2501 | 4.9548 | 0.00614 | 0.0002673 | 0.00032 | 1.3159 | 5.7009 | 0.00588 | 0.0002584 | 0.0003032 | 1.2505 | 6.9118 | 0.00541 | 0.000257 | 0.0003166 | 1.3099 | 6.8565 | 0.00592 | 0.000271 | 0.0003302 | 1.2505 | 6.9119 | 0.00596 | 0.0002749 | 0.0003367 | 1.2508 | 8.8696 | 0.00528 | 0.0002762 | 0.0003385 | 1.2045 | 9.8052 | 0.00537 | 0.0002727 | 0.0003409 | 1.251 | 10.9869 | 0.00506 | 0.0002393 | 0.0002977 | 1.2079 | 11.0375 | 0.0051 | 0.0002423 | 0.0003023 | 1.1729 | 13.2131 | 0.00485 | 0.0002403 | 0.0003051 | 1.1439 | 13.8666 | 0.00497 | 0.0002416 | 0.0003085 | 1.2173 | 13.8154 | 0.00551 | 0.000257 | 0.0003228 | 1.2511 | 14.8275 | 0.00525 | 0.0002525 | 0.0003219 | 1.2512 | 14.8277 | 0.00584 | 0.0002713 | 0.0003434 | 1.2512 | 16.9936 | 0.00518 | 0.0002518 | 0.0003149 | 1.2513 | 16.9939 | 0.00571 | 0.0002678 | 0.0003337 | 1.2512 | 16.9942 | 0.00623 | 0.0002829 | 0.0003518 | 1.2514 | 18.8506 | 0.00592 | 0.0002858 | 0.0003622 | 1.2013 | 18.8122 | 0.006 | 0.0002904 | 0.000369 | 1.2759 | 19.9636 | 0.0059 | 0.0002799 | 0.0003503 | 1.2514 | 20.2779 | 0.00588 | 0.0002899 | 0.0003626 | 1.2515 | 22.6257 | 0.00602 | 0.0003164 | 0.0004019 | 1.2083 | 23.7258 | 0.0065 | 0.0004155 | 0.000536 | 1.2514 | 23.7944 | 0.00733 | 0.0004426 | 0.0005704 | 1.2713 | 25.5677 | 0.00646 | 0.0003439 | 0.0004376 | 1.2321 | 25.4696 | 0.00654 | 0.0003484 | 0.0004442 | 1.2514 | 25.573 | 0.00619 | 0.0003086 | 0.0003902 | 1.2871 | 25.6718 | 0.0069 | 0.0003293 | 0.0004129 | 1.2871 | 28.3407 | 0.0066 | 0.0003641 | 0.000458 | 1.3904 | 28.5859 | 0.00712 | 0.0003751 | 0.0004695 | 1.3428 | 29.198 | 0.00766 | 0.0003612 | 0.0004542 | 1.2671 | 29.927 | 0.00718 | 0.000362 | 0.0004629 | 1.3594 | 30.3617 | 0.00768 | 0.000372 | 0.0004737 | 1.2834 | 30.4609 | 0.00675 | 0.0003473 | 0.000442 | 1.3109 | 30.5297 | 0.00737 | 0.0003641 | 0.0004627 | 1.2804 | 30.4518 | 0.00744 | 0.0003675 | 0.0004677 | 1.2373 | 32.1613 | 0.00721 | 0.0003514 | 0.0004462 | 1.2235 | 31.3482 | 0.00755 | 0.0003771 | 0.0004821 | 1.2512 | 31.5764 | 0.00817 | 0.000393 | 0.0005019 | 1.2916 | 32.8285 | 0.00781 | 0.0003888 | 0.0004997 | 1.3057 | 35.4329 | 0.00726 | 0.0003585 | 0.0004559 | 1.216 | 39.5142 | 0.00745 | 0.000392 | 0.0005038 | 1.1937 | 39.3171 | 0.00752 | 0.000395 | 0.0005081 | 1.182 | 42.8834 | 0.00832 | 0.0004257 | 0.000555 | 1.2106 | 45.6563 | 0.00738 | 0.0003576 | 0.0004602 | 1.1636 | 45.1742 | 0.00751 | 0.0003634 | 0.0004683 | 1.1773 | 45.3127 | 0.00797 | 0.0003747 | 0.0004832 | 1.2065 | 40.6378 | 0.00927 | 0.0004503 | 0.0005857 | 1.1813 | 41.228 | 0.00907 | 0.0004463 | 0.0005807 | 1.1326 | 49.6772 | 0.00854 | 0.0004068 | 0.0005315 | 1.2126 | 53.1174 | 0.00848 | 0.0003872 | 0.0004986 | 1.1839 | 52.903 | 0.00884 | 0.0004121 | 0.0005347 | 1.3816 | 57.9753 | 0.00989 | 0.0004447 | 0.000568 | 1.2628 | 59.8617 | 0.00952 | 0.0004127 | 0.0005239 | 1.2692 | 61.1597 | 0.00988 | 0.0004617 | 0.0005971 | 1.3223 | 64.0757 | 0.00981 | 0.0004211 | 0.0005335 | 1.3159 | 63.5976 | 0.00976 | 0.0004136 | 0.000521 | 1.2929 | 67.7499 | 0.01024 | 0.0004409 | 0.0005588 | 1.2764 | 70.588 | 0.01011 | 0.0004391 | 0.0005582 | 1.2602 | 70.2942 | 0.01017 | 0.0004414 | 0.0005611
1.3889 | 0.10888 | 0.01054 | 0.0005676 | 0.0008712 | 1.4896 | 0.10438 | 0.02365 | 0.0011 | 0.00145 | 1.3263 | 0.1119 | 0.02983 | 0.00124 | 0.00159 | 1.3263 | 0.45854 | 0.0078 | 0.000335 | 0.0004314 | 1.374 | 0.44865 | 0.01092 | 0.0004679 | 0.000532 | 1.5678 | 0.9231 | 0.0116 | 0.0004835 | 0.0004979 | 1.3982 | 2.4221 | 0.00674 | 0.0002726 | 0.0003158 | 1.3625 | 2.4471 | 0.00722 | 0.0002856 | 0.0003313 | 1.25 | 3.2973 | 0.00573 | 0.000243 | 0.0002941 | 1.214 | 4.2435 | 0.00535 | 0.0002292 | 0.0002843 | 1.2 | 4.2556 | 0.00567 | 0.0002382 | 0.0002961 | 1.2504 | 4.9547 | 0.00544 | 0.0002415 | 0.0002965 | 1.3236 | 4.8845 | 0.00611 | 0.0002641 | 0.0003137 | 1.389 | 4.8223 | 0.00678 | 0.0002851 | 0.0003303 | 1.4475 | 5.5774 | 0.00644 | 0.0002725 | 0.000312 | 1.3756 | 6.7911 | 0.00587 | 0.0002671 | 0.0003237 | 1.429 | 6.7379 | 0.00638 | 0.0002807 | 0.0003372 | 1.3642 | 6.8033 | 0.00642 | 0.0002843 | 0.0003435 | 1.355 | 8.7447 | 0.00564 | 0.0002822 | 0.0003434 | 1.2972 | 9.7003 | 0.00569 | 0.0002778 | 0.0003454 | 1.3404 | 10.876 | 0.00535 | 0.0002439 | 0.0003017 | 1.2942 | 10.9365 | 0.00539 | 0.0002468 | 0.0003063 | 1.2511 | 13.1419 | 0.00508 | 0.0002437 | 0.0003084 | 1.2869 | 13.7641 | 0.00543 | 0.000252 | 0.000315 | 1.3526 | 13.7032 | 0.00597 | 0.0002668 | 0.0003289 | 1.3901 | 14.6851 | 0.00568 | 0.0002613 | 0.0003277 | 1.3763 | 14.6956 | 0.00627 | 0.0002794 | 0.0003489 | 1.3763 | 16.971 | 0.00555 | 0.0002586 | 0.0003199 | 1.365 | 16.9815 | 0.00608 | 0.0002742 | 0.0003385 | 1.3555 | 16.9819 | 0.0066 | 0.000289 | 0.0003564 | 1.3556 | 18.908 | 0.00625 | 0.0002909 | 0.0003665 | 1.3014 | 18.8895 | 0.00634 | 0.0002955 | 0.0003734 | 1.3741 | 20.0009 | 0.00621 | 0.0002845 | 0.0003542 | 1.3477 | 20.365 | 0.00619 | 0.0002943 | 0.0003666 | 1.4302 | 22.7299 | 0.00657 | 0.0003278 | 0.0004086 | 1.3809 | 23.9489 | 0.00703 | 0.0004239 | 0.0005423 | 1.4078 | 23.9784 | 0.00786 | 0.0004504 | 0.0005763 | 1.4302 | 25.8514 | 0.00695 | 0.0003524 | 0.0004435 | 1.3862 | 25.7931 | 0.00703 | 0.0003569 | 0.0004502 | 1.4078 | 25.9562 | 0.00668 | 0.000318 | 0.0003966 | 1.4301 | 26.0058 | 0.00738 | 0.000338 | 0.0004189 | 1.4301 | 28.664 | 0.00705 | 0.0003708 | 0.0004631 | 1.5294 | 28.8101 | 0.00756 | 0.0003815 | 0.0004742 | 1.4649 | 29.6118 | 0.00809 | 0.0003676 | 0.0004593 | 1.3939 | 30.5097 | 0.0076 | 0.0003682 | 0.0004683 | 1.483 | 30.8353 | 0.00809 | 0.0003779 | 0.0004788 | 1.4117 | 30.7333 | 0.00717 | 0.0003536 | 0.0004472 | 1.4301 | 30.7627 | 0.00778 | 0.00037 | 0.0004676 | 1.3968 | 30.7047 | 0.00785 | 0.0003734 | 0.0004727 | 1.3497 | 32.8829 | 0.0076 | 0.0003571 | 0.0004515 | 1.3347 | 32.2193 | 0.00795 | 0.0003828 | 0.0004879 | 1.3555 | 32.3683 | 0.00856 | 0.0003984 | 0.0005074 | 1.3993 | 33.3703 | 0.00819 | 0.0003939 | 0.0005048 | 1.4145 | 36.1544 | 0.00761 | 0.0003632 | 0.0004606 | 1.3096 | 40.2639 | 0.00777 | 0.0003957 | 0.0005079 | 1.2855 | 40.0766 | 0.00783 | 0.0003987 | 0.0005123 | 1.2608 | 43.792 | 0.00861 | 0.0004288 | 0.000559 | 1.2913 | 46.4047 | 0.00765 | 0.0003608 | 0.000464 | 1.2412 | 45.9522 | 0.00779 | 0.0003666 | 0.0004721 | 1.2509 | 46.0414 | 0.00825 | 0.0003777 | 0.0004869 | 1.2774 | 41.4856 | 0.00958 | 0.0004538 | 0.0005906 | 1.2508 | 42.0645 | 0.00937 | 0.0004498 | 0.0005857 | 1.2585 | 51.3096 | 0.00904 | 0.000415 | 0.0005391 | 1.3642 | 54.7066 | 0.00906 | 0.0003982 | 0.0005067 | 1.3319 | 54.8299 | 0.00942 | 0.0004227 | 0.0005433 | 1.5198 | 59.4688 | 0.01042 | 0.000453 | 0.0005749 | 1.3891 | 61.5697 | 0.01004 | 0.0004212 | 0.0005313 | 1.3962 | 62.7472 | 0.01039 | 0.0004693 | 0.0006042 | 1.4425 | 65.5848 | 0.01029 | 0.0004285 | 0.0005401 | 1.4355 | 65.2658 | 0.01025 | 0.0004212 | 0.0005279 | 1.4006 | 69.3357 | 0.0107 | 0.0004475 | 0.0005653 | 1.3827 | 72.4021 | 0.01055 | 0.0004453 | 0.0005645 | 1.3653 | 72.1179 | 0.01061 | 0.0004477 | 0.0005674
1.4881 | 0.10447 | 0.01171 | 0.0006163 | 0.000954 | 1.6137 | 0.099456 | 0.02672 | 0.00122 | 0.00161 | 1.492 | 0.10429 | 0.03565 | 0.00154 | 0.00185 | 1.492 | 0.42621 | 0.00922 | 0.0004033 | 0.0004876 | 1.4989 | 0.42502 | 0.01236 | 0.0005209 | 0.0005818 | 1.7104 | 0.87735 | 0.013 | 0.0005292 | 0.0005314 | 1.4981 | 2.355 | 0.00727 | 0.0002853 | 0.0003267 | 1.4534 | 2.385 | 0.00774 | 0.0002975 | 0.0003415 | 1.3333 | 3.2291 | 0.00611 | 0.000251 | 0.0003016 | 1.2854 | 4.1803 | 0.00565 | 0.0002346 | 0.0002898 | 1.3333 | 4.1382 | 0.00627 | 0.0002557 | 0.0003066 | 1.4067 | 4.8062 | 0.00609 | 0.000261 | 0.0003075 | 1.4707 | 4.745 | 0.00676 | 0.0002826 | 0.0003243 | 1.5279 | 4.6919 | 0.00744 | 0.0003027 | 0.0003406 | 1.5791 | 5.4559 | 0.00701 | 0.0002865 | 0.0003208 | 1.5006 | 6.6636 | 0.00634 | 0.000277 | 0.0003308 | 1.5481 | 6.6144 | 0.00685 | 0.0002903 | 0.000344 | 1.4779 | 6.6877 | 0.00689 | 0.0002937 | 0.0003502 | 1.4592 | 8.612 | 0.006 | 0.0002881 | 0.0003482 | 1.3898 | 9.5865 | 0.00602 | 0.0002829 | 0.0003498 | 1.4297 | 10.7551 | 0.00564 | 0.0002484 | 0.0003057 | 1.3805 | 10.8256 | 0.00568 | 0.0002513 | 0.0003103 | 1.4075 | 12.9598 | 0.00557 | 0.0002549 | 0.0003149 | 1.4298 | 13.6221 | 0.00589 | 0.0002619 | 0.0003212 | 1.4879 | 13.5515 | 0.00643 | 0.0002763 | 0.0003349 | 1.5291 | 14.5032 | 0.00611 | 0.0002699 | 0.0003333 | 1.5014 | 14.5338 | 0.0067 | 0.0002875 | 0.0003543 | 1.5014 | 16.8988 | 0.00593 | 0.0002652 | 0.0003247 | 1.4788 | 16.9195 | 0.00645 | 0.0002804 | 0.0003431 | 1.4598 | 16.93 | 0.00697 | 0.0002949 | 0.0003608 | 1.4599 | 18.9157 | 0.00659 | 0.0002958 | 0.0003707 | 1.4015 | 18.9171 | 0.00667 | 0.0003004 | 0.0003775 | 1.5704 | 19.9566 | 0.00684 | 0.0003001 | 0.0003615 | 1.5402 | 20.4203 | 0.00681 | 0.000309 | 0.000374 | 1.609 | 22.7152 | 0.00712 | 0.0003387 | 0.0004147 | 1.5535 | 24.0534 | 0.00756 | 0.0004319 | 0.000548 | 1.5643 | 24.0535 | 0.00838 | 0.0004579 | 0.0005817 | 1.5891 | 25.9962 | 0.00744 | 0.0003605 | 0.0004489 | 1.5402 | 25.9578 | 0.00752 | 0.0003649 | 0.0004557 | 1.5642 | 26.2006 | 0.00716 | 0.0003269 | 0.0004025 | 1.5731 | 26.2108 | 0.00787 | 0.0003463 | 0.0004245 | 1.5731 | 28.8583 | 0.00748 | 0.0003772 | 0.0004679 | 1.6685 | 28.9352 | 0.008 | 0.0003876 | 0.0004787 | 1.587 | 29.9265 | 0.00851 | 0.0003737 | 0.0004641 | 1.5206 | 30.9634 | 0.00801 | 0.0003741 | 0.0004733 | 1.6066 | 31.1998 | 0.0085 | 0.0003834 | 0.0004834 | 1.54 | 30.9168 | 0.00757 | 0.0003596 | 0.0004521 | 1.5493 | 30.9268 | 0.00819 | 0.0003758 | 0.0004723 | 1.5132 | 30.8786 | 0.00826 | 0.0003791 | 0.0004773 | 1.4622 | 33.4956 | 0.00798 | 0.0003624 | 0.0004564 | 1.446 | 32.9717 | 0.00833 | 0.0003881 | 0.0004932 | 1.4597 | 33.0513 | 0.00895 | 0.0004035 | 0.0005125 | 1.5069 | 33.8231 | 0.00857 | 0.0003988 | 0.0005095 | 1.5233 | 36.757 | 0.00796 | 0.0003676 | 0.0004649 | 1.4031 | 40.9149 | 0.00808 | 0.0003992 | 0.0005118 | 1.3773 | 40.7474 | 0.00814 | 0.0004022 | 0.0005162 | 1.3396 | 44.6117 | 0.0089 | 0.0004317 | 0.0005629 | 1.372 | 47.0743 | 0.00792 | 0.0003637 | 0.0004675 | 1.3188 | 46.6415 | 0.00806 | 0.0003697 | 0.0004758 | 1.3244 | 46.6913 | 0.00852 | 0.0003806 | 0.0004904 | 1.4194 | 43.0045 | 0.01017 | 0.000464 | 0.0005994 | 1.3897 | 43.5711 | 0.00995 | 0.0004601 | 0.0005948 | 1.4158 | 52.9413 | 0.00964 | 0.000426 | 0.0005475 | 1.5158 | 55.9814 | 0.00963 | 0.0004082 | 0.0005138 | 1.4799 | 56.3728 | 0.00999 | 0.0004323 | 0.0005509 | 1.6579 | 60.6963 | 0.01095 | 0.0004607 | 0.0005811 | 1.5154 | 62.9925 | 0.01055 | 0.0004291 | 0.000538 | 1.5231 | 64.0594 | 0.01089 | 0.0004762 | 0.0006105 | 1.5627 | 66.8581 | 0.01077 | 0.0004354 | 0.0005462 | 1.5552 | 66.6885 | 0.01073 | 0.0004283 | 0.0005342 | 1.5084 | 70.6957 | 0.01115 | 0.0004537 | 0.0005712 | 1.4891 | 73.9907 | 0.01098 | 0.000451 | 0.0005702 | 1.4703 | 73.7262 | 0.01104 | 0.0004534 | 0.0005732
1.5873 | 0.10047 | 0.01292 | 0.0006659 | 0.00104 | 1.7378 | 0.095042 | 0.02995 | 0.00134 | 0.00178 | 1.6578 | 0.097839 | 0.04186 | 0.00183 | 0.00212 | 1.6578 | 0.39858 | 0.01075 | 0.0004702 | 0.0005476 | 1.6238 | 0.404 | 0.01387 | 0.0005742 | 0.0006342 | 1.8529 | 0.83621 | 0.01447 | 0.0005754 | 0.0005667 | 1.5979 | 2.2899 | 0.00781 | 0.0002981 | 0.0003377 | 1.5442 | 2.3249 | 0.00828 | 0.0003095 | 0.0003519 | 1.4167 | 3.1619 | 0.00651 | 0.0002591 | 0.0003091 | 1.4283 | 4.0529 | 0.00626 | 0.0002529 | 0.0003008 | 1.5 | 3.9898 | 0.00705 | 0.0002815 | 0.0003199 | 1.563 | 4.6587 | 0.00675 | 0.0002803 | 0.0003184 | 1.6177 | 4.6086 | 0.00744 | 0.0003009 | 0.000335 | 1.6668 | 4.5635 | 0.00812 | 0.0003202 | 0.000351 | 1.7107 | 5.3386 | 0.00759 | 0.0003004 | 0.0003296 | 1.6257 | 6.5331 | 0.00682 | 0.000287 | 0.0003377 | 1.6671 | 6.489 | 0.00733 | 0.0002999 | 0.0003508 | 1.5916 | 6.5693 | 0.00737 | 0.000303 | 0.0003568 | 1.5635 | 8.4764 | 0.00637 | 0.0002941 | 0.000353 | 1.4825 | 9.4658 | 0.00635 | 0.0002879 | 0.0003541 | 1.6085 | 10.4937 | 0.00623 | 0.0002643 | 0.0003136 | 1.553 | 10.5842 | 0.00626 | 0.0002668 | 0.000318 | 1.5639 | 12.7482 | 0.00606 | 0.0002659 | 0.0003212 | 1.5728 | 13.4404 | 0.00635 | 0.0002717 | 0.0003272 | 1.6231 | 13.3699 | 0.0069 | 0.0002857 | 0.0003406 | 1.6681 | 14.3016 | 0.00655 | 0.0002784 | 0.0003387 | 1.6265 | 14.3622 | 0.00714 | 0.0002955 | 0.0003595 | 1.6265 | 16.797 | 0.0063 | 0.0002717 | 0.0003293 | 1.5925 | 16.8277 | 0.00682 | 0.0002866 | 0.0003476 | 1.6683 | 16.7568 | 0.00772 | 0.0003155 | 0.0003692 | 1.6685 | 18.8319 | 0.00726 | 0.0003126 | 0.0003784 | 1.6018 | 18.8731 | 0.00734 | 0.0003169 | 0.0003853 | 1.7666 | 19.8031 | 0.00748 | 0.000315 | 0.0003685 | 1.7327 | 20.3665 | 0.00742 | 0.000323 | 0.000381 | 1.7878 | 22.6114 | 0.00768 | 0.0003492 | 0.0004205 | 1.7261 | 24.0589 | 0.00808 | 0.0004396 | 0.0005533 | 1.7207 | 24.0594 | 0.00891 | 0.0004652 | 0.0005868 | 1.748 | 26.0219 | 0.00792 | 0.0003683 | 0.000454 | 1.6942 | 26.0234 | 0.008 | 0.0003726 | 0.0004608 | 1.7207 | 26.336 | 0.00764 | 0.0003353 | 0.000408 | 1.7161 | 26.3365 | 0.00834 | 0.0003543 | 0.0004298 | 1.7161 | 28.9535 | 0.00792 | 0.0003834 | 0.0004723 | 1.8075 | 28.9809 | 0.00843 | 0.0003935 | 0.0004829 | 1.709 | 30.1519 | 0.00893 | 0.0003795 | 0.0004686 | 1.6473 | 31.298 | 0.00841 | 0.0003797 | 0.0004779 | 1.7302 | 31.475 | 0.0089 | 0.0003888 | 0.0004878 | 1.6684 | 31.0212 | 0.00798 | 0.0003655 | 0.0004566 | 1.6684 | 31.0216 | 0.0086 | 0.0003813 | 0.0004767 | 1.6296 | 30.9933 | 0.00867 | 0.0003847 | 0.0004818 | 1.5747 | 33.9993 | 0.00835 | 0.0003675 | 0.0004609 | 1.5572 | 33.615 | 0.00871 | 0.0003931 | 0.000498 | 1.564 | 33.6451 | 0.00932 | 0.0004082 | 0.0005171 | 1.6145 | 34.1968 | 0.00894 | 0.0004034 | 0.000514 | 1.6321 | 37.2705 | 0.0083 | 0.0003718 | 0.000469 | 1.4967 | 41.4768 | 0.00838 | 0.0004025 | 0.0005154 | 1.4692 | 41.3193 | 0.00845 | 0.0004056 | 0.0005199 | 1.4184 | 45.3525 | 0.00918 | 0.0004345 | 0.0005664 | 1.4527 | 47.6649 | 0.00819 | 0.0003666 | 0.0004709 | 1.3964 | 47.2618 | 0.00833 | 0.0003725 | 0.0004792 | 1.4716 | 47.7938 | 0.00905 | 0.0003898 | 0.0004969 | 1.5968 | 44.6329 | 0.01089 | 0.0004777 | 0.0006091 | 1.5635 | 45.1871 | 0.01066 | 0.0004737 | 0.0006048 | 1.5731 | 54.2281 | 0.01023 | 0.000436 | 0.0005549 | 1.6674 | 57.0102 | 0.01019 | 0.0004175 | 0.0005204 | 1.6279 | 57.6001 | 0.01054 | 0.0004411 | 0.0005577 | 1.7961 | 61.6968 | 0.01146 | 0.0004679 | 0.0005869 | 1.6417 | 64.179 | 0.01104 | 0.0004364 | 0.0005441 | 1.65 | 65.1555 | 0.01138 | 0.0004828 | 0.0006163 | 1.6829 | 67.9348 | 0.01123 | 0.0004419 | 0.0005518 | 1.6748 | 67.9046 | 0.01119 | 0.0004349 | 0.00054 | 1.6161 | 71.8794 | 0.01159 | 0.0004595 | 0.0005767 | 1.5954 | 75.403 | 0.0114 | 0.0004564 | 0.0005755 | 1.5753 | 75.1482 | 0.01147 | 0.0004588 | 0.0005786
1.6865 | 0.096797 | 0.01419 | 0.0007163 | 0.00113 | 1.862 | 0.091057 | 0.03331 | 0.00146 | 0.00195 | 1.8236 | 0.092252 | 0.04847 | 0.00211 | 0.0024 | 1.8236 | 0.37476 | 0.01237 | 0.0005366 | 0.0006113 | 1.7487 | 0.38518 | 0.01547 | 0.0006281 | 0.0006891 | 1.9954 | 0.79897 | 0.01601 | 0.0006224 | 0.0006037 | 1.6978 | 2.2278 | 0.00837 | 0.0003111 | 0.0003489 | 1.635 | 2.2668 | 0.00882 | 0.0003217 | 0.0003625 | 1.5 | 3.0968 | 0.00691 | 0.0002673 | 0.0003168 | 1.6068 | 3.8966 | 0.00705 | 0.00028 | 0.0003146 | 1.6667 | 3.8455 | 0.00785 | 0.0003068 | 0.0003333 | 1.7193 | 4.5164 | 0.00744 | 0.0002994 | 0.0003295 | 1.7648 | 4.4753 | 0.00813 | 0.0003191 | 0.0003458 | 1.8057 | 4.4392 | 0.00882 | 0.0003377 | 0.0003615 | 1.8423 | 5.2252 | 0.00819 | 0.0003142 | 0.0003385 | 1.7507 | 6.4006 | 0.00731 | 0.000297 | 0.0003447 | 1.7862 | 6.3636 | 0.00782 | 0.0003096 | 0.0003575 | 1.7052 | 6.4489 | 0.00785 | 0.0003124 | 0.0003634 | 1.6677 | 8.3389 | 0.00675 | 0.0003002 | 0.0003577 | 1.6678 | 9.2166 | 0.00702 | 0.0003056 | 0.0003627 | 1.7872 | 10.2225 | 0.00684 | 0.00028 | 0.0003213 | 1.7256 | 10.323 | 0.00687 | 0.0002821 | 0.0003257 | 1.7203 | 12.5068 | 0.00656 | 0.0002767 | 0.0003273 | 1.7158 | 13.2489 | 0.00683 | 0.0002814 | 0.000333 | 1.7584 | 13.1886 | 0.00737 | 0.0002949 | 0.0003462 | 1.8072 | 14.0901 | 0.00699 | 0.0002868 | 0.000344 | 1.7517 | 14.1709 | 0.00758 | 0.0003034 | 0.0003645 | 1.7516 | 16.6653 | 0.00668 | 0.0002781 | 0.0003338 | 1.82 | 16.5747 | 0.00758 | 0.000308 | 0.0003561 | 1.8768 | 16.5043 | 0.00848 | 0.0003352 | 0.0003773 | 1.877 | 18.6489 | 0.00793 | 0.0003286 | 0.0003858 | 1.802 | 18.72 | 0.00801 | 0.0003326 | 0.0003926 | 1.9629 | 19.6003 | 0.00812 | 0.0003294 | 0.0003751 | 1.9253 | 20.2334 | 0.00805 | 0.0003364 | 0.0003876 | 1.9666 | 22.4482 | 0.00824 | 0.0003595 | 0.000426 | 1.8987 | 24.0051 | 0.0086 | 0.0004472 | 0.0005583 | 1.8771 | 24.0159 | 0.00943 | 0.0004723 | 0.0005915 | 1.9069 | 25.9782 | 0.0084 | 0.0003758 | 0.0004588 | 1.8482 | 25.9996 | 0.00849 | 0.0003801 | 0.0004656 | 1.8771 | 26.382 | 0.00812 | 0.0003434 | 0.0004131 | 1.8591 | 26.3828 | 0.00882 | 0.0003619 | 0.0004347 | 1.8592 | 28.9794 | 0.00835 | 0.0003894 | 0.0004764 | 1.9466 | 28.9673 | 0.00887 | 0.0003993 | 0.0004869 | 1.8311 | 30.3179 | 0.00935 | 0.0003852 | 0.0004729 | 1.774 | 31.5533 | 0.00881 | 0.000385 | 0.0004823 | 1.8538 | 31.6708 | 0.0093 | 0.0003939 | 0.0004919 | 1.7967 | 31.0863 | 0.00839 | 0.0003711 | 0.000461 | 1.7876 | 31.087 | 0.00901 | 0.0003867 | 0.0004808 | 1.746 | 31.0687 | 0.00908 | 0.0003901 | 0.000486 | 1.6872 | 34.4138 | 0.00872 | 0.0003723 | 0.0004652 | 1.6684 | 34.1592 | 0.00908 | 0.0003978 | 0.0005026 | 1.6683 | 34.1596 | 0.00969 | 0.0004127 | 0.0005215 | 1.7222 | 34.5112 | 0.0093 | 0.0004079 | 0.0005182 | 1.7409 | 37.7047 | 0.00863 | 0.0003759 | 0.0004728 | 1.5902 | 41.9697 | 0.00869 | 0.0004057 | 0.0005188 | 1.561 | 41.822 | 0.00875 | 0.0004087 | 0.0005233 | 1.576 | 46.6165 | 0.00972 | 0.0004431 | 0.0005729 | 1.6141 | 48.6487 | 0.00871 | 0.0003757 | 0.000477 | 1.5515 | 48.295 | 0.00885 | 0.0003816 | 0.0004854 | 1.6555 | 48.8659 | 0.0097 | 0.0004024 | 0.0005041 | 1.7742 | 46.0052 | 0.01159 | 0.0004899 | 0.0006177 | 1.7372 | 46.5574 | 0.01135 | 0.0004859 | 0.0006138 | 1.7304 | 55.2386 | 0.0108 | 0.0004453 | 0.0005616 | 1.819 | 57.8423 | 0.01074 | 0.0004262 | 0.0005264 | 1.7758 | 58.5808 | 0.01108 | 0.0004494 | 0.0005639 | 1.9343 | 62.5199 | 0.01197 | 0.0004747 | 0.0005922 | 1.768 | 65.1785 | 0.01153 | 0.0004433 | 0.0005498 | 1.7769 | 66.0646 | 0.01185 | 0.000489 | 0.0006217 | 1.8031 | 68.8443 | 0.01169 | 0.0004481 | 0.000557 | 1.7944 | 68.9335 | 0.01165 | 0.0004412 | 0.0005454 | 1.7239 | 72.9059 | 0.01202 | 0.000465 | 0.0005819 | 1.7018 | 76.6684 | 0.01181 | 0.0004615 | 0.0005805 | 1.6803 | 76.4233 | 0.01188 | 0.0004639 | 0.0005835
1.7857 | 0.093443 | 0.0155 | 0.0007675 | 0.00122 | 1.9861 | 0.087444 | 0.03683 | 0.00158 | 0.00213 | 1.9894 | 0.087357 | 0.05547 | 0.00238 | 0.0027 | 1.9894 | 0.35394 | 0.01409 | 0.0006032 | 0.0006786 | 1.9985 | 0.35285 | 0.01888 | 0.0008124 | 0.0008063 | 2.138 | 0.76764 | 0.01762 | 0.00067 | 0.0006424 | 1.7977 | 2.1677 | 0.00894 | 0.0003242 | 0.0003604 | 1.8167 | 2.1567 | 0.00996 | 0.0003647 | 0.0003843 | 1.6667 | 2.9706 | 0.00774 | 0.0002958 | 0.0003322 | 1.7853 | 3.7453 | 0.00788 | 0.0003066 | 0.0003286 | 1.8333 | 3.7052 | 0.00869 | 0.0003319 | 0.000347 | 1.8756 | 4.3791 | 0.00815 | 0.0003184 | 0.0003408 | 1.9119 | 4.348 | 0.00884 | 0.0003373 | 0.0003567 | 1.9446 | 4.32 | 0.00954 | 0.0003552 | 0.0003722 | 1.9739 | 5.1159 | 0.0088 | 0.000328 | 0.0003475 | 1.8758 | 6.2703 | 0.0078 | 0.000307 | 0.0003516 | 1.9053 | 6.2392 | 0.00832 | 0.0003193 | 0.0003643 | 1.8189 | 6.3295 | 0.00834 | 0.0003218 | 0.0003701 | 1.8762 | 8.0659 | 0.00751 | 0.0003217 | 0.0003672 | 1.8531 | 8.9656 | 0.00771 | 0.0003232 | 0.0003712 | 1.9659 | 9.9556 | 0.00746 | 0.0002956 | 0.000329 | 1.8981 | 10.0619 | 0.00749 | 0.0002973 | 0.0003332 | 1.8766 | 12.2656 | 0.00706 | 0.0002875 | 0.0003333 | 1.8588 | 13.0377 | 0.0073 | 0.000291 | 0.0003387 | 1.8936 | 12.9875 | 0.00785 | 0.0003042 | 0.0003518 | 1.9462 | 13.8689 | 0.00744 | 0.0002953 | 0.0003493 | 2.0019 | 13.7887 | 0.00848 | 0.0003316 | 0.0003745 | 2.0019 | 16.3426 | 0.00744 | 0.0003005 | 0.0003424 | 2.0475 | 16.3124 | 0.00834 | 0.0003285 | 0.0003642 | 2.0854 | 16.2922 | 0.00925 | 0.0003543 | 0.0003851 | 2.0856 | 18.4864 | 0.00861 | 0.000344 | 0.0003927 | 2.0022 | 18.5174 | 0.00868 | 0.0003479 | 0.0003996 | 2.1592 | 19.468 | 0.00876 | 0.0003434 | 0.0003815 | 2.1178 | 20.1508 | 0.00867 | 0.0003493 | 0.0003939 | 2.1453 | 22.3755 | 0.0088 | 0.0003696 | 0.0004312 | 2.0713 | 23.9819 | 0.00913 | 0.0004545 | 0.000563 | 2.0335 | 23.9729 | 0.00996 | 0.0004793 | 0.000596 | 2.0658 | 25.9551 | 0.00889 | 0.0003832 | 0.0004633 | 2.0022 | 25.9264 | 0.00897 | 0.0003875 | 0.0004701 | 2.0335 | 26.4087 | 0.00859 | 0.0003512 | 0.000418 | 2.0021 | 26.3796 | 0.0093 | 0.0003694 | 0.0004395 | 2.0022 | 28.9458 | 0.00879 | 0.0003952 | 0.0004804 | 2.0856 | 29.014 | 0.0093 | 0.000405 | 0.0004907 | 1.9532 | 30.4243 | 0.00976 | 0.0003906 | 0.000477 | 1.9007 | 31.7292 | 0.00921 | 0.0003901 | 0.0004864 | 1.9774 | 31.7971 | 0.00969 | 0.0003989 | 0.0004959 | 1.9251 | 31.112 | 0.00879 | 0.0003766 | 0.0004651 | 1.9068 | 31.1129 | 0.00941 | 0.000392 | 0.0004848 | 1.8624 | 31.1045 | 0.00948 | 0.0003953 | 0.00049 | 1.7997 | 34.7489 | 0.00908 | 0.0003769 | 0.0004692 | 1.7797 | 34.624 | 0.00945 | 0.0004022 | 0.0005068 | 1.7725 | 34.5947 | 0.01006 | 0.000417 | 0.0005257 | 1.8298 | 34.7762 | 0.00967 | 0.0004122 | 0.0005222 | 1.8497 | 38.0596 | 0.00897 | 0.0003797 | 0.0004764 | 1.6837 | 42.3932 | 0.00898 | 0.0004087 | 0.0005221 | 1.6528 | 42.2654 | 0.00905 | 0.0004118 | 0.0005266 | 1.773 | 47.8901 | 0.01039 | 0.0004549 | 0.0005801 | 1.8159 | 49.5921 | 0.00935 | 0.0003883 | 0.000484 | 1.7455 | 49.2979 | 0.0095 | 0.0003942 | 0.0004925 | 1.8395 | 49.6912 | 0.01034 | 0.0004141 | 0.0005106 | 1.9516 | 47.1604 | 0.01226 | 0.0005012 | 0.0006254 | 1.9109 | 47.721 | 0.01202 | 0.0004971 | 0.0006218 | 1.8877 | 56.0321 | 0.01137 | 0.0004541 | 0.0005677 | 1.9705 | 58.5168 | 0.01128 | 0.0004344 | 0.0005319 | 1.9238 | 59.3642 | 0.01162 | 0.0004572 | 0.0005697 | 2.0724 | 63.415 | 0.01247 | 0.0004813 | 0.0005972 | 1.8942 | 66.0104 | 0.01201 | 0.0004499 | 0.000555 | 1.9039 | 66.8162 | 0.01233 | 0.0004949 | 0.0006267 | 1.9233 | 69.626 | 0.01215 | 0.000454 | 0.0005619 | 1.9141 | 69.8248 | 0.01211 | 0.0004472 | 0.0005504 | 1.9393 | 74.576 | 0.01288 | 0.0004829 | 0.0005912 | 1.9145 | 78.8265 | 0.01262 | 0.0004778 | 0.0005894 | 1.8904 | 78.601 | 0.01269 | 0.0004803 | 0.0005925
1.9841 | 0.087498 | 0.01826 | 0.0009141 | 0.00141 | 2.2344 | 0.081148 | 0.04427 | 0.00198 | 0.00251 | 2.1552 | 0.083043 | 0.06284 | 0.00266 | 0.00301 | 2.1552 | 0.33763 | 0.01591 | 0.0006699 | 0.0007492 | 2.2483 | 0.32863 | 0.02257 | 0.0009865 | 0.0009323 | 2.2805 | 0.73641 | 0.01929 | 0.0007182 | 0.0006826 | 1.9974 | 2.0545 | 0.01014 | 0.0003706 | 0.0003841 | 2.0438 | 2.0345 | 0.01147 | 0.0004279 | 0.0004128 | 1.875 | 2.8233 | 0.00883 | 0.0003378 | 0.0003522 | 1.9639 | 3.601 | 0.00873 | 0.000333 | 0.000343 | 2 | 3.573 | 0.00955 | 0.0003568 | 0.000361 | 2.0319 | 4.2548 | 0.00888 | 0.0003374 | 0.0003522 | 2.0589 | 4.2378 | 0.00958 | 0.0003555 | 0.0003679 | 2.0834 | 4.2218 | 0.01028 | 0.0003728 | 0.000383 | 2.1055 | 5.0336 | 0.00942 | 0.0003417 | 0.0003566 | 2.0008 | 6.1419 | 0.00831 | 0.000317 | 0.0003586 | 2.1435 | 6.0336 | 0.00935 | 0.000354 | 0.000378 | 2.0463 | 6.1099 | 0.00935 | 0.0003554 | 0.0003834 | 2.0846 | 7.8312 | 0.00831 | 0.0003431 | 0.0003767 | 2.0384 | 8.7357 | 0.00843 | 0.0003407 | 0.0003796 | 2.1446 | 9.7477 | 0.0081 | 0.000311 | 0.0003366 | 2.0707 | 9.8331 | 0.00812 | 0.0003124 | 0.0003408 | 2.033 | 12.0445 | 0.00758 | 0.0002983 | 0.0003393 | 2.0018 | 12.8266 | 0.00779 | 0.0003005 | 0.0003444 | 2.1642 | 12.6656 | 0.00883 | 0.0003371 | 0.0003627 | 2.2242 | 13.5369 | 0.00836 | 0.0003252 | 0.0003595 | 2.2521 | 13.4969 | 0.0094 | 0.0003588 | 0.0003842 | 2.2521 | 16.1005 | 0.00822 | 0.000322 | 0.0003508 | 2.2751 | 16.0705 | 0.00912 | 0.0003483 | 0.0003722 | 2.2939 | 16.0405 | 0.01003 | 0.0003728 | 0.0003926 | 2.2942 | 18.2644 | 0.00929 | 0.0003591 | 0.0003995 | 2.2024 | 18.3853 | 0.00937 | 0.0003627 | 0.0004063 | 2.3555 | 19.196 | 0.00941 | 0.000357 | 0.0003877 | 2.3103 | 19.9686 | 0.0093 | 0.0003619 | 0.0004001 | 2.3241 | 22.1731 | 0.00937 | 0.0003794 | 0.0004363 | 2.2439 | 23.9392 | 0.00965 | 0.0004617 | 0.0005674 | 2.19 | 23.9703 | 0.01048 | 0.0004861 | 0.0006004 | 2.2247 | 25.9023 | 0.00937 | 0.0003905 | 0.0004677 | 2.1562 | 25.9436 | 0.00946 | 0.0003946 | 0.0004745 | 2.1899 | 26.4757 | 0.00907 | 0.0003588 | 0.0004227 | 2.1452 | 26.4768 | 0.00978 | 0.0003766 | 0.000444 | 2.1452 | 29.0327 | 0.00922 | 0.000401 | 0.0004842 | 2.2246 | 29.0112 | 0.00974 | 0.0004106 | 0.0004944 | 2.0753 | 30.5911 | 0.01018 | 0.000396 | 0.0004809 | 2.0274 | 31.8855 | 0.00961 | 0.0003951 | 0.0004902 | 2.1009 | 32.0237 | 0.01009 | 0.0004037 | 0.0004996 | 2.0534 | 31.1882 | 0.0092 | 0.000382 | 0.0004691 | 2.026 | 31.1493 | 0.00981 | 0.0003972 | 0.0004887 | 1.9788 | 31.1108 | 0.00989 | 0.0004005 | 0.0004938 | 1.9121 | 35.0245 | 0.00944 | 0.0003813 | 0.000473 | 1.8909 | 35.0194 | 0.00981 | 0.0004065 | 0.0005109 | 1.8768 | 34.9703 | 0.01042 | 0.0004212 | 0.0005296 | 1.9374 | 34.9918 | 0.01003 | 0.0004163 | 0.000526 | 1.9585 | 38.3649 | 0.00929 | 0.0003835 | 0.0004798 | 1.8708 | 43.082 | 0.00957 | 0.0004187 | 0.0005281 | 1.8365 | 42.9741 | 0.00964 | 0.0004218 | 0.0005326 | 1.97 | 48.8667 | 0.01104 | 0.0004658 | 0.0005866 | 2.0177 | 50.3486 | 0.00998 | 0.0004 | 0.0004903 | 1.9394 | 50.0538 | 0.01013 | 0.0004059 | 0.0004989 | 2.0234 | 50.3789 | 0.01097 | 0.0004251 | 0.0005166 | 2.129 | 48.3978 | 0.01292 | 0.0005115 | 0.0006325 | 2.0846 | 48.917 | 0.01267 | 0.0005075 | 0.0006292 | 2.045 | 56.7879 | 0.01193 | 0.0004623 | 0.0005734 | 2.1221 | 59.3833 | 0.01181 | 0.0004423 | 0.0005371 | 2.0718 | 60.1897 | 0.01215 | 0.0004646 | 0.000575 | 2.2106 | 64.1917 | 0.01296 | 0.0004875 | 0.0006018 | 2.0205 | 66.7844 | 0.01248 | 0.0004561 | 0.00056 | 2.0308 | 67.5699 | 0.0128 | 0.0005006 | 0.0006314 | 2.1637 | 71.285 | 0.01304 | 0.0004735 | 0.0005708 | 2.1533 | 71.6731 | 0.013 | 0.0004669 | 0.0005596 | 2.1548 | 76.3333 | 0.01371 | 0.0004992 | 0.0005997 | 2.1273 | 81.0221 | 0.01341 | 0.0004927 | 0.0005974 | 2.1004 | 80.7463 | 0.01348 | 0.0004952 | 0.0006006
2.2321 | 0.081192 | 0.02196 | 0.00112 | 0.00166 | 2.4826 | 0.075813 | 0.05226 | 0.00235 | 0.00291 | 2.321 | 0.079189 | 0.07058 | 0.00293 | 0.00333 | 2.321 | 0.32161 | 0.01782 | 0.0007368 | 0.000823 | 2.4981 | 0.30581 | 0.02654 | 0.00116 | 0.00107 | 2.423 | 0.70588 | 0.02104 | 0.0007673 | 0.0007247 | 2.2471 | 1.9404 | 0.01171 | 0.0004386 | 0.0004151 | 2.2709 | 1.9294 | 0.01306 | 0.000489 | 0.0004426 | 2.0833 | 2.6981 | 0.00997 | 0.0003787 | 0.0003729 | 2.1424 | 3.4848 | 0.00962 | 0.0003591 | 0.0003578 | 2.1667 | 3.4688 | 0.01045 | 0.0003817 | 0.0003753 | 2.1882 | 4.1506 | 0.00963 | 0.0003563 | 0.0003639 | 2.206 | 4.1376 | 0.01033 | 0.0003737 | 0.0003792 | 2.2223 | 4.1255 | 0.01103 | 0.0003903 | 0.0003941 | 2.3687 | 4.8402 | 0.01069 | 0.0003904 | 0.000375 | 2.2509 | 5.9374 | 0.00935 | 0.000353 | 0.0003728 | 2.3816 | 5.8051 | 0.01041 | 0.0003879 | 0.0003919 | 2.2737 | 5.9154 | 0.0104 | 0.0003882 | 0.0003968 | 2.2931 | 7.6015 | 0.00912 | 0.0003643 | 0.0003864 | 2.2237 | 8.54 | 0.00915 | 0.000358 | 0.0003881 | 2.3233 | 9.502 | 0.00876 | 0.0003264 | 0.0003444 | 2.2432 | 9.6184 | 0.00877 | 0.0003275 | 0.0003483 | 2.1894 | 11.8636 | 0.00811 | 0.000309 | 0.0003452 | 2.2877 | 12.4948 | 0.00879 | 0.0003345 | 0.0003555 | 2.4347 | 12.2641 | 0.00984 | 0.0003686 | 0.0003735 | 2.5022 | 13.1053 | 0.00931 | 0.0003541 | 0.0003697 | 2.5024 | 13.1054 | 0.01035 | 0.0003852 | 0.0003938 | 2.5023 | 15.7087 | 0.00901 | 0.0003429 | 0.0003589 | 2.5026 | 15.7089 | 0.00991 | 0.0003678 | 0.00038 | 2.5025 | 15.709 | 0.01082 | 0.0003911 | 0.0004001 | 2.5027 | 17.9626 | 0.00999 | 0.0003739 | 0.0004061 | 2.4026 | 18.0835 | 0.01006 | 0.0003772 | 0.0004128 | 2.5518 | 18.9143 | 0.01007 | 0.0003705 | 0.0003937 | 2.5028 | 19.7167 | 0.00993 | 0.0003744 | 0.000406 | 2.5029 | 21.9211 | 0.00994 | 0.0003892 | 0.0004413 | 2.4165 | 23.7368 | 0.01018 | 0.0004689 | 0.0005718 | 2.3464 | 23.828 | 0.01101 | 0.0004929 | 0.0006045 | 2.3836 | 25.6899 | 0.00986 | 0.0003976 | 0.0004719 | 2.3103 | 25.8111 | 0.00995 | 0.0004016 | 0.0004787 | 2.3464 | 26.3631 | 0.00955 | 0.0003662 | 0.0004273 | 2.2882 | 26.4243 | 0.01025 | 0.0003837 | 0.0004484 | 2.2882 | 28.9599 | 0.00966 | 0.0004066 | 0.0004879 | 2.3637 | 28.8586 | 0.01017 | 0.0004161 | 0.0004979 | 2.1973 | 30.7182 | 0.01059 | 0.0004012 | 0.0004846 | 2.1541 | 32.0923 | 0.01 | 0.0004 | 0.000494 | 2.2245 | 32.1407 | 0.01048 | 0.0004084 | 0.0005032 | 2.1817 | 31.2748 | 0.0096 | 0.0003872 | 0.0004729 | 2.1451 | 31.2661 | 0.01022 | 0.0004023 | 0.0004924 | 2.0952 | 31.2275 | 0.01029 | 0.0004055 | 0.0004976 | 2.0246 | 35.2905 | 0.0098 | 0.0003856 | 0.0004767 | 2.0021 | 35.3452 | 0.01017 | 0.0004106 | 0.0005147 | 2.0853 | 35.6926 | 0.01114 | 0.0004349 | 0.0005369 | 2.1527 | 35.514 | 0.01074 | 0.0004302 | 0.0005331 | 2.1761 | 39.0569 | 0.00995 | 0.000396 | 0.0004862 | 2.1047 | 43.8906 | 0.0103 | 0.0004327 | 0.0005348 | 2.066 | 43.7425 | 0.01037 | 0.0004358 | 0.0005394 | 2.167 | 49.9455 | 0.01168 | 0.0004758 | 0.0005925 | 2.2194 | 51.1772 | 0.0106 | 0.0004109 | 0.000496 | 2.1334 | 50.8921 | 0.01076 | 0.0004169 | 0.0005047 | 2.2074 | 51.1485 | 0.01159 | 0.0004354 | 0.0005221 | 2.3065 | 49.317 | 0.01357 | 0.0005212 | 0.000639 | 2.2583 | 49.945 | 0.01331 | 0.0005171 | 0.0006359 | 2.2023 | 57.5355 | 0.01248 | 0.0004702 | 0.0005787 | 2.2737 | 59.9715 | 0.01234 | 0.0004498 | 0.000542 | 2.2198 | 60.907 | 0.01267 | 0.0004716 | 0.00058 | 2.4869 | 64.9692 | 0.01394 | 0.0005087 | 0.0006104 | 2.2731 | 68.2871 | 0.01341 | 0.0004771 | 0.0005691 | 2.2846 | 68.9522 | 0.01372 | 0.0005195 | 0.00064 | 2.4041 | 72.1296 | 0.01392 | 0.0004915 | 0.000579 | 2.3926 | 72.697 | 0.01387 | 0.0004849 | 0.000568 | 2.3703 | 77.3659 | 0.01453 | 0.0005144 | 0.0006073 | 2.34 | 82.6133 | 0.01418 | 0.0005063 | 0.0006045 | 2.3104 | 82.4472 | 0.01426 | 0.0005088 | 0.0006078
2.4802 | 0.075858 | 0.02593 | 0.00132 | 0.00193 | 2.7309 | 0.071238 | 0.0608 | 0.00273 | 0.00333 | 2.6525 | 0.072612 | 0.08715 | 0.00386 | 0.00402 | 2.6525 | 0.29399 | 0.02191 | 0.0009632 | 0.0009802 | 2.7479 | 0.28719 | 0.03078 | 0.00133 | 0.00121 | 2.5656 | 0.68016 | 0.02286 | 0.0008173 | 0.0007684 | 2.4968 | 1.8243 | 0.01339 | 0.0005044 | 0.0004478 | 2.498 | 1.8243 | 0.01474 | 0.0005492 | 0.0004739 | 2.2917 | 2.5819 | 0.01116 | 0.000419 | 0.0003943 | 2.3209 | 3.3606 | 0.01054 | 0.0003852 | 0.0003729 | 2.3333 | 3.3516 | 0.01137 | 0.0004065 | 0.0003899 | 2.3445 | 4.0313 | 0.0104 | 0.0003752 | 0.0003757 | 2.3531 | 4.0244 | 0.0111 | 0.0003919 | 0.0003907 | 2.5001 | 3.9182 | 0.0126 | 0.0004534 | 0.0004167 | 2.6319 | 4.6608 | 0.01202 | 0.0004369 | 0.0003938 | 2.501 | 5.6989 | 0.01044 | 0.000388 | 0.0003871 | 2.6198 | 5.6007 | 0.01152 | 0.0004212 | 0.0004061 | 2.501 | 5.6989 | 0.01149 | 0.0004204 | 0.0004105 | 2.5016 | 7.355 | 0.00996 | 0.0003856 | 0.0003962 | 2.409 | 8.2984 | 0.0099 | 0.0003755 | 0.0003967 | 2.5021 | 9.2514 | 0.00943 | 0.0003419 | 0.0003522 | 2.4158 | 9.3607 | 0.00943 | 0.0003425 | 0.0003559 | 2.5022 | 11.3922 | 0.00919 | 0.0003477 | 0.000357 | 2.5737 | 12.0834 | 0.00981 | 0.0003672 | 0.0003666 | 2.7052 | 11.9229 | 0.01089 | 0.0003994 | 0.0003843 | 2.7802 | 12.744 | 0.01028 | 0.0003823 | 0.0003798 | 2.7526 | 12.7842 | 0.01132 | 0.0004113 | 0.0004035 | 2.7525 | 15.3673 | 0.00982 | 0.0003634 | 0.000367 | 2.7301 | 15.3975 | 0.01073 | 0.000387 | 0.0003877 | 2.711 | 15.4277 | 0.01163 | 0.0004091 | 0.0004075 | 2.7113 | 17.6811 | 0.01069 | 0.0003886 | 0.0004126 | 2.6029 | 17.8319 | 0.01076 | 0.0003915 | 0.0004192 | 2.7481 | 18.6528 | 0.01075 | 0.0003839 | 0.0003998 | 2.6954 | 19.4951 | 0.01057 | 0.0003866 | 0.0004119 | 2.6817 | 21.6993 | 0.01052 | 0.0003989 | 0.0004462 | 2.5891 | 23.5947 | 0.01071 | 0.000476 | 0.000576 | 2.5028 | 23.676 | 0.01154 | 0.0004996 | 0.0006086 | 2.5425 | 25.5178 | 0.01036 | 0.0004047 | 0.000476 | 2.4643 | 25.5989 | 0.01044 | 0.0004086 | 0.0004828 | 2.5028 | 26.2308 | 0.01002 | 0.0003735 | 0.0004317 | 2.4312 | 26.2721 | 0.01073 | 0.0003907 | 0.0004527 | 2.4312 | 28.7774 | 0.01009 | 0.0004122 | 0.0004915 | 2.5027 | 28.7163 | 0.01061 | 0.0004216 | 0.0005014 | 2.4415 | 30.6333 | 0.01141 | 0.0004194 | 0.0004918 | 2.2808 | 32.1494 | 0.01039 | 0.0004047 | 0.0004975 | 2.4717 | 32.0856 | 0.01127 | 0.0004249 | 0.00051 | 2.3101 | 31.2418 | 0.01 | 0.0003924 | 0.0004766 | 2.3835 | 31.1704 | 0.01103 | 0.0004199 | 0.0004995 | 2.328 | 31.2318 | 0.0111 | 0.0004231 | 0.0005047 | 2.2496 | 35.8037 | 0.01051 | 0.0004001 | 0.0004835 | 2.2246 | 36.098 | 0.01087 | 0.0004243 | 0.0005218 | 2.346 | 36.2749 | 0.01201 | 0.0004541 | 0.0005451 | 2.4218 | 35.7361 | 0.01163 | 0.0004501 | 0.0005413 | 2.4481 | 39.3587 | 0.01075 | 0.0004137 | 0.0004935 | 2.3385 | 44.3913 | 0.01101 | 0.0004459 | 0.000541 | 2.2956 | 44.353 | 0.01109 | 0.0004489 | 0.0005457 | 2.364 | 50.536 | 0.01231 | 0.0004853 | 0.0005978 | 2.4212 | 51.4976 | 0.01121 | 0.0004213 | 0.0005014 | 2.3273 | 51.3922 | 0.01137 | 0.0004272 | 0.0005101 | 2.3913 | 51.4495 | 0.01221 | 0.0004452 | 0.0005273 | 2.4839 | 49.9976 | 0.0142 | 0.0005303 | 0.000645 | 2.432 | 50.6245 | 0.01393 | 0.0005262 | 0.0006422 | 2.3596 | 57.8946 | 0.01302 | 0.0004777 | 0.0005837 | 2.4253 | 60.2609 | 0.01286 | 0.000457 | 0.0005466 | 2.3678 | 61.2456 | 0.01318 | 0.0004784 | 0.0005847 | 2.7632 | 65.6508 | 0.0149 | 0.0005286 | 0.0006183 | 2.5257 | 69.0348 | 0.01433 | 0.0004964 | 0.0005774 | 2.5385 | 69.6294 | 0.01463 | 0.0005371 | 0.0006478 | 2.6445 | 72.9484 | 0.01479 | 0.0005084 | 0.0005864 | 2.6318 | 73.6352 | 0.01473 | 0.0005018 | 0.0005756 | 2.5858 | 78.2526 | 0.01534 | 0.0005287 | 0.0006144 | 2.5527 | 83.8889 | 0.01494 | 0.0005191 | 0.0006111 | 2.5205 | 83.6825 | 0.01501 | 0.0005216 | 0.0006144
2.7282 | 0.071274 | 0.03018 | 0.00152 | 0.00221 | 2.9791 | 0.067255 | 0.06986 | 0.00309 | 0.00377 | 2.9841 | 0.067187 | 0.10514 | 0.00473 | 0.00475 | 2.9841 | 0.27187 | 0.02635 | 0.00118 | 0.00115 | 2.9978 | 0.27108 | 0.03529 | 0.00149 | 0.00136 | 2.8506 | 0.63462 | 0.02669 | 0.0009958 | 0.0008607 | 2.7464 | 1.7252 | 0.01516 | 0.0005695 | 0.0004823 | 2.725 | 1.7332 | 0.01651 | 0.0006094 | 0.0005067 | 2.5 | 2.4648 | 0.01241 | 0.000459 | 0.0004166 | 2.4995 | 3.2394 | 0.0115 | 0.0004114 | 0.0003884 | 2.5 | 3.2385 | 0.01233 | 0.0004316 | 0.000405 | 2.5008 | 3.9172 | 0.01119 | 0.0003943 | 0.0003879 | 2.6472 | 3.822 | 0.01271 | 0.0004578 | 0.0004145 | 2.7779 | 3.7409 | 0.01425 | 0.0005142 | 0.0004403 | 2.895 | 4.4975 | 0.0134 | 0.0004821 | 0.0004132 | 2.7511 | 5.4945 | 0.01156 | 0.0004226 | 0.0004019 | 2.858 | 5.4114 | 0.01266 | 0.0004543 | 0.0004207 | 2.7284 | 5.5126 | 0.01261 | 0.0004525 | 0.0004246 | 2.71 | 7.1415 | 0.01083 | 0.0004071 | 0.0004062 | 2.5943 | 8.0959 | 0.01067 | 0.000393 | 0.0004053 | 2.8595 | 8.8234 | 0.01082 | 0.0003981 | 0.0003681 | 2.7609 | 8.9377 | 0.01081 | 0.0003975 | 0.0003714 | 2.815 | 10.981 | 0.01032 | 0.0003852 | 0.0003689 | 2.8597 | 11.7222 | 0.01087 | 0.000399 | 0.0003777 | 2.9757 | 11.5819 | 0.01196 | 0.0004296 | 0.0003951 | 3.0583 | 12.4029 | 0.01129 | 0.00041 | 0.0003901 | 3.0029 | 12.4632 | 0.01232 | 0.000437 | 0.0004131 | 3.0028 | 15.026 | 0.01065 | 0.0003837 | 0.0003751 | 2.9576 | 15.0863 | 0.01155 | 0.000406 | 0.0003954 | 2.9195 | 15.1466 | 0.01246 | 0.0004271 | 0.0004149 | 2.9198 | 17.3998 | 0.01141 | 0.0004031 | 0.000419 | 2.8031 | 17.5606 | 0.01147 | 0.0004058 | 0.0004256 | 2.9444 | 18.3815 | 0.01143 | 0.0003972 | 0.0004057 | 2.8879 | 19.2636 | 0.01122 | 0.0003988 | 0.0004177 | 2.8605 | 21.4678 | 0.0111 | 0.0004085 | 0.000451 | 2.7617 | 23.4429 | 0.01125 | 0.000483 | 0.0005801 | 2.6592 | 23.5342 | 0.01207 | 0.0005063 | 0.0006125 | 2.7014 | 25.3259 | 0.01085 | 0.0004117 | 0.0004801 | 2.6183 | 25.427 | 0.01093 | 0.0004156 | 0.0004868 | 2.6592 | 26.1088 | 0.01051 | 0.0003807 | 0.0004359 | 2.5742 | 26.1801 | 0.01121 | 0.0003976 | 0.0004568 | 2.5742 | 28.6551 | 0.01053 | 0.0004177 | 0.000495 | 2.7808 | 28.4424 | 0.01149 | 0.0004413 | 0.0005081 | 2.7467 | 30.5282 | 0.01244 | 0.0004459 | 0.0005002 | 2.5343 | 32.0743 | 0.01118 | 0.0004213 | 0.0005043 | 2.7807 | 31.9903 | 0.01225 | 0.000449 | 0.0005179 | 2.5667 | 31.1065 | 0.01081 | 0.0004105 | 0.0004836 | 2.6814 | 31.0647 | 0.01204 | 0.0004457 | 0.0005079 | 2.619 | 31.0859 | 0.01211 | 0.0004486 | 0.0005131 | 2.5308 | 35.9667 | 0.01139 | 0.0004208 | 0.0004914 | 2.5026 | 36.4606 | 0.01174 | 0.0004437 | 0.0005298 | 2.6067 | 36.5785 | 0.01288 | 0.000472 | 0.0005527 | 2.6909 | 35.9296 | 0.01251 | 0.0004687 | 0.0005489 | 2.7201 | 39.592 | 0.01155 | 0.0004304 | 0.0005003 | 2.5724 | 44.6635 | 0.01172 | 0.0004583 | 0.0005468 | 2.5251 | 44.6051 | 0.01179 | 0.0004614 | 0.0005514 | 2.561 | 51.0278 | 0.01293 | 0.0004944 | 0.0006029 | 2.623 | 51.8793 | 0.01182 | 0.0004312 | 0.0005064 | 2.5212 | 51.7036 | 0.01198 | 0.0004371 | 0.0005152 | 2.5753 | 51.8017 | 0.01282 | 0.0004546 | 0.0005321 | 2.6613 | 50.6893 | 0.01483 | 0.000539 | 0.0006507 | 2.6058 | 51.3553 | 0.01455 | 0.0005349 | 0.0006481 | 2.5169 | 58.205 | 0.01356 | 0.000485 | 0.0005884 | 2.7284 | 61.0231 | 0.0139 | 0.000482 | 0.0005552 | 2.6638 | 61.8964 | 0.0142 | 0.0005019 | 0.0005935 | 3.0395 | 66.1055 | 0.01586 | 0.0005473 | 0.0006256 | 2.7782 | 69.7362 | 0.01524 | 0.0005145 | 0.000585 | 2.7923 | 70.3004 | 0.01553 | 0.0005537 | 0.000655 | 2.8849 | 73.5704 | 0.01565 | 0.0005243 | 0.0005934 | 2.8711 | 74.3568 | 0.01558 | 0.0005177 | 0.0005827 | 2.8013 | 79.0226 | 0.01614 | 0.0005422 | 0.0006211 | 2.7654 | 85.1178 | 0.01568 | 0.0005311 | 0.0006173 | 2.7305 | 84.9312 | 0.01576 | 0.0005337 | 0.0006206
2.9762 | 0.067301 | 0.03468 | 0.00172 | 0.00251 | 3.2274 | 0.063762 | 0.07944 | 0.00347 | 0.00423 | 3.3156 | 0.062613 | 0.12452 | 0.00558 | 0.00554 | 3.3156 | 0.25326 | 0.03114 | 0.00139 | 0.00133 | 3.2476 | 0.25686 | 0.04006 | 0.00166 | 0.00152 | 3.207 | 0.58658 | 0.03185 | 0.00125 | 0.000985 | 2.9961 | 1.6361 | 0.01704 | 0.0006343 | 0.0005187 | 2.9521 | 1.6511 | 0.01837 | 0.0006697 | 0.0005412 | 2.7083 | 2.3637 | 0.01371 | 0.0004991 | 0.0004398 | 2.678 | 3.1323 | 0.01249 | 0.0004378 | 0.0004044 | 2.6667 | 3.1383 | 0.01331 | 0.0004568 | 0.0004204 | 2.8134 | 3.7189 | 0.01284 | 0.0004632 | 0.000413 | 2.9413 | 3.6428 | 0.0144 | 0.000521 | 0.0004393 | 3.0557 | 3.5777 | 0.01597 | 0.0005735 | 0.0004648 | 3.1582 | 4.3433 | 0.01482 | 0.0005262 | 0.0004331 | 3.0012 | 5.3032 | 0.01273 | 0.0004568 | 0.000417 | 3.0961 | 5.2341 | 0.01385 | 0.0004872 | 0.0004356 | 2.9558 | 5.3373 | 0.01377 | 0.0004843 | 0.0004389 | 2.9185 | 6.9401 | 0.01173 | 0.0004286 | 0.0004164 | 2.9649 | 7.7181 | 0.01227 | 0.0004568 | 0.0004231 | 3.2169 | 8.4336 | 0.01229 | 0.0004518 | 0.0003845 | 3.106 | 8.5508 | 0.01225 | 0.0004499 | 0.0003874 | 3.1277 | 10.5901 | 0.01149 | 0.0004217 | 0.0003811 | 3.1456 | 11.3813 | 0.01196 | 0.0004301 | 0.000389 | 3.2462 | 11.271 | 0.01306 | 0.0004593 | 0.0004061 | 3.3363 | 12.0719 | 0.01232 | 0.0004374 | 0.0004004 | 3.2531 | 12.1723 | 0.01335 | 0.0004624 | 0.0004229 | 3.253 | 14.695 | 0.0115 | 0.0004038 | 0.0003832 | 3.1851 | 14.7853 | 0.0124 | 0.0004248 | 0.0004031 | 3.1281 | 14.8557 | 0.0133 | 0.0004449 | 0.0004223 | 3.1284 | 17.1187 | 0.01214 | 0.0004176 | 0.0004253 | 3.0033 | 17.2894 | 0.0122 | 0.0004199 | 0.0004318 | 3.1407 | 18.1003 | 0.01212 | 0.0004104 | 0.0004116 | 3.0804 | 19.0224 | 0.01188 | 0.0004108 | 0.0004234 | 3.0392 | 21.2364 | 0.01169 | 0.0004181 | 0.0004558 | 2.9343 | 23.2712 | 0.01179 | 0.00049 | 0.0005841 | 2.8157 | 23.3925 | 0.01261 | 0.000513 | 0.0006164 | 2.8603 | 25.1342 | 0.01135 | 0.0004187 | 0.000484 | 2.7723 | 25.2452 | 0.01143 | 0.0004224 | 0.0004907 | 2.8156 | 25.9669 | 0.01099 | 0.0003879 | 0.0004401 | 2.8602 | 25.9267 | 0.01218 | 0.0004223 | 0.0004649 | 2.8602 | 28.3513 | 0.01142 | 0.0004377 | 0.0005017 | 3.1284 | 28.0283 | 0.01261 | 0.0004705 | 0.0005162 | 3.0519 | 30.3241 | 0.01347 | 0.0004711 | 0.0005081 | 2.8511 | 31.9491 | 0.01216 | 0.0004456 | 0.0005122 | 3.0896 | 31.786 | 0.01324 | 0.0004719 | 0.0005255 | 2.8876 | 30.9712 | 0.01183 | 0.0004369 | 0.000492 | 2.9793 | 30.92 | 0.01305 | 0.0004702 | 0.0005159 | 2.91 | 30.9611 | 0.01312 | 0.0004729 | 0.000521 | 2.812 | 36.0711 | 0.01226 | 0.0004402 | 0.0004987 | 2.7807 | 36.7346 | 0.0126 | 0.0004618 | 0.0005373 | 2.8673 | 36.7832 | 0.01373 | 0.000489 | 0.0005597 | 2.96 | 36.0142 | 0.01338 | 0.0004865 | 0.000556 | 2.9922 | 39.6865 | 0.01234 | 0.0004463 | 0.0005066 | 2.8062 | 44.8869 | 0.01242 | 0.0004703 | 0.0005522 | 2.7547 | 44.8483 | 0.0125 | 0.0004733 | 0.0005568 | 2.758 | 51.4507 | 0.01354 | 0.0005031 | 0.0006076 | 2.8247 | 52.1621 | 0.01243 | 0.0004407 | 0.0005112 | 2.7152 | 52.0161 | 0.01259 | 0.0004466 | 0.00052 | 2.7592 | 52.0749 | 0.01342 | 0.0004637 | 0.0005367 | 2.8387 | 51.282 | 0.01544 | 0.0005473 | 0.000656 | 2.7795 | 51.9972 | 0.01516 | 0.0005431 | 0.0006536 | 2.8315 | 58.7686 | 0.01464 | 0.0005104 | 0.0005972 | 3.0316 | 61.5785 | 0.01493 | 0.0005053 | 0.0005632 | 2.9597 | 62.3407 | 0.01522 | 0.0005239 | 0.0006016 | 3.3159 | 66.3824 | 0.01681 | 0.0005651 | 0.0006325 | 3.0308 | 70.2404 | 0.01614 | 0.0005316 | 0.0005922 | 3.0462 | 70.7843 | 0.01642 | 0.0005695 | 0.0006618 | 3.1253 | 74.0349 | 0.0165 | 0.0005395 | 0.0005999 | 3.1103 | 74.9008 | 0.01643 | 0.0005327 | 0.0005894 | 3.0167 | 79.6551 | 0.01694 | 0.0005551 | 0.0006273 | 2.9782 | 86.1795 | 0.01642 | 0.0005425 | 0.000623 | 2.9405 | 86.0027 | 0.0165 | 0.0005451 | 0.0006263
3.2242 | 0.063798 | 0.03945 | 0.00193 | 0.00282 | 3.4757 | 0.060659 | 0.08952 | 0.00384 | 0.00472 | 3.6472 | 0.058709 | 0.14525 | 0.00643 | 0.00637 | 3.6472 | 0.23744 | 0.03627 | 0.00159 | 0.00152 | 3.4974 | 0.24425 | 0.04508 | 0.00183 | 0.00169 | 3.5633 | 0.54624 | 0.03741 | 0.0015 | 0.00112 | 3.2458 | 1.556 | 0.01901 | 0.0006993 | 0.0005569 | 3.1792 | 1.577 | 0.02032 | 0.0007303 | 0.0005772 | 2.9167 | 2.2706 | 0.01507 | 0.0005393 | 0.0004638 | 2.8565 | 3.0312 | 0.01351 | 0.0004643 | 0.0004209 | 3 | 2.9551 | 0.01538 | 0.0005482 | 0.0004526 | 3.126 | 3.5386 | 0.01458 | 0.0005291 | 0.0004392 | 3.2355 | 3.4796 | 0.01617 | 0.0005826 | 0.0004652 | 3.3335 | 3.4285 | 0.01777 | 0.0006318 | 0.0004904 | 3.4214 | 4.1991 | 0.0163 | 0.0005697 | 0.0004535 | 3.2513 | 5.1239 | 0.01394 | 0.0004908 | 0.0004326 | 3.3343 | 5.0678 | 0.01507 | 0.0005201 | 0.0004509 | 3.1831 | 5.172 | 0.01497 | 0.0005161 | 0.0004537 | 3.3354 | 6.5684 | 0.0136 | 0.0005076 | 0.0004377 | 3.3356 | 7.3764 | 0.01394 | 0.0005179 | 0.0004414 | 3.5744 | 8.0809 | 0.01381 | 0.000504 | 0.0004015 | 3.4511 | 8.1992 | 0.01376 | 0.0005009 | 0.0004039 | 3.4405 | 10.2293 | 0.0127 | 0.0004577 | 0.0003935 | 3.4316 | 11.0605 | 0.01308 | 0.0004608 | 0.0004004 | 3.5167 | 10.9703 | 0.0142 | 0.0004887 | 0.0004173 | 3.6143 | 11.7712 | 0.01337 | 0.0004644 | 0.0004108 | 3.5033 | 11.8916 | 0.01439 | 0.0004876 | 0.0004328 | 3.5032 | 14.364 | 0.01236 | 0.0004238 | 0.0003913 | 3.4126 | 14.4845 | 0.01326 | 0.0004436 | 0.0004108 | 3.3366 | 14.5848 | 0.01415 | 0.0004627 | 0.0004297 | 3.3369 | 16.8377 | 0.01289 | 0.0004321 | 0.0004317 | 3.2035 | 17.0184 | 0.01293 | 0.000434 | 0.0004381 | 3.337 | 17.8293 | 0.01282 | 0.0004235 | 0.0004176 | 3.2729 | 18.7812 | 0.01255 | 0.0004228 | 0.0004291 | 3.218 | 20.9951 | 0.01229 | 0.0004277 | 0.0004605 | 3.1069 | 23.0897 | 0.01233 | 0.000497 | 0.000588 | 3.1285 | 23.0598 | 0.0137 | 0.0005373 | 0.0006239 | 3.1781 | 24.7013 | 0.01236 | 0.0004443 | 0.0004917 | 3.0803 | 24.8322 | 0.01243 | 0.0004476 | 0.0004984 | 3.1285 | 25.6338 | 0.01197 | 0.0004136 | 0.0004483 | 3.2177 | 25.5332 | 0.0134 | 0.0004586 | 0.0004746 | 3.2178 | 27.9173 | 0.01254 | 0.0004673 | 0.0005099 | 3.476 | 27.575 | 0.01374 | 0.0004988 | 0.0005241 | 3.3571 | 30.0307 | 0.01452 | 0.0004953 | 0.0005158 | 3.1678 | 31.7149 | 0.01315 | 0.0004687 | 0.0005198 | 3.3986 | 31.4924 | 0.01423 | 0.0004941 | 0.0005327 | 3.2084 | 30.7868 | 0.01285 | 0.0004619 | 0.0005001 | 3.2773 | 30.7361 | 0.01408 | 0.0004936 | 0.0005236 | 3.201 | 30.7871 | 0.01414 | 0.0004961 | 0.0005287 | 3.0932 | 36.0463 | 0.01313 | 0.0004588 | 0.0005056 | 3.0588 | 36.8496 | 0.01346 | 0.000479 | 0.0005443 | 3.128 | 36.8587 | 0.01459 | 0.0005052 | 0.0005664 | 3.2291 | 36.0097 | 0.01426 | 0.0005035 | 0.0005628 | 3.2642 | 39.6617 | 0.01314 | 0.0004616 | 0.0005126 | 3.0401 | 45.0112 | 0.01312 | 0.0004818 | 0.0005573 | 2.9843 | 44.9826 | 0.0132 | 0.0004848 | 0.0005619 | 2.955 | 51.7745 | 0.01415 | 0.0005115 | 0.000612 | 3.0265 | 52.3658 | 0.01303 | 0.00045 | 0.0005157 | 2.9091 | 52.2496 | 0.0132 | 0.0004557 | 0.0005246 | 2.9432 | 52.2888 | 0.01403 | 0.0004725 | 0.0005412 | 3.1936 | 52.2296 | 0.01666 | 0.000576 | 0.0006659 | 3.1269 | 53.0533 | 0.01636 | 0.0005713 | 0.0006639 | 3.1461 | 59.1052 | 0.01571 | 0.0005342 | 0.0006053 | 3.3347 | 61.9763 | 0.01595 | 0.0005271 | 0.0005706 | 3.2557 | 62.6076 | 0.01623 | 0.0005446 | 0.0006091 | 3.5922 | 66.5312 | 0.01776 | 0.0005822 | 0.000639 | 3.2834 | 70.6067 | 0.01703 | 0.0005479 | 0.0005989 | 3.3 | 71.1505 | 0.01731 | 0.0005846 | 0.0006681 | 3.3658 | 74.3814 | 0.01735 | 0.0005541 | 0.0006061 | 3.3496 | 75.317 | 0.01727 | 0.0005472 | 0.0005957 | 3.4477 | 80.5862 | 0.01851 | 0.0006005 | 0.0006388 | 3.4036 | 87.8991 | 0.01787 | 0.0005821 | 0.0006334 | 3.3606 | 87.7419 | 0.01795 | 0.0005846 | 0.0006368
3.4722 | 0.060696 | 0.04446 | 0.00213 | 0.00315 | 3.9722 | 0.055385 | 0.11118 | 0.00508 | 0.00575 | 3.9788 | 0.055327 | 0.1673 | 0.00727 | 0.00724 | 3.9788 | 0.22363 | 0.04173 | 0.0018 | 0.00173 | 3.7472 | 0.23305 | 0.05035 | 0.00201 | 0.00186 | 3.9196 | 0.51172 | 0.04337 | 0.00174 | 0.00126 | 3.4955 | 1.4829 | 0.02108 | 0.0007647 | 0.0005969 | 3.4063 | 1.509 | 0.02236 | 0.0007915 | 0.0006149 | 3.125 | 2.1845 | 0.01649 | 0.0005797 | 0.0004888 | 3.2136 | 2.848 | 0.01565 | 0.0005606 | 0.0004554 | 3.3333 | 2.7919 | 0.01758 | 0.0006356 | 0.0004866 | 3.4386 | 3.3754 | 0.0164 | 0.0005933 | 0.0004667 | 3.5296 | 3.3314 | 0.01802 | 0.0006433 | 0.0004922 | 3.6113 | 3.2923 | 0.01964 | 0.0006897 | 0.0005169 | 3.6846 | 4.0629 | 0.01782 | 0.0006129 | 0.0004745 | 3.5014 | 4.9577 | 0.01519 | 0.0005248 | 0.0004486 | 3.8106 | 4.7664 | 0.01764 | 0.0006394 | 0.0004829 | 3.6379 | 4.8716 | 0.01748 | 0.0006318 | 0.0004843 | 3.7523 | 6.2379 | 0.01556 | 0.0005831 | 0.00046 | 3.7062 | 7.0678 | 0.01568 | 0.0005773 | 0.0004605 | 3.9318 | 7.7624 | 0.0154 | 0.0005551 | 0.0004191 | 3.7962 | 7.8796 | 0.01532 | 0.0005509 | 0.000421 | 3.7533 | 9.9016 | 0.01395 | 0.0004932 | 0.0004063 | 3.7176 | 10.7598 | 0.01424 | 0.0004913 | 0.000412 | 3.7873 | 10.6897 | 0.01536 | 0.0005179 | 0.0004286 | 3.8923 | 11.4905 | 0.01446 | 0.0004912 | 0.0004214 | 3.7536 | 11.6309 | 0.01547 | 0.0005127 | 0.0004428 | 3.7535 | 14.0532 | 0.01325 | 0.0004437 | 0.0003995 | 3.6401 | 14.1937 | 0.01414 | 0.0004623 | 0.0004186 | 3.5451 | 14.3141 | 0.01503 | 0.0004804 | 0.0004371 | 3.5455 | 16.5568 | 0.01364 | 0.0004465 | 0.0004381 | 3.4037 | 16.7475 | 0.01368 | 0.000448 | 0.0004443 | 3.5333 | 17.5584 | 0.01353 | 0.0004367 | 0.0004235 | 3.4655 | 18.5302 | 0.01323 | 0.0004348 | 0.0004348 | 3.5756 | 20.5129 | 0.0135 | 0.000463 | 0.0004699 | 3.4521 | 22.7072 | 0.01343 | 0.0005227 | 0.0005957 | 3.5196 | 22.6269 | 0.01507 | 0.0005737 | 0.0006331 | 3.5754 | 24.1283 | 0.01365 | 0.0004825 | 0.0005011 | 3.4654 | 24.2891 | 0.01372 | 0.0004851 | 0.0005077 | 3.5195 | 25.1705 | 0.01321 | 0.0004515 | 0.0004582 | 3.5753 | 25.1003 | 0.01465 | 0.0004932 | 0.000484 | 3.5753 | 27.4341 | 0.01368 | 0.0004961 | 0.0005178 | 3.8236 | 27.0923 | 0.01489 | 0.0005265 | 0.0005318 | 3.6622 | 29.6977 | 0.01557 | 0.0005189 | 0.0005232 | 3.4846 | 31.4014 | 0.01415 | 0.0004911 | 0.000527 | 3.7075 | 31.1493 | 0.01524 | 0.0005156 | 0.0005396 | 3.5293 | 30.5731 | 0.01387 | 0.0004859 | 0.0005078 | 3.5752 | 30.5328 | 0.01511 | 0.0005162 | 0.000531 | 3.492 | 30.5938 | 0.01517 | 0.0005185 | 0.0005361 | 3.3744 | 35.9223 | 0.01401 | 0.0004767 | 0.0005122 | 3.3369 | 36.8453 | 0.01432 | 0.0004954 | 0.0005508 | 3.3887 | 36.8348 | 0.01544 | 0.0005209 | 0.0005727 | 3.4982 | 35.9557 | 0.01513 | 0.0005199 | 0.0005693 | 3.5362 | 39.5477 | 0.01393 | 0.0004764 | 0.0005184 | 3.2739 | 45.0463 | 0.01382 | 0.000493 | 0.0005621 | 3.2138 | 45.0476 | 0.0139 | 0.0004959 | 0.0005668 | 3.152 | 52.0089 | 0.01476 | 0.0005196 | 0.0006162 | 3.2283 | 52.5002 | 0.01363 | 0.0004589 | 0.0005201 | 3.1031 | 52.4238 | 0.0138 | 0.0004646 | 0.000529 | 3.3111 | 52.5485 | 0.01523 | 0.000504 | 0.0005495 | 3.5484 | 52.9194 | 0.01786 | 0.0006023 | 0.0006749 | 3.4743 | 53.852 | 0.01754 | 0.0005972 | 0.0006732 | 3.4608 | 59.274 | 0.01678 | 0.0005567 | 0.0006129 | 3.6379 | 62.256 | 0.01697 | 0.0005477 | 0.0005776 | 3.5517 | 62.7365 | 0.01723 | 0.0005644 | 0.0006162 | 3.8685 | 66.5915 | 0.0187 | 0.0005987 | 0.0006452 | 3.5359 | 70.8649 | 0.01793 | 0.0005636 | 0.0006053 | 3.5539 | 71.4084 | 0.01819 | 0.0005991 | 0.0006741 | 3.8466 | 74.799 | 0.01904 | 0.0006057 | 0.0006177 | 3.8281 | 75.824 | 0.01893 | 0.0005982 | 0.0006074 | 3.8787 | 81.1931 | 0.02007 | 0.0006417 | 0.0006494 | 3.8291 | 89.2048 | 0.01929 | 0.0006178 | 0.0006428 | 3.7807 | 89.0674 | 0.01938 | 0.0006203 | 0.0006462
3.7202 | 0.057924 | 0.04973 | 0.00234 | 0.00349 | 4.4687 | 0.051061 | 0.13478 | 0.00625 | 0.00686 | 4.3103 | 0.052354 | 0.19066 | 0.00812 | 0.00815 | 4.3103 | 0.21152 | 0.04751 | 0.00201 | 0.00194 | 3.997 | 0.22294 | 0.05587 | 0.00218 | 0.00204 | 4.2759 | 0.48179 | 0.04971 | 0.00197 | 0.00141 | 3.7451 | 1.4169 | 0.02326 | 0.0008308 | 0.0006388 | 3.6334 | 1.4459 | 0.0245 | 0.0008534 | 0.0006542 | 3.3333 | 2.1054 | 0.01796 | 0.0006204 | 0.0005147 | 3.5707 | 2.6858 | 0.01793 | 0.0006525 | 0.0004919 | 3.6667 | 2.6458 | 0.0199 | 0.0007209 | 0.0005225 | 3.7512 | 3.2272 | 0.01831 | 0.0006567 | 0.0004953 | 3.8238 | 3.1942 | 0.01995 | 0.0007035 | 0.0005202 | 3.8891 | 3.1662 | 0.02159 | 0.0007474 | 0.0005444 | 4.211 | 3.8146 | 0.02103 | 0.0007685 | 0.0005182 | 4.0016 | 4.6573 | 0.01781 | 0.0006483 | 0.0004821 | 4.2869 | 4.5031 | 0.02036 | 0.0007515 | 0.0005167 | 4.0926 | 4.6062 | 0.02015 | 0.0007404 | 0.0005166 | 4.1693 | 5.9435 | 0.01764 | 0.0006565 | 0.0004835 | 4.0768 | 6.7894 | 0.0175 | 0.0006356 | 0.0004803 | 4.2892 | 7.4739 | 0.01706 | 0.0006056 | 0.0004373 | 4.1414 | 7.5891 | 0.01695 | 0.0006003 | 0.0004386 | 4.0661 | 9.594 | 0.01525 | 0.0005285 | 0.0004193 | 4.0035 | 10.4692 | 0.01543 | 0.0005215 | 0.0004238 | 4.0578 | 10.4191 | 0.01655 | 0.000547 | 0.0004402 | 4.1704 | 11.2199 | 0.01557 | 0.0005178 | 0.0004322 | 4.0038 | 11.3803 | 0.01656 | 0.0005376 | 0.0004529 | 4.0037 | 13.7525 | 0.01416 | 0.0004636 | 0.0004078 | 3.8676 | 13.913 | 0.01503 | 0.0004811 | 0.0004265 | 3.7537 | 14.0534 | 0.01591 | 0.0004981 | 0.0004446 | 3.7541 | 16.286 | 0.01441 | 0.0004609 | 0.0004444 | 3.604 | 16.4766 | 0.01444 | 0.0004621 | 0.0004505 | 3.9259 | 17.0368 | 0.01499 | 0.0004853 | 0.0004354 | 3.8505 | 18.0485 | 0.0146 | 0.0004789 | 0.0004461 | 4.0225 | 19.9207 | 0.01506 | 0.0005153 | 0.0004816 | 3.8837 | 22.2046 | 0.01484 | 0.0005613 | 0.0006052 | 3.9106 | 22.1746 | 0.01648 | 0.0006092 | 0.0006421 | 3.9727 | 23.5558 | 0.01497 | 0.0005194 | 0.0005105 | 3.8504 | 23.7366 | 0.01503 | 0.0005214 | 0.0005169 | 3.9106 | 24.6779 | 0.01447 | 0.0004876 | 0.0004678 | 3.9328 | 24.6479 | 0.01592 | 0.0005266 | 0.0004932 | 3.9328 | 26.9414 | 0.01484 | 0.0005241 | 0.0005255 | 4.1712 | 26.61 | 0.01607 | 0.0005536 | 0.0005394 | 3.9674 | 29.3352 | 0.01664 | 0.0005419 | 0.0005305 | 3.8014 | 31.0385 | 0.01516 | 0.000513 | 0.000534 | 4.0165 | 30.7767 | 0.01626 | 0.0005368 | 0.0005464 | 3.8501 | 30.34 | 0.01491 | 0.0005091 | 0.0005153 | 3.8732 | 30.32 | 0.01614 | 0.0005381 | 0.0005382 | 3.783 | 30.3909 | 0.0162 | 0.0005403 | 0.0005433 | 3.6555 | 35.7289 | 0.01489 | 0.000494 | 0.0005185 | 3.6149 | 36.7517 | 0.01517 | 0.0005114 | 0.0005571 | 3.6493 | 36.7315 | 0.0163 | 0.000536 | 0.0005787 | 3.7672 | 35.8523 | 0.01601 | 0.0005359 | 0.0005756 | 3.8082 | 39.3742 | 0.01473 | 0.0004908 | 0.0005239 | 3.5078 | 45.0219 | 0.01452 | 0.0005039 | 0.0005668 | 3.4434 | 45.0331 | 0.0146 | 0.0005067 | 0.0005715 | 3.546 | 52.2696 | 0.01597 | 0.0005488 | 0.0006242 | 3.6318 | 52.6307 | 0.01483 | 0.000491 | 0.0005283 | 3.4909 | 52.604 | 0.015 | 0.0004964 | 0.0005373 | 3.679 | 52.6401 | 0.01643 | 0.0005333 | 0.0005573 | 3.9033 | 53.4109 | 0.01904 | 0.0006269 | 0.0006833 | 3.8218 | 54.4526 | 0.0187 | 0.0006213 | 0.0006819 | 3.7754 | 59.3445 | 0.01784 | 0.0005781 | 0.0006201 | 3.9411 | 62.4471 | 0.01798 | 0.0005674 | 0.0005843 | 3.8477 | 62.767 | 0.01824 | 0.0005834 | 0.0006229 | 4.4212 | 66.5053 | 0.0206 | 0.0006582 | 0.0006568 | 4.0411 | 71.1353 | 0.0197 | 0.0006193 | 0.0006172 | 4.0616 | 71.7184 | 0.01996 | 0.0006512 | 0.0006853 | 4.3274 | 74.9812 | 0.02073 | 0.0006528 | 0.0006284 | 4.3066 | 76.0557 | 0.02059 | 0.0006446 | 0.0006183 | 4.3096 | 81.5742 | 0.02162 | 0.0006799 | 0.0006592 | 4.2545 | 90.2049 | 0.0207 | 0.0006507 | 0.0006515 | 4.2008 | 90.0873 | 0.02078 | 0.0006531 | 0.0006549
3.9683 | 0.055422 | 0.05524 | 0.00256 | 0.00385 | 4.9652 | 0.047449 | 0.16028 | 0.00739 | 0.00804 | 4.6419 | 0.049732 | 0.21529 | 0.00898 | 0.00911 | 4.6419 | 0.20092 | 0.05361 | 0.00223 | 0.00217 | 4.2468 | 0.21373 | 0.06164 | 0.00236 | 0.00223 | 4.6323 | 0.45557 | 0.05644 | 0.00221 | 0.00157 | 3.9948 | 1.3568 | 0.02553 | 0.0008976 | 0.0006826 | 4.0876 | 1.3358 | 0.02903 | 0.00108 | 0.0007377 | 3.75 | 1.9623 | 0.02106 | 0.0007681 | 0.0005691 | 3.9277 | 2.5427 | 0.02034 | 0.0007422 | 0.0005303 | 4 | 2.5146 | 0.02234 | 0.0008052 | 0.0005601 | 4.0638 | 3.0921 | 0.02031 | 0.0007195 | 0.0005251 | 4.1179 | 3.0701 | 0.02196 | 0.0007636 | 0.0005494 | 4.4447 | 2.9429 | 0.02572 | 0.0009566 | 0.0006026 | 4.7373 | 3.5943 | 0.02443 | 0.0009131 | 0.0005644 | 4.5018 | 4.3939 | 0.0206 | 0.000764 | 0.0005176 | 4.7633 | 4.2698 | 0.02323 | 0.0008596 | 0.0005524 | 4.5473 | 4.3719 | 0.02295 | 0.0008453 | 0.0005507 | 4.5862 | 5.6801 | 0.0198 | 0.0007286 | 0.0005082 | 4.4474 | 6.536 | 0.01939 | 0.0006931 | 0.0005009 | 4.6467 | 7.2105 | 0.01878 | 0.0006556 | 0.0004562 | 4.4865 | 7.3257 | 0.01865 | 0.0006492 | 0.0004569 | 4.3788 | 9.3085 | 0.01658 | 0.0005636 | 0.0004327 | 4.2895 | 10.2086 | 0.01665 | 0.0005515 | 0.0004359 | 4.3283 | 10.1686 | 0.01778 | 0.000576 | 0.0004519 | 4.4484 | 10.9693 | 0.0167 | 0.0005443 | 0.0004431 | 4.254 | 11.1398 | 0.01768 | 0.0005625 | 0.0004632 | 4.2539 | 13.4619 | 0.01508 | 0.0004834 | 0.0004162 | 4.0951 | 13.6424 | 0.01595 | 0.0004998 | 0.0004344 | 4.1708 | 13.5522 | 0.01774 | 0.000564 | 0.0004598 | 4.1712 | 15.7546 | 0.01598 | 0.0005145 | 0.0004573 | 4.0044 | 15.9652 | 0.01599 | 0.0005143 | 0.0004631 | 4.4166 | 16.4152 | 0.01687 | 0.0005565 | 0.0004504 | 4.3318 | 17.4567 | 0.01638 | 0.0005435 | 0.0004603 | 4.4695 | 19.3589 | 0.01667 | 0.0005654 | 0.0004934 | 4.3152 | 21.7124 | 0.01627 | 0.000599 | 0.0006145 | 4.3017 | 21.7226 | 0.01792 | 0.0006441 | 0.000651 | 4.3699 | 22.9938 | 0.01633 | 0.0005555 | 0.0005197 | 4.2355 | 23.1845 | 0.01637 | 0.0005568 | 0.0005261 | 4.3016 | 24.1757 | 0.01576 | 0.0005225 | 0.0004774 | 4.2903 | 24.1959 | 0.01721 | 0.0005591 | 0.0005024 | 4.2904 | 26.4392 | 0.01602 | 0.0005517 | 0.0005332 | 4.5188 | 26.128 | 0.01726 | 0.0005804 | 0.000547 | 4.2726 | 28.9631 | 0.01772 | 0.0005645 | 0.0005376 | 4.1182 | 30.6459 | 0.01618 | 0.0005344 | 0.0005408 | 4.3255 | 30.3845 | 0.01729 | 0.0005576 | 0.0005531 | 4.1709 | 30.0874 | 0.01595 | 0.0005316 | 0.0005227 | 4.1711 | 30.0876 | 0.01718 | 0.0005594 | 0.0005453 | 4.074 | 30.1684 | 0.01725 | 0.0005614 | 0.0005503 | 3.9367 | 35.4959 | 0.01577 | 0.0005109 | 0.0005247 | 3.893 | 36.5885 | 0.01603 | 0.0005269 | 0.0005632 | 3.91 | 36.5785 | 0.01716 | 0.0005509 | 0.0005846 | 4.0363 | 35.7093 | 0.01689 | 0.0005515 | 0.0005816 | 4.0802 | 39.1611 | 0.01553 | 0.0005049 | 0.0005293 | 3.7416 | 44.9481 | 0.01522 | 0.0005145 | 0.0005713 | 3.6729 | 44.9792 | 0.0153 | 0.0005173 | 0.000576 | 3.94 | 52.3419 | 0.01717 | 0.0005762 | 0.0006316 | 4.0353 | 52.6129 | 0.01603 | 0.000521 | 0.0005361 | 3.8788 | 52.6359 | 0.01619 | 0.0005261 | 0.000545 | 4.0469 | 52.6131 | 0.01762 | 0.000561 | 0.0005647 | 4.2581 | 53.7537 | 0.02022 | 0.0006502 | 0.0006911 | 4.1692 | 54.9146 | 0.01985 | 0.0006439 | 0.00069 | 4.09 | 59.3264 | 0.0189 | 0.0005987 | 0.000627 | 4.2442 | 62.5794 | 0.01898 | 0.0005863 | 0.0005907 | 4.1436 | 62.7186 | 0.01924 | 0.0006018 | 0.0006294 | 4.9738 | 66.2725 | 0.0225 | 0.0007128 | 0.0006678 | 4.5462 | 71.1996 | 0.02147 | 0.00067 | 0.0006283 | 4.5693 | 71.8225 | 0.02171 | 0.0006989 | 0.0006958 | 4.8082 | 75.0066 | 0.02241 | 0.0006966 | 0.0006385 | 4.7851 | 76.1108 | 0.02225 | 0.0006877 | 0.0006285 | 4.7406 | 81.8185 | 0.02316 | 0.0007158 | 0.0006685 | 4.68 | 90.9684 | 0.02209 | 0.0006812 | 0.0006596 | 4.6209 | 90.8706 | 0.02218 | 0.0006837 | 0.000663
4.4643 | 0.051099 | 0.06699 | 0.00321 | 0.0046 | 5.4618 | 0.044366 | 0.18764 | 0.00854 | 0.0093 | 4.9735 | 0.04739 | 0.24119 | 0.00985 | 0.01012 | 4.9735 | 0.19141 | 0.06002 | 0.00244 | 0.0024 | 4.4966 | 0.20542 | 0.06764 | 0.00254 | 0.00242 | 4.9886 | 0.43246 | 0.06353 | 0.00245 | 0.00174 | 4.4942 | 1.2518 | 0.03036 | 0.00114 | 0.0007756 | 4.5417 | 1.2428 | 0.03392 | 0.00129 | 0.0008276 | 4.1667 | 1.8392 | 0.02437 | 0.0009084 | 0.0006273 | 4.2848 | 2.4145 | 0.02289 | 0.0008309 | 0.0005709 | 4.3333 | 2.3975 | 0.02491 | 0.000889 | 0.0005996 | 4.3764 | 2.969 | 0.02239 | 0.0007823 | 0.0005561 | 4.7062 | 2.8498 | 0.02622 | 0.0009812 | 0.0006111 | 5.0003 | 2.7518 | 0.03015 | 0.00115 | 0.0006648 | 5.2637 | 3.3971 | 0.02804 | 0.00105 | 0.000613 | 5.002 | 4.1627 | 0.02355 | 0.0008756 | 0.000555 | 5.2396 | 4.0626 | 0.02626 | 0.0009655 | 0.0005899 | 5.002 | 4.1627 | 0.02591 | 0.000948 | 0.0005865 | 5.0031 | 5.4438 | 0.02207 | 0.0008001 | 0.0005341 | 4.818 | 6.3066 | 0.02136 | 0.0007502 | 0.0005223 | 5.0041 | 6.9722 | 0.02055 | 0.0007054 | 0.0004757 | 4.8316 | 7.0843 | 0.0204 | 0.0006979 | 0.0004758 | 4.6916 | 9.0431 | 0.01795 | 0.0005987 | 0.0004465 | 4.5755 | 9.9532 | 0.0179 | 0.0005815 | 0.0004482 | 4.5988 | 9.9332 | 0.01903 | 0.0006049 | 0.0004639 | 4.7264 | 10.7388 | 0.01786 | 0.0005707 | 0.0004543 | 4.5043 | 10.9193 | 0.01882 | 0.0005872 | 0.0004736 | 4.5042 | 13.1813 | 0.01603 | 0.0005033 | 0.0004247 | 4.5501 | 13.1313 | 0.01783 | 0.0005694 | 0.0004506 | 4.6921 | 12.9811 | 0.02012 | 0.0006599 | 0.0004793 | 4.6926 | 15.1332 | 0.01802 | 0.0005929 | 0.0004736 | 4.505 | 15.3537 | 0.018 | 0.0005908 | 0.000479 | 4.9073 | 15.8338 | 0.01883 | 0.000624 | 0.0004658 | 4.8132 | 16.8952 | 0.01822 | 0.0006049 | 0.0004747 | 4.9164 | 18.8274 | 0.01832 | 0.0006139 | 0.0005053 | 4.7467 | 21.2207 | 0.01774 | 0.0006359 | 0.0006238 | 4.6928 | 21.281 | 0.01938 | 0.0006785 | 0.0006598 | 4.7672 | 22.4521 | 0.01772 | 0.0005909 | 0.000529 | 4.6205 | 22.6527 | 0.01775 | 0.0005916 | 0.0005352 | 4.6927 | 23.6838 | 0.01708 | 0.0005565 | 0.0004869 | 4.6478 | 23.7442 | 0.01852 | 0.0005909 | 0.0005115 | 4.6479 | 25.9572 | 0.01722 | 0.0005789 | 0.0005409 | 4.8664 | 25.6662 | 0.01848 | 0.0006069 | 0.0005545 | 4.5778 | 28.5712 | 0.01882 | 0.0005867 | 0.0005447 | 4.435 | 30.2337 | 0.01722 | 0.0005554 | 0.0005476 | 4.6344 | 29.9725 | 0.01833 | 0.0005782 | 0.0005597 | 4.4918 | 29.8351 | 0.017 | 0.0005535 | 0.0005299 | 4.469 | 29.8554 | 0.01824 | 0.0005802 | 0.0005523 | 4.365 | 29.9362 | 0.01829 | 0.0005821 | 0.0005573 | 4.2179 | 35.2132 | 0.01667 | 0.0005274 | 0.0005307 | 4.1711 | 36.3757 | 0.01689 | 0.0005421 | 0.000569 | 4.1707 | 36.3759 | 0.01802 | 0.0005654 | 0.0005902 | 4.3054 | 35.5367 | 0.01777 | 0.0005668 | 0.0005875 | 4.3522 | 38.9083 | 0.01634 | 0.0005187 | 0.0005346 | 4.2093 | 44.6916 | 0.01663 | 0.0005534 | 0.00058 | 4.132 | 44.7426 | 0.0167 | 0.0005559 | 0.0005847 | 4.334 | 52.2655 | 0.01838 | 0.0006023 | 0.0006386 | 4.4388 | 52.4865 | 0.01723 | 0.0005493 | 0.0005435 | 4.2667 | 52.5493 | 0.01739 | 0.0005542 | 0.0005524 | 4.4148 | 52.4972 | 0.01882 | 0.0005874 | 0.0005717 | 4.6129 | 53.9776 | 0.02139 | 0.0006724 | 0.0006985 | 4.5166 | 55.2477 | 0.021 | 0.0006655 | 0.0006976 | 4.4046 | 59.2493 | 0.01996 | 0.0006186 | 0.0006336 | 4.8505 | 62.6766 | 0.021 | 0.0006539 | 0.0006028 | 4.7356 | 62.5049 | 0.02125 | 0.000668 | 0.0006417 | 5.5264 | 65.942 | 0.0244 | 0.0007639 | 0.0006783 | 5.0513 | 71.1369 | 0.02324 | 0.0007171 | 0.0006388 | 5.077 | 71.8195 | 0.02347 | 0.0007435 | 0.0007056 | 5.289 | 74.9345 | 0.02409 | 0.0007377 | 0.0006481 | 5.2637 | 76.0383 | 0.02391 | 0.0007281 | 0.0006382 | 5.1716 | 81.9451 | 0.0247 | 0.0007497 | 0.0006773 | 5.1054 | 91.5444 | 0.02347 | 0.00071 | 0.0006671 | 5.0409 | 91.4664 | 0.02356 | 0.0007124 | 0.0006706
4.9603 | 0.047476 | 0.07968 | 0.00385 | 0.0054 | 5.9583 | 0.041714 | 0.21683 | 0.00969 | 0.01064 | 5.305 | 0.045288 | 0.26832 | 0.01072 | 0.01116 | 5.305 | 0.1828 | 0.06674 | 0.00266 | 0.00264 | 4.9963 | 0.19081 | 0.08036 | 0.00317 | 0.00283 | 5.3449 | 0.41184 | 0.07099 | 0.00269 | 0.00192 | 4.9935 | 1.1627 | 0.03559 | 0.00137 | 0.000876 | 4.9959 | 1.1627 | 0.03916 | 0.0015 | 0.0009238 | 4.5833 | 1.7311 | 0.02791 | 0.00105 | 0.000689 | 4.6419 | 2.2994 | 0.02556 | 0.0009191 | 0.0006134 | 4.6667 | 2.2924 | 0.02759 | 0.0009729 | 0.0006409 | 5.0016 | 2.7517 | 0.0268 | 0.00101 | 0.0006219 | 5.2944 | 2.6617 | 0.0308 | 0.00118 | 0.0006772 | 5.5559 | 2.5876 | 0.03488 | 0.00134 | 0.000731 | 5.7901 | 3.2199 | 0.03185 | 0.00119 | 0.0006641 | 5.5022 | 3.9585 | 0.02665 | 0.000985 | 0.0005944 | 5.7159 | 3.8774 | 0.02944 | 0.00107 | 0.0006292 | 5.4568 | 3.9755 | 0.02901 | 0.00105 | 0.000624 | 5.4201 | 5.2306 | 0.02443 | 0.0008712 | 0.0005611 | 5.1886 | 6.0974 | 0.02339 | 0.0008069 | 0.0005444 | 5.3615 | 6.7529 | 0.02239 | 0.0007549 | 0.0004959 | 5.1767 | 6.864 | 0.0222 | 0.0007464 | 0.0004954 | 5.0044 | 8.7967 | 0.01937 | 0.0006336 | 0.0004607 | 4.8614 | 9.7177 | 0.01918 | 0.0006113 | 0.0004607 | 4.8693 | 9.7108 | 0.02032 | 0.0006337 | 0.0004761 | 5.0044 | 10.5084 | 0.01905 | 0.000597 | 0.0004656 | 5.0048 | 10.5085 | 0.02118 | 0.0006787 | 0.000495 | 5.0046 | 12.6603 | 0.01798 | 0.0005772 | 0.0004422 | 5.1189 | 12.5502 | 0.02029 | 0.0006704 | 0.0004715 | 5.2134 | 12.4601 | 0.0226 | 0.0007504 | 0.0004995 | 5.214 | 14.562 | 0.02015 | 0.0006675 | 0.0004904 | 5.0055 | 14.7825 | 0.0201 | 0.0006636 | 0.0004953 | 5.3981 | 15.3027 | 0.02085 | 0.0006892 | 0.0004816 | 5.2945 | 16.374 | 0.02011 | 0.0006641 | 0.0004894 | 5.3634 | 18.3262 | 0.02001 | 0.0006613 | 0.0005174 | 5.1782 | 20.7392 | 0.01924 | 0.0006724 | 0.0006332 | 5.0838 | 20.8496 | 0.02088 | 0.0007126 | 0.0006688 | 5.1645 | 21.9306 | 0.01914 | 0.0006259 | 0.0005384 | 5.0055 | 22.1412 | 0.01916 | 0.000626 | 0.0005444 | 5.0838 | 23.2023 | 0.01842 | 0.0005899 | 0.0004964 | 5.0054 | 23.2927 | 0.01986 | 0.0006222 | 0.0005206 | 5.0054 | 25.4756 | 0.01844 | 0.0006058 | 0.0005486 | 5.214 | 25.2047 | 0.01972 | 0.0006332 | 0.0005621 | 4.883 | 28.1795 | 0.01993 | 0.0006088 | 0.0005517 | 4.7518 | 29.8218 | 0.01827 | 0.0005763 | 0.0005542 | 4.9434 | 29.5708 | 0.01939 | 0.0005985 | 0.0005662 | 4.8126 | 29.5831 | 0.01806 | 0.0005749 | 0.000537 | 4.767 | 29.6135 | 0.0193 | 0.0006006 | 0.0005592 | 4.656 | 29.7042 | 0.01935 | 0.0006023 | 0.0005641 | 4.4991 | 34.9109 | 0.01756 | 0.0005437 | 0.0005365 | 4.4491 | 36.1333 | 0.01776 | 0.0005571 | 0.0005747 | 4.692 | 35.8915 | 0.01977 | 0.000619 | 0.0006012 | 4.8436 | 35.1422 | 0.01956 | 0.0006226 | 0.000599 | 4.8963 | 38.3337 | 0.01797 | 0.0005697 | 0.0005448 | 4.677 | 44.3263 | 0.01804 | 0.0005902 | 0.0005883 | 4.5912 | 44.3973 | 0.01812 | 0.0005925 | 0.0005929 | 4.728 | 52.0801 | 0.01958 | 0.0006273 | 0.0006452 | 4.8424 | 52.291 | 0.01843 | 0.0005764 | 0.0005506 | 4.6546 | 52.3936 | 0.01859 | 0.000581 | 0.0005595 | 4.7827 | 52.3321 | 0.02003 | 0.0006128 | 0.0005785 | 4.9678 | 54.1122 | 0.02256 | 0.0006937 | 0.0007056 | 4.8641 | 55.4817 | 0.02214 | 0.0006861 | 0.0007049 | 5.0338 | 58.9875 | 0.0221 | 0.0006905 | 0.0006461 | 5.4569 | 62.6464 | 0.02301 | 0.000715 | 0.0006142 | 5.3275 | 62.1839 | 0.02328 | 0.0007287 | 0.0006532 | 6.0791 | 65.5632 | 0.02632 | 0.0008123 | 0.0006883 | 5.5565 | 70.9862 | 0.02502 | 0.0007614 | 0.0006488 | 5.5847 | 71.7286 | 0.02522 | 0.0007855 | 0.000715 | 5.7699 | 74.7842 | 0.02577 | 0.0007766 | 0.0006573 | 5.7422 | 75.8978 | 0.02557 | 0.0007665 | 0.0006474 | 5.6025 | 81.9937 | 0.02624 | 0.000782 | 0.0006858 | 5.5309 | 91.9623 | 0.02484 | 0.0007374 | 0.0006743 | 5.461 | 91.9042 | 0.02493 | 0.0007397 | 0.0006778
5.4563 | 0.044394 | 0.09329 | 0.00448 | 0.00625 | 6.4548 | 0.039393 | 0.2478 | 0.01085 | 0.01204 | 5.6366 | 0.043387 | 0.29668 | 0.01162 | 0.01224 | 5.6366 | 0.1751 | 0.07377 | 0.00288 | 0.0029 | 5.6208 | 0.1755 | 0.09756 | 0.00406 | 0.00338 | 5.7013 | 0.39333 | 0.07882 | 0.00293 | 0.0021 | 5.4929 | 1.0866 | 0.04119 | 0.0016 | 0.0009834 | 5.4501 | 1.0926 | 0.04476 | 0.00171 | 0.00103 | 5 | 1.636 | 0.03165 | 0.00118 | 0.0007543 | 4.9989 | 2.1963 | 0.02837 | 0.00101 | 0.0006579 | 5.3333 | 2.1093 | 0.03333 | 0.00128 | 0.000729 | 5.6268 | 2.5686 | 0.03154 | 0.00122 | 0.0006923 | 5.8827 | 2.5005 | 0.03569 | 0.00138 | 0.0007475 | 6.1115 | 2.4445 | 0.03989 | 0.00152 | 0.0008011 | 6.3165 | 3.0608 | 0.03587 | 0.00132 | 0.0007177 | 6.0024 | 3.7753 | 0.02991 | 0.00109 | 0.0006358 | 6.1922 | 3.7112 | 0.03276 | 0.00117 | 0.0006704 | 5.9115 | 3.8073 | 0.03225 | 0.00115 | 0.0006632 | 5.837 | 5.0364 | 0.02689 | 0.000942 | 0.0005893 | 5.5593 | 5.9051 | 0.02549 | 0.0008634 | 0.0005672 | 5.719 | 6.5516 | 0.02429 | 0.0008043 | 0.0005167 | 5.5218 | 6.6608 | 0.02407 | 0.0007948 | 0.0005155 | 5.3172 | 8.5674 | 0.02082 | 0.0006686 | 0.0004752 | 5.1474 | 9.4954 | 0.02049 | 0.0006412 | 0.0004735 | 5.4104 | 9.3031 | 0.02297 | 0.0007405 | 0.0005013 | 5.5605 | 10.1077 | 0.0215 | 0.0006938 | 0.0004889 | 5.6303 | 10.0577 | 0.02424 | 0.0008095 | 0.0005226 | 5.6302 | 12.0793 | 0.02053 | 0.0006842 | 0.0004647 | 5.6876 | 12.0293 | 0.02285 | 0.0007656 | 0.0004932 | 5.7348 | 11.9893 | 0.02518 | 0.0008374 | 0.0005203 | 5.7354 | 14.0311 | 0.02235 | 0.0007395 | 0.0005077 | 5.5061 | 14.2615 | 0.02227 | 0.0007339 | 0.000512 | 5.8888 | 14.8018 | 0.02295 | 0.0007526 | 0.0004978 | 5.7758 | 15.883 | 0.02207 | 0.0007217 | 0.0005044 | 5.8103 | 17.8451 | 0.02176 | 0.0007079 | 0.0005297 | 5.6097 | 20.2779 | 0.02078 | 0.0007085 | 0.0006426 | 5.4749 | 20.4284 | 0.02241 | 0.0007464 | 0.0006777 | 5.5617 | 21.4393 | 0.02059 | 0.0006606 | 0.0005479 | 5.3906 | 21.6499 | 0.0206 | 0.00066 | 0.0005537 | 5.4748 | 22.7309 | 0.0198 | 0.0006227 | 0.000506 | 5.3629 | 22.8614 | 0.02123 | 0.0006532 | 0.0005297 | 5.363 | 25.0141 | 0.01969 | 0.0006325 | 0.0005563 | 5.5616 | 24.7734 | 0.02098 | 0.0006593 | 0.0005697 | 5.4934 | 27.4066 | 0.0222 | 0.0006905 | 0.0005657 | 5.0686 | 29.41 | 0.01933 | 0.0005969 | 0.0005608 | 5.5613 | 28.7678 | 0.02155 | 0.0006744 | 0.0005792 | 5.1335 | 29.3213 | 0.01913 | 0.0005959 | 0.0005441 | 5.3628 | 29.1303 | 0.02144 | 0.0006754 | 0.0005727 | 5.238 | 29.2309 | 0.02149 | 0.0006764 | 0.0005775 | 5.0615 | 34.267 | 0.01939 | 0.0006038 | 0.000548 | 5.0053 | 35.5591 | 0.01952 | 0.0006122 | 0.0005858 | 5.2133 | 35.3279 | 0.02154 | 0.0006696 | 0.0006118 | 5.3818 | 34.6985 | 0.02136 | 0.0006749 | 0.0006101 | 5.4403 | 37.6999 | 0.01963 | 0.0006179 | 0.0005547 | 5.1448 | 43.9019 | 0.01947 | 0.0006253 | 0.0005963 | 5.0503 | 43.9928 | 0.01954 | 0.0006274 | 0.0006009 | 5.122 | 51.8355 | 0.0208 | 0.0006516 | 0.0006516 | 5.2459 | 52.0463 | 0.01964 | 0.0006025 | 0.0005574 | 5.0425 | 52.1787 | 0.0198 | 0.0006067 | 0.0005663 | 5.1506 | 52.1076 | 0.02123 | 0.0006373 | 0.0005851 | 5.6775 | 54.1534 | 0.02488 | 0.0007702 | 0.000719 | 5.559 | 55.7319 | 0.0244 | 0.0007597 | 0.0007186 | 5.663 | 58.6182 | 0.02424 | 0.0007561 | 0.000658 | 6.0632 | 62.5181 | 0.02502 | 0.0007714 | 0.000625 | 5.9195 | 61.815 | 0.02531 | 0.0007852 | 0.0006643 | 6.6317 | 65.1658 | 0.02825 | 0.0008584 | 0.0006981 | 6.0616 | 70.7872 | 0.0268 | 0.0008034 | 0.0006584 | 6.0924 | 71.5795 | 0.02698 | 0.0008255 | 0.000724 | 6.2507 | 74.5953 | 0.02746 | 0.0008139 | 0.0006662 | 6.2207 | 75.6887 | 0.02723 | 0.0008032 | 0.0006564 | 6.0335 | 81.9837 | 0.02777 | 0.000813 | 0.0006939 | 5.9563 | 92.2518 | 0.02621 | 0.0007635 | 0.0006812 | 5.8811 | 92.2136 | 0.0263 | 0.0007658 | 0.0006847
5.9524 | 0.041743 | 0.10782 | 0.00512 | 0.00715 | 6.9513 | 0.037351 | 0.28054 | 0.01202 | 0.01352 | 5.9682 | 0.041666 | 0.32625 | 0.01252 | 0.01337 | 5.9682 | 0.16809 | 0.0811 | 0.0031 | 0.00316 | 6.2453 | 0.16269 | 0.11618 | 0.00491 | 0.00397 | 6.4139 | 0.36141 | 0.09553 | 0.00381 | 0.00249 | 5.9922 | 1.0216 | 0.04717 | 0.00182 | 0.0011 | 5.9043 | 1.0326 | 0.05069 | 0.00192 | 0.00113 | 5.4167 | 1.5519 | 0.0356 | 0.00132 | 0.0008232 | 5.7131 | 2.0202 | 0.03435 | 0.00133 | 0.0007529 | 6 | 1.9571 | 0.03953 | 0.00156 | 0.000824 | 6.252 | 2.4104 | 0.03661 | 0.00142 | 0.0007673 | 6.471 | 2.3604 | 0.04088 | 0.00157 | 0.000822 | 6.667 | 2.3184 | 0.04519 | 0.00171 | 0.0008749 | 6.8428 | 2.9157 | 0.04009 | 0.00146 | 0.0007738 | 6.5026 | 3.6111 | 0.03333 | 0.0012 | 0.0006791 | 6.6686 | 3.5601 | 0.03623 | 0.00128 | 0.0007133 | 6.3662 | 3.6542 | 0.03563 | 0.00125 | 0.000704 | 6.2539 | 4.8602 | 0.02944 | 0.00101 | 0.0006186 | 5.9299 | 5.7279 | 0.02766 | 0.0009199 | 0.0005909 | 6.0764 | 6.3654 | 0.02624 | 0.0008536 | 0.0005382 | 5.8669 | 6.4725 | 0.02599 | 0.0008431 | 0.0005362 | 5.6299 | 8.352 | 0.02231 | 0.0007036 | 0.0004901 | 5.7194 | 9.0897 | 0.02321 | 0.0007515 | 0.0004999 | 6.0867 | 8.8524 | 0.02644 | 0.0008933 | 0.0005341 | 6.2556 | 9.6569 | 0.02469 | 0.0008321 | 0.0005191 | 6.2559 | 9.656 | 0.02744 | 0.0009313 | 0.0005514 | 6.2558 | 11.5585 | 0.0232 | 0.0007848 | 0.0004882 | 6.2564 | 11.5586 | 0.02553 | 0.0008571 | 0.0005156 | 6.2561 | 11.5586 | 0.02786 | 0.0009221 | 0.0005419 | 6.2568 | 13.5503 | 0.02464 | 0.0008098 | 0.0005255 | 6.0066 | 13.7807 | 0.02452 | 0.0008025 | 0.0005292 | 6.3796 | 14.351 | 0.02511 | 0.0008149 | 0.0005144 | 6.2571 | 15.4221 | 0.02408 | 0.0007783 | 0.0005197 | 6.2573 | 17.4042 | 0.02355 | 0.0007538 | 0.0005422 | 6.0413 | 19.8368 | 0.02235 | 0.0007444 | 0.0006522 | 5.866 | 20.0173 | 0.02397 | 0.00078 | 0.0006868 | 5.959 | 20.9682 | 0.02208 | 0.000695 | 0.0005574 | 5.7756 | 21.1788 | 0.02207 | 0.0006937 | 0.0005631 | 5.8659 | 22.2797 | 0.0212 | 0.0006552 | 0.0005156 | 5.7204 | 22.4402 | 0.02262 | 0.0006838 | 0.0005389 | 5.7205 | 24.5728 | 0.02096 | 0.0006591 | 0.000564 | 6.2568 | 23.9411 | 0.02357 | 0.0007568 | 0.0005852 | 6.1037 | 26.6643 | 0.02453 | 0.0007675 | 0.0005797 | 5.7021 | 28.5872 | 0.02151 | 0.0006738 | 0.0005739 | 6.1792 | 27.9854 | 0.02377 | 0.0007462 | 0.0005922 | 5.7752 | 28.7883 | 0.0213 | 0.0006727 | 0.000558 | 5.9587 | 28.6376 | 0.02362 | 0.0007448 | 0.0005861 | 5.82 | 28.7582 | 0.02366 | 0.0007452 | 0.0005908 | 5.6239 | 33.5938 | 0.02124 | 0.0006605 | 0.0005592 | 5.5614 | 34.9357 | 0.02131 | 0.0006643 | 0.0005966 | 5.7347 | 34.7349 | 0.02334 | 0.0007181 | 0.0006221 | 5.92 | 34.2355 | 0.02319 | 0.0007247 | 0.000621 | 5.9843 | 37.0468 | 0.02132 | 0.0006641 | 0.0005644 | 5.6125 | 43.4282 | 0.02092 | 0.0006593 | 0.000604 | 5.5094 | 43.539 | 0.02098 | 0.000661 | 0.0006087 | 5.516 | 51.5215 | 0.02202 | 0.0006752 | 0.0006579 | 5.6494 | 51.7522 | 0.02085 | 0.0006277 | 0.0005641 | 5.4304 | 51.9145 | 0.02101 | 0.0006316 | 0.000573 | 5.8864 | 51.5703 | 0.02367 | 0.0007262 | 0.0005979 | 6.3871 | 53.9963 | 0.02722 | 0.0008398 | 0.0007315 | 6.2538 | 55.754 | 0.02666 | 0.0008264 | 0.0007314 | 6.2923 | 58.2006 | 0.0264 | 0.0008172 | 0.0006695 | 6.6695 | 62.3212 | 0.02704 | 0.0008241 | 0.0006355 | 6.5114 | 61.4076 | 0.02736 | 0.0008385 | 0.000675 | 7.1844 | 64.7595 | 0.03019 | 0.0009026 | 0.0007076 | 6.5667 | 70.5495 | 0.02858 | 0.0008435 | 0.0006677 | 6.6001 | 71.3816 | 0.02875 | 0.0008638 | 0.0007327 | 6.7315 | 74.3677 | 0.02915 | 0.0008497 | 0.0006748 | 6.6992 | 75.4408 | 0.0289 | 0.0008385 | 0.000665 | 6.4645 | 81.9149 | 0.02931 | 0.0008429 | 0.0007018 | 6.3818 | 92.4426 | 0.02758 | 0.0007886 | 0.0006878 | 6.3012 | 92.4143 | 0.02767 | 0.0007909 | 0.0006913
6.4484 | 0.039421 | 0.12323 | 0.00576 | 0.0081 | 7.4479 | 0.03553 | 0.31502 | 0.01322 | 0.01506 | 6.6313 | 0.038633 | 0.38893 | 0.01566 | 0.01573 | 6.6313 | 0.15589 | 0.09664 | 0.00388 | 0.00372 | 6.8698 | 0.15189 | 0.13619 | 0.00575 | 0.0046 | 7.1266 | 0.33479 | 0.11364 | 0.00464 | 0.00292 | 6.4916 | 0.96505 | 0.05352 | 0.00204 | 0.00122 | 6.3584 | 0.97946 | 0.05695 | 0.00213 | 0.00125 | 5.8333 | 1.4779 | 0.03977 | 0.00145 | 0.0008954 | 6.4272 | 1.8731 | 0.04083 | 0.00162 | 0.0008554 | 6.6667 | 1.829 | 0.04619 | 0.00183 | 0.0009258 | 6.8771 | 2.2743 | 0.04199 | 0.00162 | 0.0008468 | 7.0592 | 2.2383 | 0.04636 | 0.00176 | 0.0009005 | 7.2226 | 2.2063 | 0.05076 | 0.00189 | 0.0009524 | 7.3692 | 2.7846 | 0.04451 | 0.00159 | 0.0008323 | 7.0028 | 3.462 | 0.03689 | 0.00131 | 0.0007243 | 7.1449 | 3.422 | 0.03984 | 0.00138 | 0.0007579 | 6.821 | 3.5141 | 0.03915 | 0.00135 | 0.0007466 | 6.6708 | 4.699 | 0.03208 | 0.00108 | 0.000649 | 6.3005 | 5.5647 | 0.02989 | 0.0009762 | 0.0006152 | 6.4339 | 6.1932 | 0.02825 | 0.0009029 | 0.0005602 | 6.212 | 6.2993 | 0.02796 | 0.0008914 | 0.0005575 | 6.2555 | 7.9625 | 0.0254 | 0.000833 | 0.000521 | 6.4343 | 8.6421 | 0.02676 | 0.0009091 | 0.0005344 | 6.763 | 8.4548 | 0.03009 | 0.00104 | 0.0005684 | 6.9506 | 9.2573 | 0.02802 | 0.0009606 | 0.0005505 | 6.8815 | 9.2954 | 0.03077 | 0.00105 | 0.0005811 | 6.8814 | 11.0878 | 0.02599 | 0.0008815 | 0.0005127 | 6.8252 | 11.1279 | 0.02831 | 0.0009462 | 0.0005389 | 6.7775 | 11.158 | 0.03063 | 0.00101 | 0.0005642 | 6.7782 | 13.1096 | 0.027 | 0.0008788 | 0.0005438 | 6.5072 | 13.33 | 0.02684 | 0.0008699 | 0.0005469 | 6.8703 | 13.9203 | 0.02734 | 0.0008762 | 0.0005314 | 6.7384 | 15.0014 | 0.02615 | 0.000834 | 0.0005353 | 6.7042 | 16.9833 | 0.02538 | 0.0007992 | 0.000555 | 6.4728 | 19.4158 | 0.02396 | 0.0007801 | 0.0006619 | 6.257 | 19.6264 | 0.02556 | 0.0008135 | 0.0006959 | 6.3563 | 20.5172 | 0.0236 | 0.0007292 | 0.0005672 | 6.1607 | 20.7377 | 0.02357 | 0.0007273 | 0.0005726 | 6.2569 | 21.8486 | 0.02263 | 0.0006873 | 0.0005253 | 6.4355 | 21.6483 | 0.02548 | 0.0007973 | 0.0005575 | 6.4356 | 23.7306 | 0.02357 | 0.0007581 | 0.0005798 | 6.952 | 23.1693 | 0.02625 | 0.0008487 | 0.0006009 | 6.7141 | 25.9424 | 0.02693 | 0.0008412 | 0.0005937 | 6.3357 | 27.7948 | 0.02374 | 0.0007466 | 0.0005871 | 6.7972 | 27.2334 | 0.02606 | 0.0008151 | 0.0006052 | 6.4168 | 28.2658 | 0.02351 | 0.000744 | 0.0005718 | 6.5546 | 28.1454 | 0.02584 | 0.0008103 | 0.0005994 | 6.402 | 28.276 | 0.02587 | 0.0008102 | 0.0006039 | 6.1863 | 32.9111 | 0.02314 | 0.0007146 | 0.0005703 | 6.1176 | 34.2829 | 0.02313 | 0.0007143 | 0.0006071 | 6.256 | 34.1224 | 0.02517 | 0.0007651 | 0.0006323 | 6.4581 | 33.7529 | 0.02505 | 0.0007724 | 0.0006317 | 6.5283 | 36.3941 | 0.02303 | 0.0007087 | 0.0005741 | 6.0802 | 42.935 | 0.02238 | 0.0006922 | 0.0006117 | 5.9685 | 43.0557 | 0.02244 | 0.0006937 | 0.0006163 | 6.304 | 50.7948 | 0.02448 | 0.0007619 | 0.0006699 | 6.4565 | 51.0955 | 0.02331 | 0.0007191 | 0.000577 | 6.2061 | 51.3075 | 0.02345 | 0.000722 | 0.0005858 | 6.6222 | 50.9445 | 0.02613 | 0.0008071 | 0.0006101 | 7.0968 | 53.6906 | 0.02956 | 0.0009045 | 0.0007434 | 6.9487 | 55.6176 | 0.02893 | 0.0008881 | 0.0007435 | 6.9215 | 57.7443 | 0.02857 | 0.0008749 | 0.0006806 | 7.2758 | 62.0654 | 0.02907 | 0.000874 | 0.0006456 | 7.1034 | 61.0013 | 0.02942 | 0.0008892 | 0.0006855 | 7.737 | 64.344 | 0.03214 | 0.0009453 | 0.0007169 | 7.0718 | 70.2828 | 0.03037 | 0.000882 | 0.0006768 | 7.1078 | 71.1647 | 0.03052 | 0.0009006 | 0.0007411 | 7.2123 | 74.1109 | 0.03085 | 0.0008842 | 0.0006832 | 7.1777 | 75.1739 | 0.03057 | 0.0008725 | 0.0006735 | 6.8954 | 81.8172 | 0.03085 | 0.0008717 | 0.0007095 | 6.8072 | 92.5344 | 0.02894 | 0.0008128 | 0.0006942 | 6.7212 | 92.5261 | 0.02903 | 0.000815 | 0.0006977
6.9444 | 0.03737 | 0.13953 | 0.00642 | 0.0091 | 7.9444 | 0.033899 | 0.3512 | 0.01443 | 0.01667 | 7.4602 | 0.035491 | 0.47385 | 0.02013 | 0.01891 | 7.4602 | 0.14308 | 0.11771 | 0.00499 | 0.00447 | 7.4944 | 0.14258 | 0.15757 | 0.00657 | 0.00527 | 7.8392 | 0.31227 | 0.13312 | 0.00544 | 0.00337 | 6.9909 | 0.91521 | 0.06022 | 0.00227 | 0.00135 | 7.2668 | 0.8902 | 0.07045 | 0.00288 | 0.00149 | 6.6667 | 1.3498 | 0.04869 | 0.00194 | 0.00105 | 7.1413 | 1.749 | 0.0478 | 0.00191 | 0.0009651 | 7.3333 | 1.719 | 0.0533 | 0.0021 | 0.00103 | 7.5023 | 2.1552 | 0.04768 | 0.00182 | 0.0009306 | 7.6475 | 2.1292 | 0.05214 | 0.00195 | 0.0009828 | 7.7782 | 2.1072 | 0.05661 | 0.00207 | 0.00103 | 7.8956 | 2.6645 | 0.04914 | 0.00173 | 0.0008933 | 7.503 | 3.3269 | 0.04061 | 0.00142 | 0.0007713 | 7.6212 | 3.2959 | 0.04359 | 0.00149 | 0.0008043 | 7.2757 | 3.387 | 0.0428 | 0.00145 | 0.0007907 | 7.0878 | 4.5498 | 0.0348 | 0.00115 | 0.0006805 | 6.6711 | 5.4125 | 0.03219 | 0.00103 | 0.0006403 | 7.1487 | 5.8838 | 0.03242 | 0.00109 | 0.0006061 | 6.9023 | 5.9859 | 0.03207 | 0.00107 | 0.0006018 | 7.0374 | 7.538 | 0.02947 | 0.00102 | 0.0005617 | 7.1492 | 8.2485 | 0.0305 | 0.00106 | 0.0005705 | 7.4393 | 8.1014 | 0.0339 | 0.00117 | 0.0006042 | 7.6457 | 8.8988 | 0.0315 | 0.00108 | 0.0005831 | 7.5071 | 8.968 | 0.03422 | 0.00116 | 0.0006119 | 7.5069 | 10.6672 | 0.02889 | 0.0009756 | 0.0005381 | 7.3939 | 10.7374 | 0.03119 | 0.00103 | 0.0005631 | 7.2988 | 10.7975 | 0.0335 | 0.00109 | 0.0005872 | 7.2996 | 12.699 | 0.02945 | 0.000947 | 0.0005627 | 7.0077 | 12.9193 | 0.02924 | 0.0009364 | 0.0005651 | 7.361 | 13.5297 | 0.02964 | 0.000937 | 0.000549 | 7.2197 | 14.6007 | 0.02828 | 0.0008891 | 0.0005513 | 7.1512 | 16.5826 | 0.02726 | 0.0008443 | 0.0005681 | 6.9043 | 19.0049 | 0.0256 | 0.0008158 | 0.0006717 | 7.0392 | 18.8848 | 0.02883 | 0.0009393 | 0.0007147 | 7.1508 | 19.6855 | 0.02673 | 0.0008566 | 0.0005871 | 6.9308 | 19.906 | 0.02668 | 0.0008525 | 0.000592 | 7.0391 | 21.0268 | 0.02557 | 0.0008064 | 0.000545 | 7.1505 | 20.9167 | 0.02844 | 0.0009034 | 0.0005765 | 7.1506 | 22.9588 | 0.02628 | 0.0008513 | 0.0005958 | 7.6472 | 22.4577 | 0.02901 | 0.0009367 | 0.000617 | 7.3245 | 25.2707 | 0.02939 | 0.0009124 | 0.000608 | 6.9693 | 27.0328 | 0.02604 | 0.0008164 | 0.0006003 | 7.4151 | 26.5217 | 0.0284 | 0.0008821 | 0.0006184 | 7.0585 | 27.7338 | 0.02576 | 0.0008113 | 0.0005855 | 7.1504 | 27.6636 | 0.0281 | 0.000873 | 0.0006126 | 6.984 | 27.7941 | 0.02812 | 0.0008723 | 0.000617 | 6.7487 | 32.2388 | 0.02508 | 0.000767 | 0.0005814 | 6.6737 | 33.6205 | 0.02499 | 0.0007628 | 0.0006176 | 6.7773 | 33.5002 | 0.02704 | 0.0008109 | 0.0006424 | 6.9963 | 33.2507 | 0.02693 | 0.0008187 | 0.0006423 | 7.0724 | 35.7418 | 0.02478 | 0.0007521 | 0.0005836 | 6.5479 | 42.4322 | 0.02385 | 0.0007243 | 0.0006192 | 6.4276 | 42.5629 | 0.02391 | 0.0007256 | 0.0006238 | 7.092 | 49.9795 | 0.02698 | 0.0008418 | 0.0006815 | 7.2636 | 50.3502 | 0.02579 | 0.0008023 | 0.0005896 | 6.9819 | 50.622 | 0.02593 | 0.0008041 | 0.0005982 | 7.358 | 50.2598 | 0.02862 | 0.0008823 | 0.0006221 | 7.8065 | 53.2858 | 0.03191 | 0.0009657 | 0.0007549 | 7.6436 | 55.3623 | 0.0312 | 0.0009462 | 0.0007551 | 7.5507 | 57.2689 | 0.03076 | 0.0009297 | 0.0006914 | 7.8821 | 61.7604 | 0.03111 | 0.0009215 | 0.0006554 | 7.6953 | 60.5759 | 0.03149 | 0.0009378 | 0.0006956 | 8.2897 | 63.9292 | 0.03411 | 0.0009866 | 0.000726 | 7.577 | 69.9969 | 0.03217 | 0.0009191 | 0.0006856 | 7.6155 | 70.9187 | 0.03229 | 0.0009361 | 0.0007494 | 7.6932 | 73.835 | 0.03256 | 0.0009177 | 0.0006915 | 7.6562 | 74.8778 | 0.03225 | 0.0009055 | 0.0006817 | 7.3264 | 81.6803 | 0.03239 | 0.0008997 | 0.0007169 | 7.2327 | 92.5472 | 0.0303 | 0.0008363 | 0.0007004 | 7.1413 | 92.5587 | 0.03039 | 0.0008385 | 0.0007039
7.9365 | 0.033928 | 0.17467 | 0.0085 | 0.01123 | 8.4409 | 0.032428 | 0.38908 | 0.01566 | 0.01835 | 8.2891 | 0.032869 | 0.56592 | 0.02438 | 0.02231 | 8.2891 | 0.13247 | 0.14055 | 0.00604 | 0.00527 | 8.1189 | 0.13447 | 0.1803 | 0.0074 | 0.00597 | 8.5519 | 0.29296 | 0.15395 | 0.00624 | 0.00385 | 7.9896 | 0.83186 | 0.07467 | 0.00308 | 0.00162 | 8.1751 | 0.81835 | 0.08522 | 0.00359 | 0.00176 | 7.5 | 1.2457 | 0.05841 | 0.00239 | 0.00122 | 7.8555 | 1.6439 | 0.05523 | 0.00219 | 0.00108 | 8 | 1.6239 | 0.06085 | 0.00237 | 0.00115 | 8.1275 | 2.0501 | 0.05368 | 0.00202 | 0.00102 | 8.2358 | 2.0331 | 0.05819 | 0.00214 | 0.00107 | 8.3338 | 2.0181 | 0.06272 | 0.00225 | 0.00112 | 8.4219 | 2.5554 | 0.05397 | 0.00187 | 0.0009568 | 8.0032 | 3.2018 | 0.04447 | 0.00152 | 0.0008202 | 8.0976 | 3.1798 | 0.04749 | 0.00159 | 0.0008523 | 7.7304 | 3.2689 | 0.04659 | 0.00155 | 0.0008364 | 7.5047 | 4.4127 | 0.03762 | 0.00123 | 0.0007131 | 7.4123 | 5.1382 | 0.03697 | 0.00124 | 0.0006925 | 8.0423 | 5.5494 | 0.03794 | 0.00134 | 0.0006665 | 7.765 | 5.6485 | 0.03749 | 0.00132 | 0.0006603 | 7.8193 | 7.1675 | 0.03376 | 0.00119 | 0.0006045 | 7.8641 | 7.8981 | 0.0344 | 0.0012 | 0.0006081 | 8.1156 | 7.783 | 0.03787 | 0.0013 | 0.0006414 | 8.3407 | 8.5744 | 0.0351 | 0.0012 | 0.0006169 | 8.1327 | 8.6686 | 0.0378 | 0.00127 | 0.0006437 | 8.1325 | 10.2768 | 0.0319 | 0.00107 | 0.0005645 | 7.9627 | 10.3769 | 0.03418 | 0.00112 | 0.000588 | 7.8202 | 10.4671 | 0.03647 | 0.00117 | 0.0006109 | 7.821 | 12.3185 | 0.03197 | 0.00101 | 0.0005822 | 7.5083 | 12.5388 | 0.03172 | 0.001 | 0.0005839 | 7.8518 | 13.1592 | 0.032 | 0.0009972 | 0.000567 | 7.701 | 14.2301 | 0.03047 | 0.0009437 | 0.0005677 | 8.0451 | 15.8514 | 0.03115 | 0.00101 | 0.0005951 | 7.7673 | 18.2435 | 0.02898 | 0.0009492 | 0.0006919 | 7.8213 | 18.1935 | 0.03223 | 0.00106 | 0.000734 | 7.9453 | 18.9442 | 0.03 | 0.0009761 | 0.0006077 | 7.7008 | 19.1646 | 0.0299 | 0.0009699 | 0.0006121 | 7.8212 | 20.2753 | 0.02862 | 0.0009175 | 0.0005652 | 7.8656 | 20.2353 | 0.03151 | 0.001 | 0.0005959 | 7.8657 | 22.2473 | 0.02907 | 0.0009407 | 0.0006123 | 8.3424 | 21.7964 | 0.03186 | 0.00102 | 0.0006336 | 7.9349 | 24.6194 | 0.03192 | 0.000982 | 0.0006224 | 7.6028 | 26.3112 | 0.02841 | 0.0008842 | 0.0006137 | 8.033 | 25.8502 | 0.03081 | 0.0009474 | 0.0006317 | 7.7002 | 27.212 | 0.02806 | 0.0008759 | 0.0005992 | 7.7463 | 27.172 | 0.0304 | 0.0009335 | 0.0006259 | 7.566 | 27.3225 | 0.03041 | 0.0009322 | 0.0006301 | 7.3111 | 31.5869 | 0.02705 | 0.000818 | 0.0005925 | 7.2299 | 32.9685 | 0.02688 | 0.0008101 | 0.000628 | 7.2987 | 32.8884 | 0.02893 | 0.0008558 | 0.0006525 | 7.5345 | 32.7588 | 0.02884 | 0.0008638 | 0.0006528 | 7.6164 | 35.0999 | 0.02656 | 0.0007946 | 0.0005932 | 7.4833 | 41.3976 | 0.02686 | 0.0008423 | 0.0006341 | 7.3459 | 41.5482 | 0.02691 | 0.0008426 | 0.0006385 | 7.88 | 49.1152 | 0.02953 | 0.0009172 | 0.0006929 | 8.0706 | 49.5658 | 0.02832 | 0.0008797 | 0.0006019 | 7.7577 | 49.8775 | 0.02844 | 0.0008806 | 0.0006104 | 8.0938 | 49.5459 | 0.03114 | 0.0009534 | 0.0006339 | 8.5162 | 52.8018 | 0.03429 | 0.00102 | 0.0007661 | 8.3384 | 55.0178 | 0.03348 | 0.001 | 0.0007663 | 8.18 | 56.7744 | 0.03298 | 0.0009824 | 0.000702 | 8.4884 | 61.426 | 0.03315 | 0.0009672 | 0.000665 | 8.2873 | 60.1512 | 0.03358 | 0.0009846 | 0.0007056 | 8.8423 | 63.5149 | 0.03609 | 0.00103 | 0.000735 | 8.0821 | 69.7017 | 0.03397 | 0.0009551 | 0.0006943 | 8.1232 | 70.6434 | 0.03407 | 0.0009706 | 0.0007574 | 8.174 | 73.5397 | 0.03427 | 0.0009501 | 0.0006995 | 8.1347 | 74.5623 | 0.03394 | 0.0009375 | 0.0006898 | 7.7574 | 81.5141 | 0.03394 | 0.000927 | 0.0007242 | 7.6581 | 92.5006 | 0.03166 | 0.0008591 | 0.0007064 | 7.5614 | 92.5121 | 0.03176 | 0.0008612 | 0.0007099
8.9286 | 0.031126 | 0.21318 | 0.0105 | 0.01355 | 8.9374 | 0.031097 | 0.42862 | 0.01691 | 0.02009 | 9.118 | 0.030648 | 0.665 | 0.02855 | 0.02595 | 9.118 | 0.12346 | 0.16515 | 0.00708 | 0.00613 | 8.7434 | 0.12737 | 0.20434 | 0.00824 | 0.00671 | 9.2645 | 0.27615 | 0.1761 | 0.00703 | 0.00435 | 8.9883 | 0.76471 | 0.09048 | 0.00383 | 0.00192 | 9.0835 | 0.75891 | 0.10122 | 0.00427 | 0.00205 | 8.3333 | 1.1576 | 0.06891 | 0.00283 | 0.0014 | 8.5696 | 1.5518 | 0.06313 | 0.00247 | 0.00121 | 8.6667 | 1.5398 | 0.06882 | 0.00264 | 0.00127 | 8.7527 | 1.9571 | 0.05998 | 0.00222 | 0.00111 | 8.824 | 1.9461 | 0.06453 | 0.00233 | 0.00116 | 8.8894 | 1.9371 | 0.0691 | 0.00244 | 0.00121 | 8.9483 | 2.4543 | 0.05901 | 0.00201 | 0.00102 | 8.5034 | 3.0877 | 0.04848 | 0.00163 | 0.0008708 | 8.5739 | 3.0717 | 0.05152 | 0.0017 | 0.000902 | 8.1852 | 3.1598 | 0.05052 | 0.00166 | 0.0008837 | 8.3385 | 4.1675 | 0.0435 | 0.00149 | 0.0007812 | 8.3389 | 4.8399 | 0.04329 | 0.00154 | 0.0007615 | 8.9359 | 5.2601 | 0.04378 | 0.00158 | 0.0007303 | 8.6278 | 5.3552 | 0.04322 | 0.00156 | 0.0007219 | 8.6013 | 6.8402 | 0.03826 | 0.00135 | 0.0006495 | 8.579 | 7.5827 | 0.03848 | 0.00133 | 0.0006473 | 8.7919 | 7.4946 | 0.04199 | 0.00143 | 0.00068 | 9.0358 | 8.276 | 0.03885 | 0.00132 | 0.0006518 | 8.7583 | 8.3922 | 0.04149 | 0.00138 | 0.0006765 | 8.7581 | 9.9293 | 0.03502 | 0.00116 | 0.0005918 | 8.5315 | 10.0565 | 0.03727 | 0.0012 | 0.0006138 | 8.3415 | 10.1567 | 0.03953 | 0.00125 | 0.0006354 | 8.3424 | 11.968 | 0.03457 | 0.00108 | 0.0006023 | 8.0088 | 12.1883 | 0.03427 | 0.00107 | 0.0006032 | 8.8332 | 12.4983 | 0.03691 | 0.00122 | 0.0006045 | 8.6637 | 13.5491 | 0.03501 | 0.00115 | 0.0006017 | 8.9389 | 15.2004 | 0.03521 | 0.00117 | 0.0006232 | 8.6304 | 17.5323 | 0.03251 | 0.00108 | 0.000713 | 8.6034 | 17.5524 | 0.03576 | 0.00117 | 0.000754 | 8.7399 | 18.263 | 0.03339 | 0.00109 | 0.0006291 | 8.4709 | 18.4834 | 0.03325 | 0.00108 | 0.000633 | 8.6033 | 19.5841 | 0.03179 | 0.00102 | 0.000586 | 8.5806 | 19.6042 | 0.03467 | 0.0011 | 0.0006157 | 8.5807 | 21.576 | 0.03194 | 0.00103 | 0.0006292 | 9.0376 | 21.1753 | 0.0348 | 0.00111 | 0.0006506 | 8.5452 | 24.0082 | 0.03451 | 0.00105 | 0.0006371 | 8.2364 | 25.6297 | 0.03083 | 0.0009505 | 0.0006273 | 8.6509 | 25.2089 | 0.03328 | 0.00101 | 0.0006453 | 8.3419 | 26.6806 | 0.0304 | 0.0009382 | 0.0006131 | 8.3422 | 26.6806 | 0.03274 | 0.0009923 | 0.0006392 | 8.148 | 26.8411 | 0.03274 | 0.0009905 | 0.0006433 | 7.8735 | 30.9452 | 0.02907 | 0.0008679 | 0.0006036 | 7.786 | 32.3367 | 0.02881 | 0.0008564 | 0.0006384 | 8.3413 | 31.7052 | 0.03284 | 0.00102 | 0.0006727 | 8.6109 | 31.7757 | 0.03275 | 0.00103 | 0.0006739 | 8.7045 | 33.8566 | 0.03022 | 0.0009507 | 0.0006124 | 8.4187 | 40.3639 | 0.02995 | 0.0009506 | 0.0006489 | 8.2641 | 40.5345 | 0.02998 | 0.0009501 | 0.0006532 | 8.668 | 48.2216 | 0.03212 | 0.0009892 | 0.0007041 | 8.8777 | 48.7522 | 0.03088 | 0.0009531 | 0.0006141 | 8.5334 | 49.1037 | 0.03098 | 0.0009529 | 0.0006224 | 8.8296 | 48.8025 | 0.03371 | 0.00102 | 0.0006455 | 9.2259 | 52.2583 | 0.03669 | 0.00108 | 0.0007771 | 9.0333 | 54.5939 | 0.03578 | 0.00105 | 0.0007773 | 8.8092 | 56.2804 | 0.03521 | 0.00103 | 0.0007124 | 9.0948 | 61.0522 | 0.03521 | 0.00101 | 0.0006745 | 8.8792 | 59.7271 | 0.03568 | 0.00103 | 0.0007154 | 9.395 | 63.1011 | 0.03808 | 0.00107 | 0.0007439 | 8.5872 | 69.387 | 0.03579 | 0.0009901 | 0.0007028 | 8.6309 | 70.3587 | 0.03586 | 0.001 | 0.0007654 | 8.6548 | 73.2249 | 0.03598 | 0.0009818 | 0.0007075 | 8.6133 | 74.2274 | 0.03563 | 0.0009688 | 0.0006978 | 8.6193 | 81.1234 | 0.03704 | 0.00103 | 0.0007384 | 8.509 | 92.2094 | 0.03439 | 0.0009435 | 0.000718 | 8.4016 | 92.2507 | 0.03449 | 0.0009454 | 0.0007215
9.9206 | 0.028794 | 0.25499 | 0.01249 | 0.01605 | 9.9305 | 0.028776 | 0.51261 | 0.0212 | 0.02377 | 9.9469 | 0.028736 | 0.77095 | 0.0327 | 0.02981 | 9.9469 | 0.11576 | 0.19146 | 0.00811 | 0.00705 | 9.368 | 0.12106 | 0.22969 | 0.00908 | 0.00749 | 9.9772 | 0.26134 | 0.19956 | 0.00783 | 0.00489 | 9.987 | 0.70918 | 0.10759 | 0.00456 | 0.00224 | 9.9918 | 0.70898 | 0.11841 | 0.00494 | 0.00236 | 9.1667 | 1.0836 | 0.08016 | 0.00327 | 0.00159 | 9.2837 | 1.4708 | 0.07147 | 0.00275 | 0.00134 | 9.3333 | 1.4658 | 0.07721 | 0.0029 | 0.00139 | 9.3779 | 1.873 | 0.06656 | 0.00241 | 0.00121 | 9.4123 | 1.868 | 0.07114 | 0.00252 | 0.00125 | 9.445 | 1.864 | 0.07573 | 0.00262 | 0.0013 | 9.4747 | 2.3613 | 0.06424 | 0.00215 | 0.00109 | 9.0036 | 2.9816 | 0.05264 | 0.00174 | 0.0009231 | 9.5265 | 2.8785 | 0.06 | 0.00209 | 0.00101 | 9.0946 | 2.9626 | 0.05876 | 0.00204 | 0.0009829 | 9.3809 | 3.9032 | 0.05131 | 0.00186 | 0.0008718 | 9.2654 | 4.5806 | 0.04999 | 0.00181 | 0.0008345 | 9.8295 | 5.0049 | 0.04992 | 0.00181 | 0.0007972 | 9.4906 | 5.098 | 0.04926 | 0.00178 | 0.0007866 | 9.3832 | 6.5479 | 0.04297 | 0.00151 | 0.0006965 | 9.2939 | 7.2974 | 0.04271 | 0.00147 | 0.0006879 | 9.4682 | 7.2313 | 0.04628 | 0.00156 | 0.0007199 | 9.7309 | 8.0007 | 0.04272 | 0.00143 | 0.0006878 | 9.3839 | 8.1359 | 0.04531 | 0.00148 | 0.0007102 | 9.3837 | 9.608 | 0.03824 | 0.00125 | 0.00062 | 9.1002 | 9.7502 | 0.04045 | 0.00129 | 0.0006404 | 9.3842 | 9.607 | 0.04591 | 0.00155 | 0.0006865 | 9.3852 | 11.3272 | 0.03998 | 0.00133 | 0.0006442 | 9.0099 | 11.5475 | 0.03959 | 0.00131 | 0.0006435 | 9.8147 | 11.9176 | 0.04208 | 0.00143 | 0.0006439 | 9.6263 | 12.9383 | 0.03977 | 0.00133 | 0.0006373 | 9.8328 | 14.5995 | 0.03944 | 0.00131 | 0.0006526 | 9.4934 | 16.8813 | 0.03617 | 0.0012 | 0.0007348 | 9.3856 | 16.9615 | 0.03941 | 0.00128 | 0.0007748 | 9.5344 | 17.6421 | 0.0369 | 0.0012 | 0.0006513 | 9.241 | 17.8624 | 0.03672 | 0.00119 | 0.0006545 | 9.3854 | 18.9431 | 0.03506 | 0.00113 | 0.0006074 | 9.2957 | 19.0132 | 0.03794 | 0.0012 | 0.0006362 | 9.2958 | 20.9649 | 0.03491 | 0.00111 | 0.0006466 | 9.7328 | 20.6044 | 0.03781 | 0.00119 | 0.000668 | 9.766 | 22.8761 | 0.03989 | 0.0013 | 0.0006673 | 8.87 | 24.9885 | 0.03333 | 0.00102 | 0.0006411 | 9.8868 | 24.0169 | 0.03841 | 0.00125 | 0.0006733 | 8.9836 | 26.1593 | 0.03279 | 0.0009989 | 0.000627 | 9.5339 | 25.7184 | 0.03756 | 0.00121 | 0.0006662 | 9.312 | 25.8988 | 0.03752 | 0.0012 | 0.0006699 | 8.9983 | 29.7225 | 0.03323 | 0.00105 | 0.000626 | 8.8983 | 31.0938 | 0.03279 | 0.00103 | 0.0006593 | 9.384 | 30.5828 | 0.03689 | 0.00117 | 0.0006931 | 9.6872 | 30.7932 | 0.03678 | 0.00118 | 0.000695 | 9.7925 | 32.664 | 0.03401 | 0.00109 | 0.0006319 | 9.3541 | 39.331 | 0.03311 | 0.00105 | 0.0006637 | 9.1823 | 39.5215 | 0.03313 | 0.00105 | 0.0006679 | 9.456 | 47.3186 | 0.03476 | 0.00106 | 0.0007152 | 9.6848 | 47.9191 | 0.03349 | 0.00102 | 0.0006261 | 9.3092 | 48.3105 | 0.03357 | 0.00102 | 0.0006342 | 9.5654 | 48.0497 | 0.03631 | 0.00109 | 0.000657 | 9.9356 | 51.6753 | 0.03912 | 0.00113 | 0.0007878 | 9.7282 | 54.1206 | 0.0381 | 0.00111 | 0.000788 | 9.4384 | 55.7669 | 0.03746 | 0.00108 | 0.0007227 | 9.7011 | 60.6488 | 0.03728 | 0.00105 | 0.0006838 | 9.4712 | 59.3035 | 0.0378 | 0.00107 | 0.0007251 | 9.9476 | 62.6776 | 0.04008 | 0.0011 | 0.0007527 | 9.0924 | 69.0628 | 0.03761 | 0.00102 | 0.0007112 | 9.1386 | 70.0444 | 0.03766 | 0.00104 | 0.0007732 | 9.6164 | 72.5667 | 0.03944 | 0.0011 | 0.000723 | 9.5703 | 73.529 | 0.03905 | 0.00108 | 0.0007134 | 9.6967 | 80.5125 | 0.04094 | 0.00117 | 0.0007556 | 9.5727 | 91.5679 | 0.03783 | 0.00106 | 0.0007319 | 9.4518 | 91.6591 | 0.03791 | 0.00106 | 0.0007354
10.9127 | 0.026833 | 0.30002 | 0.01448 | 0.01871 | 11.1718 | 0.026364 | 0.62664 | 0.02728 | 0.02872 | 10.7759 | 0.027085 | 0.88366 | 0.03687 | 0.03389 | 10.7759 | 0.10906 | 0.21946 | 0.00915 | 0.00801 | 9.9925 | 0.11536 | 0.25633 | 0.00993 | 0.0083 | 11.4025 | 0.23642 | 0.25026 | 0.01072 | 0.00603 | 10.9857 | 0.66234 | 0.12599 | 0.00528 | 0.00258 | 10.9002 | 0.66605 | 0.13675 | 0.00561 | 0.00269 | 10 | 1.0195 | 0.09216 | 0.0037 | 0.00179 | 9.9979 | 1.3997 | 0.08026 | 0.00303 | 0.00147 | 10 | 1.3997 | 0.08601 | 0.00317 | 0.00153 | 10.0031 | 1.7969 | 0.07343 | 0.00261 | 0.00131 | 10.0006 | 1.7979 | 0.07802 | 0.00271 | 0.00135 | 10.0006 | 1.798 | 0.08262 | 0.00281 | 0.00139 | 10.5274 | 2.1961 | 0.07532 | 0.00267 | 0.00124 | 10.004 | 2.7905 | 0.06138 | 0.00215 | 0.00103 | 10.7173 | 2.6694 | 0.07138 | 0.00265 | 0.00115 | 10.2315 | 2.7514 | 0.0698 | 0.00258 | 0.00112 | 10.4232 | 3.676 | 0.05964 | 0.00221 | 0.000968 | 10.192 | 4.3504 | 0.05705 | 0.00208 | 0.0009112 | 10.7231 | 4.7767 | 0.05637 | 0.00204 | 0.000867 | 10.3534 | 4.8677 | 0.05558 | 0.002 | 0.0008541 | 10.1651 | 6.2836 | 0.04789 | 0.00167 | 0.0007454 | 10.0089 | 7.0351 | 0.04711 | 0.0016 | 0.00073 | 10.1445 | 6.9881 | 0.05071 | 0.00169 | 0.0007611 | 10.4259 | 7.7434 | 0.04673 | 0.00154 | 0.0007249 | 10.0095 | 7.8956 | 0.04924 | 0.00159 | 0.0007449 | 10.0093 | 9.3106 | 0.04158 | 0.00134 | 0.0006491 | 10.2377 | 9.2076 | 0.0471 | 0.0016 | 0.0006959 | 10.4269 | 9.1245 | 0.05264 | 0.00182 | 0.0007404 | 10.428 | 10.7666 | 0.04569 | 0.00156 | 0.0006884 | 10.011 | 10.9868 | 0.04519 | 0.00154 | 0.000686 | 10.7962 | 11.387 | 0.04749 | 0.00162 | 0.0006851 | 10.5889 | 12.3977 | 0.04475 | 0.00151 | 0.0006744 | 10.7267 | 14.0488 | 0.04384 | 0.00146 | 0.0006831 | 10.3564 | 16.2805 | 0.03998 | 0.00132 | 0.0007576 | 10.1677 | 16.4007 | 0.04319 | 0.00139 | 0.0007963 | 10.3289 | 17.0613 | 0.04054 | 0.00131 | 0.0006742 | 10.0111 | 17.2916 | 0.04031 | 0.0013 | 0.0006768 | 10.1675 | 18.3422 | 0.03844 | 0.00123 | 0.0006294 | 10.0107 | 18.4624 | 0.0413 | 0.00129 | 0.0006571 | 10.0109 | 20.384 | 0.03796 | 0.00119 | 0.0006645 | 11.1232 | 19.5428 | 0.0441 | 0.00149 | 0.0007044 | 10.9867 | 21.8446 | 0.04553 | 0.00153 | 0.0006988 | 10.1371 | 23.7865 | 0.0385 | 0.00126 | 0.0006696 | 11.1226 | 22.9352 | 0.04378 | 0.00146 | 0.0007024 | 10.2669 | 25.1272 | 0.0377 | 0.00122 | 0.0006553 | 10.7256 | 24.7666 | 0.04256 | 0.0014 | 0.0006937 | 10.476 | 24.9669 | 0.04248 | 0.00139 | 0.000697 | 10.1231 | 28.5903 | 0.03755 | 0.00122 | 0.000649 | 10.0106 | 29.9315 | 0.03692 | 0.00118 | 0.0006806 | 10.4267 | 29.5108 | 0.04109 | 0.00132 | 0.000714 | 10.7636 | 29.8411 | 0.04094 | 0.00132 | 0.0007165 | 10.8806 | 31.5419 | 0.03794 | 0.00123 | 0.0006519 | 10.2895 | 38.3285 | 0.03636 | 0.00115 | 0.0006786 | 10.1005 | 38.529 | 0.03637 | 0.00115 | 0.0006826 | 10.244 | 46.406 | 0.03745 | 0.00113 | 0.0007264 | 10.4918 | 47.0765 | 0.03614 | 0.00109 | 0.0006382 | 10.0849 | 47.5078 | 0.03621 | 0.00109 | 0.0006461 | 10.3012 | 47.2772 | 0.03896 | 0.00115 | 0.0006686 | 10.6452 | 51.0527 | 0.04157 | 0.00119 | 0.0007985 | 10.423 | 53.5877 | 0.04045 | 0.00116 | 0.0007985 | 10.0676 | 55.2438 | 0.03973 | 0.00113 | 0.000733 | 10.3074 | 60.2158 | 0.03937 | 0.0011 | 0.000693 | 10.0631 | 58.8702 | 0.03994 | 0.00112 | 0.0007348 | 11.0529 | 61.8518 | 0.04414 | 0.00125 | 0.0007701 | 10.1026 | 68.3856 | 0.04128 | 0.00115 | 0.0007276 | 10.154 | 69.3771 | 0.04127 | 0.00116 | 0.0007885 | 10.8185 | 71.6683 | 0.04382 | 0.00126 | 0.000742 | 10.7666 | 72.6004 | 0.04336 | 0.00125 | 0.0007324 | 10.7741 | 79.7936 | 0.04487 | 0.0013 | 0.0007722 | 10.6363 | 90.6986 | 0.04128 | 0.00117 | 0.0007453 | 10.502 | 90.8197 | 0.04137 | 0.00117 | 0.0007487
11.9048 | 0.025142 | 0.34822 | 0.0165 | 0.02155 | 12.4131 | 0.024373 | 0.75055 | 0.0331 | 0.03406 | 11.6048 | 0.025634 | 1 | 0.04107 | 0.03818 | 11.6048 | 0.10315 | 0.24911 | 0.01019 | 0.00903 | 11.2416 | 0.10566 | 0.31335 | 0.01298 | 0.01002 | 12.8278 | 0.21641 | 0.30597 | 0.01341 | 0.00728 | 11.9844 | 0.62212 | 0.14562 | 0.006 | 0.00295 | 11.8085 | 0.62883 | 0.15623 | 0.00628 | 0.00303 | 10.8333 | 0.9632 | 0.10488 | 0.00414 | 0.00201 | 10.712 | 1.3357 | 0.08948 | 0.00332 | 0.00161 | 10.6667 | 1.3397 | 0.09522 | 0.00344 | 0.00166 | 10.6283 | 1.7289 | 0.08059 | 0.00281 | 0.00141 | 10.5889 | 1.7329 | 0.08517 | 0.0029 | 0.00145 | 11.1117 | 1.6799 | 0.09714 | 0.0035 | 0.00159 | 11.8434 | 2.02 | 0.09029 | 0.00343 | 0.00143 | 11.2545 | 2.5853 | 0.07312 | 0.00273 | 0.00118 | 11.9082 | 2.4893 | 0.08361 | 0.00318 | 0.00129 | 11.3683 | 2.5673 | 0.08166 | 0.00309 | 0.00126 | 11.4655 | 3.4769 | 0.06846 | 0.00255 | 0.00107 | 11.1185 | 4.1452 | 0.06448 | 0.00234 | 0.0009915 | 11.6167 | 4.5705 | 0.06312 | 0.00226 | 0.0009398 | 11.2162 | 4.6606 | 0.0622 | 0.00222 | 0.0009243 | 10.9471 | 6.0434 | 0.053 | 0.00183 | 0.0007962 | 10.7238 | 6.7939 | 0.05167 | 0.00173 | 0.0007734 | 10.8208 | 6.7629 | 0.0553 | 0.00181 | 0.0008036 | 11.121 | 7.5032 | 0.05086 | 0.00165 | 0.000763 | 11.2607 | 7.4572 | 0.05746 | 0.00197 | 0.000817 | 11.2604 | 8.7771 | 0.04855 | 0.00167 | 0.00071 | 11.3753 | 8.7321 | 0.05414 | 0.00189 | 0.0007545 | 11.4696 | 8.6951 | 0.05972 | 0.00208 | 0.0007969 | 11.4708 | 10.266 | 0.05169 | 0.00178 | 0.0007349 | 11.0121 | 10.4763 | 0.05106 | 0.00175 | 0.0007307 | 11.7776 | 10.9164 | 0.05315 | 0.00181 | 0.0007282 | 11.5516 | 11.8971 | 0.04995 | 0.00168 | 0.0007131 | 11.6206 | 13.5482 | 0.04842 | 0.0016 | 0.0007149 | 11.2195 | 15.7098 | 0.04392 | 0.00143 | 0.0007813 | 10.9498 | 15.8801 | 0.0471 | 0.0015 | 0.0008187 | 11.1235 | 16.5306 | 0.04429 | 0.00142 | 0.000698 | 10.7812 | 16.7609 | 0.04401 | 0.0014 | 0.0006999 | 10.9496 | 17.7914 | 0.04193 | 0.00132 | 0.000652 | 11.4408 | 17.451 | 0.04833 | 0.00163 | 0.0007008 | 11.441 | 19.3125 | 0.04432 | 0.0015 | 0.0007018 | 12.5136 | 18.5915 | 0.05072 | 0.00176 | 0.0007428 | 12.2075 | 20.9033 | 0.05143 | 0.00174 | 0.0007316 | 11.4042 | 22.6949 | 0.04393 | 0.00147 | 0.0006994 | 12.3585 | 21.9439 | 0.04941 | 0.00167 | 0.0007329 | 11.5503 | 24.1155 | 0.04283 | 0.00142 | 0.0006843 | 11.9174 | 23.8351 | 0.04775 | 0.00158 | 0.000722 | 11.64 | 24.0454 | 0.04763 | 0.00158 | 0.0007248 | 11.2478 | 27.5185 | 0.04205 | 0.00138 | 0.0006726 | 11.1229 | 28.8296 | 0.04122 | 0.00133 | 0.0007024 | 11.4693 | 28.5091 | 0.04544 | 0.00146 | 0.0007353 | 11.8399 | 28.9195 | 0.04523 | 0.00145 | 0.0007384 | 11.9686 | 30.4701 | 0.04201 | 0.00136 | 0.0006723 | 11.2249 | 37.3364 | 0.03969 | 0.00124 | 0.0006938 | 11.0188 | 37.5569 | 0.03968 | 0.00124 | 0.0006976 | 11.032 | 45.5038 | 0.04019 | 0.00119 | 0.0007376 | 11.2989 | 46.2242 | 0.03885 | 0.00116 | 0.0006503 | 10.8607 | 46.6855 | 0.03888 | 0.00115 | 0.0006579 | 11.037 | 46.495 | 0.04165 | 0.00121 | 0.0006801 | 11.3549 | 50.4003 | 0.04406 | 0.00124 | 0.0008091 | 11.1179 | 53.0251 | 0.04281 | 0.0012 | 0.0008089 | 10.6969 | 54.721 | 0.04202 | 0.00118 | 0.0007431 | 10.9137 | 59.7631 | 0.04147 | 0.00114 | 0.0007021 | 10.655 | 58.4373 | 0.04208 | 0.00116 | 0.0007443 | 12.4345 | 60.7958 | 0.04928 | 0.00144 | 0.0007916 | 11.3655 | 67.4783 | 0.04592 | 0.00133 | 0.0007477 | 11.4232 | 68.4596 | 0.04585 | 0.00133 | 0.0008072 | 12.0206 | 70.7015 | 0.04824 | 0.00141 | 0.0007606 | 11.9629 | 71.6134 | 0.04774 | 0.00139 | 0.000751 | 11.8515 | 78.9862 | 0.04884 | 0.00141 | 0.0007885 | 11.6999 | 89.6408 | 0.04478 | 0.00127 | 0.0007584 | 11.5521 | 89.7918 | 0.04486 | 0.00127 | 0.0007618
12.8968 | 0.023681 | 0.39953 | 0.01856 | 0.02455 | 13.6544 | 0.022682 | 0.88415 | 0.03884 | 0.03977 | 12.4337 | 0.024343 | 1.13 | 0.04531 | 0.04268 | 12.4337 | 0.097959 | 0.2804 | 0.01124 | 0.0101 | 12.4906 | 0.09763 | 0.37534 | 0.01585 | 0.01188 | 14.2531 | 0.1998 | 0.36658 | 0.01603 | 0.00863 | 12.9831 | 0.587 | 0.16648 | 0.00672 | 0.00333 | 12.7169 | 0.59591 | 0.17682 | 0.00696 | 0.00339 | 11.6667 | 0.91357 | 0.11832 | 0.00457 | 0.00223 | 11.4261 | 1.2786 | 0.09912 | 0.0036 | 0.00176 | 11.3333 | 1.2857 | 0.10482 | 0.00372 | 0.00181 | 11.2535 | 1.6659 | 0.08802 | 0.00301 | 0.00152 | 11.7654 | 1.6178 | 0.10023 | 0.00362 | 0.00166 | 12.5007 | 1.5558 | 0.11664 | 0.00448 | 0.00185 | 13.1593 | 1.8719 | 0.1065 | 0.00414 | 0.00164 | 12.505 | 2.4072 | 0.08576 | 0.00327 | 0.00134 | 13.099 | 2.3302 | 0.0967 | 0.00369 | 0.00145 | 12.5051 | 2.4072 | 0.09434 | 0.00359 | 0.00141 | 12.5078 | 3.3007 | 0.07776 | 0.00288 | 0.00118 | 12.0451 | 3.9591 | 0.07226 | 0.00259 | 0.00108 | 12.5103 | 4.3823 | 0.07016 | 0.00247 | 0.00102 | 12.079 | 4.4704 | 0.06911 | 0.00243 | 0.0009973 | 11.729 | 5.8222 | 0.05832 | 0.00198 | 0.0008488 | 11.4387 | 6.5707 | 0.05639 | 0.00186 | 0.0008182 | 12.1733 | 6.3565 | 0.06491 | 0.00227 | 0.0008923 | 12.5111 | 7.0628 | 0.05952 | 0.00207 | 0.0008426 | 12.5119 | 7.0628 | 0.06615 | 0.00233 | 0.0008928 | 12.5116 | 8.3106 | 0.05594 | 0.00197 | 0.0007743 | 12.5128 | 8.3097 | 0.06154 | 0.00217 | 0.0008161 | 12.5123 | 8.3097 | 0.06714 | 0.00234 | 0.000856 | 12.5136 | 9.8146 | 0.05797 | 0.00199 | 0.0007837 | 12.0132 | 10.0258 | 0.05722 | 0.00196 | 0.0007775 | 12.7591 | 10.486 | 0.05904 | 0.002 | 0.000773 | 12.5142 | 11.4466 | 0.05535 | 0.00185 | 0.0007533 | 12.5145 | 13.0777 | 0.05315 | 0.00174 | 0.0007479 | 12.0825 | 15.1792 | 0.048 | 0.00155 | 0.0008061 | 12.5141 | 14.9289 | 0.05529 | 0.0019 | 0.000866 | 12.7125 | 15.5794 | 0.05215 | 0.0018 | 0.0007479 | 12.3213 | 15.7997 | 0.05177 | 0.00178 | 0.0007483 | 12.5139 | 16.7702 | 0.04923 | 0.00168 | 0.0006993 | 12.8709 | 16.56 | 0.05575 | 0.00195 | 0.0007468 | 12.8711 | 18.3612 | 0.05101 | 0.00178 | 0.0007413 | 13.904 | 17.7305 | 0.05766 | 0.00202 | 0.0007833 | 13.4282 | 20.0422 | 0.0576 | 0.00195 | 0.0007659 | 12.6714 | 21.7035 | 0.04961 | 0.00168 | 0.0007305 | 13.5943 | 21.0227 | 0.05528 | 0.00187 | 0.0007647 | 12.8337 | 23.1341 | 0.04817 | 0.00161 | 0.0007143 | 13.1091 | 22.9239 | 0.05314 | 0.00176 | 0.0007512 | 12.8039 | 23.1542 | 0.05297 | 0.00175 | 0.0007534 | 12.3726 | 26.517 | 0.04672 | 0.00153 | 0.0006969 | 12.2351 | 27.798 | 0.04567 | 0.00148 | 0.0007248 | 12.512 | 27.5477 | 0.04994 | 0.00159 | 0.0007572 | 12.9163 | 28.008 | 0.04966 | 0.00159 | 0.0007607 | 13.0567 | 29.4587 | 0.04622 | 0.00149 | 0.0006933 | 12.1603 | 36.3747 | 0.04312 | 0.00134 | 0.0007092 | 11.937 | 36.6051 | 0.04308 | 0.00133 | 0.0007128 | 11.82 | 44.6018 | 0.04299 | 0.00126 | 0.0007489 | 12.106 | 45.3622 | 0.0416 | 0.00122 | 0.0006625 | 11.6365 | 45.8634 | 0.04161 | 0.00122 | 0.0006698 | 11.7728 | 45.7131 | 0.04438 | 0.00127 | 0.0006917 | 12.0646 | 49.7283 | 0.04658 | 0.00129 | 0.0008196 | 11.8128 | 52.4328 | 0.0452 | 0.00125 | 0.0008192 | 11.3261 | 54.1786 | 0.04434 | 0.00122 | 0.0007532 | 12.1264 | 58.7985 | 0.04573 | 0.00129 | 0.0007202 | 11.8389 | 57.5523 | 0.04643 | 0.00131 | 0.0007632 | 13.8161 | 59.7109 | 0.05451 | 0.00163 | 0.0008129 | 12.6283 | 66.5224 | 0.05062 | 0.00149 | 0.0007674 | 12.6925 | 67.4436 | 0.05049 | 0.00148 | 0.0008257 | 13.2226 | 69.6858 | 0.05274 | 0.00155 | 0.000779 | 13.1592 | 70.5776 | 0.05217 | 0.00153 | 0.0007694 | 12.9289 | 78.1 | 0.05286 | 0.00152 | 0.0008045 | 12.7636 | 88.4442 | 0.04832 | 0.00137 | 0.0007712 | 12.6023 | 88.6252 | 0.04839 | 0.00137 | 0.0007746
13.8889 | 0.022401 | 0.4539 | 0.02065 | 0.02771 | 14.8957 | 0.021241 | 1.03 | 0.04456 | 0.04584 | 13.2626 | 0.023193 | 1.26 | 0.04961 | 0.04739 | 13.2626 | 0.093306 | 0.3133 | 0.01231 | 0.01122 | 13.7397 | 0.090856 | 0.44218 | 0.01866 | 0.01388 | 15.6784 | 0.18579 | 0.43198 | 0.01863 | 0.01008 | 13.9818 | 0.55598 | 0.18855 | 0.00745 | 0.00374 | 13.6252 | 0.56659 | 0.19852 | 0.00764 | 0.00377 | 12.5 | 0.86934 | 0.13246 | 0.00502 | 0.00247 | 12.1403 | 1.2256 | 0.10919 | 0.00389 | 0.00192 | 12 | 1.2356 | 0.11483 | 0.00399 | 0.00195 | 12.5039 | 1.5548 | 0.10369 | 0.00376 | 0.00174 | 13.2361 | 1.4977 | 0.12048 | 0.00464 | 0.00194 | 13.8897 | 1.4507 | 0.13763 | 0.00539 | 0.00213 | 14.4752 | 1.7459 | 0.12394 | 0.00484 | 0.00186 | 13.7555 | 2.2511 | 0.0993 | 0.00381 | 0.00151 | 14.2898 | 2.1901 | 0.11065 | 0.0042 | 0.00162 | 13.6419 | 2.2641 | 0.10785 | 0.00408 | 0.00157 | 13.5501 | 3.1426 | 0.08755 | 0.00321 | 0.00129 | 12.9716 | 3.7889 | 0.0804 | 0.00284 | 0.00116 | 13.4039 | 4.2092 | 0.0775 | 0.00269 | 0.00109 | 12.9417 | 4.2963 | 0.0763 | 0.00264 | 0.00107 | 12.5109 | 5.617 | 0.06383 | 0.00213 | 0.0009032 | 12.8685 | 6.1673 | 0.0663 | 0.00233 | 0.0009118 | 13.5259 | 5.9982 | 0.07513 | 0.0027 | 0.0009859 | 13.9012 | 6.6674 | 0.06871 | 0.00245 | 0.0009263 | 13.7631 | 6.7055 | 0.07531 | 0.00267 | 0.0009722 | 13.7627 | 7.8953 | 0.06372 | 0.00227 | 0.0008419 | 13.6503 | 7.9303 | 0.06931 | 0.00244 | 0.0008805 | 13.5549 | 7.9614 | 0.07489 | 0.00259 | 0.0009177 | 13.5564 | 9.4052 | 0.06454 | 0.0022 | 0.0008346 | 13.0143 | 9.6134 | 0.06364 | 0.00216 | 0.0008263 | 13.7406 | 10.0956 | 0.06517 | 0.00218 | 0.0008196 | 13.4768 | 11.0262 | 0.06096 | 0.00202 | 0.000795 | 14.3023 | 12.2269 | 0.06313 | 0.00224 | 0.0008174 | 13.8086 | 14.2181 | 0.05659 | 0.00197 | 0.0008585 | 14.0783 | 14.0781 | 0.06399 | 0.00227 | 0.0009167 | 14.3016 | 14.7385 | 0.06047 | 0.00216 | 0.000801 | 13.8615 | 14.9587 | 0.05997 | 0.00213 | 0.0007998 | 14.0781 | 15.8692 | 0.05697 | 0.00201 | 0.0007493 | 14.301 | 15.7491 | 0.06356 | 0.00224 | 0.0007952 | 14.3012 | 17.5002 | 0.05805 | 0.00204 | 0.0007829 | 15.2943 | 16.9397 | 0.06494 | 0.00227 | 0.0008259 | 14.649 | 19.2413 | 0.06402 | 0.00216 | 0.0008016 | 13.9385 | 20.7825 | 0.05555 | 0.00188 | 0.0007631 | 14.8302 | 20.1818 | 0.0614 | 0.00206 | 0.0007978 | 14.117 | 22.173 | 0.05373 | 0.0018 | 0.0007453 | 14.3009 | 22.0429 | 0.05875 | 0.00193 | 0.0007814 | 13.9679 | 22.2832 | 0.05853 | 0.00192 | 0.000783 | 13.4974 | 25.5758 | 0.05156 | 0.00168 | 0.0007221 | 13.3474 | 26.8267 | 0.05029 | 0.00162 | 0.000748 | 13.5547 | 26.6465 | 0.05459 | 0.00172 | 0.0007798 | 13.9926 | 27.1368 | 0.05424 | 0.00172 | 0.0007836 | 14.1447 | 28.4874 | 0.05057 | 0.00161 | 0.000715 | 13.0957 | 35.4331 | 0.04663 | 0.00143 | 0.0007248 | 12.8552 | 35.6735 | 0.04657 | 0.00142 | 0.0007282 | 12.608 | 43.7001 | 0.04585 | 0.00132 | 0.0007603 | 12.913 | 44.5005 | 0.04441 | 0.00129 | 0.0006747 | 12.4122 | 45.0316 | 0.04438 | 0.00128 | 0.0006818 | 12.5086 | 44.9314 | 0.04716 | 0.00134 | 0.0007034 | 12.7743 | 49.0364 | 0.04913 | 0.00134 | 0.0008301 | 12.5076 | 51.8107 | 0.04762 | 0.0013 | 0.0008295 | 12.5846 | 53.0943 | 0.04904 | 0.00139 | 0.0007734 | 13.6422 | 57.4838 | 0.05115 | 0.0015 | 0.0007426 | 13.3188 | 56.4172 | 0.05197 | 0.00153 | 0.0007866 | 15.1977 | 58.6168 | 0.05984 | 0.00179 | 0.0008342 | 13.8911 | 65.5074 | 0.0554 | 0.00163 | 0.000787 | 13.9617 | 66.3585 | 0.0552 | 0.00163 | 0.000844 | 14.4247 | 68.621 | 0.05729 | 0.00168 | 0.0007973 | 14.3554 | 69.5027 | 0.05667 | 0.00166 | 0.0007877 | 14.0063 | 77.1546 | 0.05692 | 0.00163 | 0.0008203 | 13.8272 | 87.1386 | 0.05191 | 0.00146 | 0.000784 | 13.6525 | 87.3595 | 0.05198 | 0.00146 | 0.0007872
14.881 | 0.02126 | 0.51128 | 0.02279 | 0.03103 | 16.137 | 0.02 | 1.18 | 0.05033 | 0.05228 | 14.9204 | 0.021221 | 1.54 | 0.06486 | 0.05741 | 14.9204 | 0.085352 | 0.38381 | 0.01611 | 0.0136 | 14.9888 | 0.085063 | 0.5138 | 0.02145 | 0.016 | 17.1038 | 0.17389 | 0.50209 | 0.02123 | 0.01162 | 14.9805 | 0.52826 | 0.21181 | 0.00818 | 0.00416 | 14.5336 | 0.54027 | 0.2213 | 0.00833 | 0.00417 | 13.3333 | 0.82962 | 0.14731 | 0.00546 | 0.00272 | 12.8544 | 1.1776 | 0.11968 | 0.00418 | 0.00207 | 13.3333 | 1.1476 | 0.136 | 0.00502 | 0.00227 | 14.0669 | 1.4377 | 0.12477 | 0.00483 | 0.00204 | 14.7067 | 1.3957 | 0.14228 | 0.0056 | 0.00224 | 15.2786 | 1.3597 | 0.16008 | 0.00628 | 0.00243 | 15.7911 | 1.6378 | 0.14258 | 0.00553 | 0.0021 | 15.006 | 2.113 | 0.11376 | 0.00434 | 0.00168 | 15.4806 | 2.065 | 0.12548 | 0.00471 | 0.0018 | 14.7788 | 2.137 | 0.12218 | 0.00457 | 0.00174 | 14.5925 | 2.9995 | 0.09782 | 0.00353 | 0.00141 | 13.8982 | 3.6328 | 0.0889 | 0.00309 | 0.00125 | 14.2975 | 4.0481 | 0.08514 | 0.00291 | 0.00117 | 13.8045 | 4.1351 | 0.08378 | 0.00285 | 0.00115 | 14.0748 | 5.2497 | 0.07544 | 0.0027 | 0.00102 | 14.2984 | 5.81 | 0.07683 | 0.00278 | 0.00101 | 14.8785 | 5.6769 | 0.08593 | 0.00311 | 0.00108 | 15.2914 | 6.3102 | 0.07843 | 0.00281 | 0.00101 | 15.0143 | 6.3782 | 0.08495 | 0.00301 | 0.00106 | 15.0139 | 7.5219 | 0.07191 | 0.00255 | 0.0009127 | 14.7879 | 7.587 | 0.07744 | 0.0027 | 0.0009477 | 14.5976 | 7.6421 | 0.08298 | 0.00283 | 0.0009818 | 14.5991 | 9.0299 | 0.07138 | 0.00241 | 0.0008877 | 14.0154 | 9.2361 | 0.07033 | 0.00237 | 0.0008772 | 15.7035 | 9.389 | 0.07813 | 0.00286 | 0.0009179 | 15.4021 | 10.2755 | 0.07281 | 0.00263 | 0.0008829 | 16.0901 | 11.4762 | 0.07378 | 0.00271 | 0.0008918 | 15.5347 | 13.3673 | 0.06574 | 0.00236 | 0.0009151 | 15.6426 | 13.3173 | 0.0732 | 0.00262 | 0.0009711 | 15.8907 | 13.9777 | 0.06926 | 0.0025 | 0.0008573 | 15.4017 | 14.198 | 0.06862 | 0.00246 | 0.0008544 | 15.6424 | 15.0483 | 0.06513 | 0.00232 | 0.0008021 | 15.7311 | 15.0083 | 0.07177 | 0.00253 | 0.000846 | 15.7314 | 16.6994 | 0.06543 | 0.0023 | 0.0008267 | 16.6847 | 16.209 | 0.07255 | 0.00252 | 0.0008706 | 15.8697 | 18.5006 | 0.07071 | 0.00236 | 0.0008387 | 15.2057 | 19.9415 | 0.06175 | 0.00208 | 0.0007971 | 16.066 | 19.391 | 0.06778 | 0.00225 | 0.0008325 | 15.4004 | 21.252 | 0.05954 | 0.00198 | 0.0007776 | 15.4926 | 21.192 | 0.06459 | 0.00211 | 0.0008127 | 15.1319 | 21.4423 | 0.0643 | 0.00209 | 0.0008136 | 14.6222 | 24.6847 | 0.05658 | 0.00182 | 0.000748 | 14.4597 | 25.9056 | 0.05507 | 0.00176 | 0.0007718 | 14.5973 | 25.7955 | 0.0594 | 0.00186 | 0.0008031 | 15.069 | 26.2858 | 0.05896 | 0.00184 | 0.0008072 | 15.2328 | 27.5663 | 0.05507 | 0.00173 | 0.0007373 | 14.0311 | 34.5217 | 0.05023 | 0.00152 | 0.0007409 | 13.7735 | 34.7721 | 0.05015 | 0.00151 | 0.000744 | 13.396 | 42.8185 | 0.04877 | 0.00139 | 0.0007718 | 13.7201 | 43.6389 | 0.04727 | 0.00135 | 0.0006871 | 13.188 | 44.2099 | 0.04721 | 0.00134 | 0.0006939 | 13.2444 | 44.1499 | 0.05 | 0.0014 | 0.0007152 | 14.1937 | 47.6232 | 0.05435 | 0.00153 | 0.0008512 | 13.8974 | 50.5171 | 0.05255 | 0.00148 | 0.00085 | 14.1576 | 51.7 | 0.05506 | 0.00164 | 0.0007986 | 15.1579 | 56.0999 | 0.0567 | 0.0017 | 0.0007649 | 14.7987 | 55.2431 | 0.05761 | 0.00173 | 0.0008099 | 16.5793 | 57.4934 | 0.06527 | 0.00195 | 0.0008556 | 15.154 | 64.4632 | 0.06025 | 0.00177 | 0.0008064 | 15.231 | 65.2143 | 0.05999 | 0.00177 | 0.0008622 | 15.6267 | 67.5169 | 0.06193 | 0.0018 | 0.0008155 | 15.5517 | 68.4085 | 0.06124 | 0.00178 | 0.0008059 | 15.0837 | 76.15 | 0.06103 | 0.00173 | 0.0008361 | 14.8908 | 85.7537 | 0.05556 | 0.00155 | 0.0007966 | 14.7027 | 86.0046 | 0.05561 | 0.00155 | 0.0007998
15.873 | 0.02025 | 0.57163 | 0.02498 | 0.03451 | 17.3784 | 0.018899 | 1.34 | 0.05615 | 0.05906 | 16.5782 | 0.01959 | 1.85 | 0.07929 | 0.06823 | 16.5782 | 0.078788 | 0.46054 | 0.0197 | 0.01617 | 16.2378 | 0.08004 | 0.59009 | 0.02425 | 0.01825 | 18.5291 | 0.16358 | 0.57681 | 0.02386 | 0.01325 | 15.9792 | 0.50325 | 0.23626 | 0.00893 | 0.0046 | 15.4419 | 0.51636 | 0.24517 | 0.00903 | 0.00459 | 14.1667 | 0.79359 | 0.16284 | 0.00591 | 0.00297 | 14.2827 | 1.0935 | 0.14191 | 0.00526 | 0.00241 | 15 | 1.0555 | 0.16465 | 0.00648 | 0.00268 | 15.6299 | 1.3386 | 0.14749 | 0.00582 | 0.00236 | 16.1774 | 1.3076 | 0.16562 | 0.00652 | 0.00255 | 16.6676 | 1.2806 | 0.18397 | 0.00716 | 0.00274 | 17.1071 | 1.5437 | 0.16241 | 0.00622 | 0.00235 | 16.2565 | 1.99 | 0.12913 | 0.00487 | 0.00187 | 16.6714 | 1.9529 | 0.14118 | 0.00522 | 0.00199 | 15.9156 | 2.022 | 0.13735 | 0.00506 | 0.00191 | 15.6348 | 2.8684 | 0.10856 | 0.00385 | 0.00153 | 14.8247 | 3.4887 | 0.09775 | 0.00335 | 0.00135 | 16.0846 | 3.7599 | 0.1013 | 0.00371 | 0.00134 | 15.5301 | 3.8459 | 0.0996 | 0.00364 | 0.00132 | 15.6387 | 4.9275 | 0.08784 | 0.00323 | 0.00114 | 15.7282 | 5.4918 | 0.088 | 0.0032 | 0.00111 | 16.2311 | 5.3867 | 0.09734 | 0.00351 | 0.00119 | 16.6815 | 5.9839 | 0.0887 | 0.00317 | 0.00111 | 16.2655 | 6.079 | 0.09508 | 0.00334 | 0.00114 | 16.265 | 7.1837 | 0.08048 | 0.00283 | 0.0009867 | 15.9254 | 7.2718 | 0.08593 | 0.00296 | 0.00102 | 16.683 | 7.0766 | 0.10013 | 0.00374 | 0.00112 | 16.6847 | 8.3653 | 0.08589 | 0.00318 | 0.001 | 16.0176 | 8.5665 | 0.08451 | 0.00311 | 0.0009851 | 17.6665 | 8.7775 | 0.09203 | 0.00348 | 0.00102 | 17.3274 | 9.625 | 0.08549 | 0.00319 | 0.0009767 | 17.8779 | 10.8056 | 0.08511 | 0.00315 | 0.0009709 | 17.2607 | 12.6067 | 0.07545 | 0.00274 | 0.0009759 | 17.2069 | 12.6267 | 0.08293 | 0.00297 | 0.00103 | 17.4797 | 13.2871 | 0.07852 | 0.00282 | 0.0009168 | 16.9418 | 13.5173 | 0.07773 | 0.00278 | 0.0009119 | 17.2066 | 14.3077 | 0.07372 | 0.00263 | 0.0008576 | 17.1612 | 14.3277 | 0.08037 | 0.00281 | 0.0008993 | 17.1615 | 15.9687 | 0.07315 | 0.00255 | 0.0008727 | 18.0751 | 15.5283 | 0.0805 | 0.00276 | 0.0009174 | 17.0905 | 17.7999 | 0.07766 | 0.00256 | 0.0008774 | 16.4728 | 19.1507 | 0.0682 | 0.00227 | 0.0008326 | 17.3019 | 18.6603 | 0.0744 | 0.00244 | 0.0008686 | 16.6838 | 20.3712 | 0.06561 | 0.00216 | 0.0008112 | 16.6843 | 20.3712 | 0.07066 | 0.00228 | 0.0008452 | 16.2959 | 20.6315 | 0.07029 | 0.00226 | 0.0008454 | 15.747 | 23.8438 | 0.06178 | 0.00197 | 0.0007749 | 15.572 | 25.0346 | 0.06003 | 0.00189 | 0.0007965 | 15.64 | 24.9846 | 0.06437 | 0.00199 | 0.0008271 | 16.1454 | 25.4648 | 0.06383 | 0.00197 | 0.0008314 | 16.3208 | 26.6954 | 0.05972 | 0.00186 | 0.0007603 | 14.9666 | 33.6305 | 0.05394 | 0.00161 | 0.0007573 | 14.6917 | 33.8909 | 0.05383 | 0.0016 | 0.0007602 | 14.184 | 41.9471 | 0.05174 | 0.00145 | 0.0007835 | 14.5271 | 42.7875 | 0.05019 | 0.00141 | 0.0006997 | 13.9638 | 43.3885 | 0.05009 | 0.00141 | 0.0007061 | 14.7159 | 42.5973 | 0.05581 | 0.00162 | 0.0007392 | 15.9679 | 45.83 | 0.0611 | 0.00181 | 0.0008779 | 15.6346 | 48.8335 | 0.0589 | 0.00173 | 0.0008757 | 15.7307 | 50.2865 | 0.06124 | 0.00186 | 0.0008241 | 16.6737 | 54.6667 | 0.0624 | 0.00188 | 0.0007874 | 16.2785 | 54.0397 | 0.06338 | 0.00191 | 0.0008333 | 17.961 | 56.3505 | 0.07081 | 0.00211 | 0.0008771 | 16.4168 | 63.3697 | 0.06518 | 0.00191 | 0.0008258 | 16.5002 | 64.0106 | 0.06487 | 0.0019 | 0.0008805 | 16.8288 | 66.3934 | 0.06663 | 0.00192 | 0.0008337 | 16.748 | 67.2848 | 0.06589 | 0.0019 | 0.0008241 | 16.1611 | 75.0959 | 0.0652 | 0.00183 | 0.0008517 | 15.9545 | 84.3294 | 0.05927 | 0.00164 | 0.0008092 | 15.7529 | 84.6002 | 0.05931 | 0.00164 | 0.0008124
16.8651 | 0.019339 | 0.63491 | 0.02721 | 0.03814 | 18.6197 | 0.017939 | 1.51 | 0.06205 | 0.06618 | 18.2361 | 0.018219 | 2.19 | 0.09341 | 0.07982 | 18.2361 | 0.073265 | 0.54336 | 0.02321 | 0.01893 | 17.4869 | 0.075647 | 0.671 | 0.02706 | 0.02062 | 19.9544 | 0.15457 | 0.65608 | 0.02651 | 0.01497 | 16.9779 | 0.48063 | 0.26189 | 0.00968 | 0.00507 | 16.3503 | 0.49464 | 0.27011 | 0.00973 | 0.00502 | 15 | 0.76077 | 0.17907 | 0.00637 | 0.00324 | 16.068 | 1.0035 | 0.17201 | 0.0068 | 0.00286 | 16.6667 | 0.97636 | 0.19571 | 0.00787 | 0.00313 | 17.1929 | 1.2536 | 0.17182 | 0.00679 | 0.00269 | 17.6481 | 1.2306 | 0.19048 | 0.00744 | 0.00289 | 18.0566 | 1.2106 | 0.20929 | 0.00803 | 0.00307 | 18.423 | 1.4607 | 0.1834 | 0.00691 | 0.00262 | 17.507 | 1.8809 | 0.14543 | 0.0054 | 0.00207 | 17.8622 | 1.8509 | 0.15776 | 0.00574 | 0.00218 | 17.0524 | 1.9189 | 0.15335 | 0.00556 | 0.0021 | 16.6771 | 2.7483 | 0.11979 | 0.00418 | 0.00165 | 16.6778 | 3.2306 | 0.11654 | 0.00429 | 0.00155 | 17.8718 | 3.5077 | 0.11866 | 0.00446 | 0.00153 | 17.2557 | 3.5917 | 0.11656 | 0.00437 | 0.00149 | 17.2026 | 4.6413 | 0.10103 | 0.00374 | 0.00127 | 17.1581 | 5.2046 | 0.09979 | 0.00362 | 0.00122 | 17.5837 | 5.1235 | 0.10934 | 0.00391 | 0.0013 | 18.0716 | 5.6867 | 0.09951 | 0.00353 | 0.0012 | 17.5166 | 5.8028 | 0.1057 | 0.00367 | 0.00123 | 17.5162 | 6.8734 | 0.08946 | 0.00311 | 0.00106 | 18.2004 | 6.7153 | 0.10398 | 0.00392 | 0.00117 | 18.7684 | 6.5883 | 0.1186 | 0.00457 | 0.00126 | 18.7703 | 7.7909 | 0.10152 | 0.00388 | 0.00112 | 18.0198 | 7.9891 | 0.09976 | 0.00379 | 0.0011 | 19.6294 | 8.2401 | 0.10686 | 0.00407 | 0.00113 | 19.2526 | 9.0455 | 0.09901 | 0.00373 | 0.00108 | 19.6657 | 10.2052 | 0.09712 | 0.00359 | 0.00105 | 18.9868 | 11.9162 | 0.08575 | 0.00311 | 0.00104 | 18.7711 | 11.9962 | 0.09318 | 0.00331 | 0.00109 | 19.0688 | 12.6666 | 0.08824 | 0.00314 | 0.0009794 | 18.482 | 12.8868 | 0.08728 | 0.0031 | 0.0009725 | 18.7708 | 13.6271 | 0.08275 | 0.00293 | 0.000916 | 18.5913 | 13.7072 | 0.08937 | 0.00309 | 0.000955 | 18.5916 | 15.2881 | 0.08122 | 0.00279 | 0.0009209 | 19.4655 | 14.8978 | 0.08879 | 0.003 | 0.0009664 | 18.3112 | 17.1493 | 0.08487 | 0.00276 | 0.0009177 | 17.7399 | 18.4201 | 0.07492 | 0.00247 | 0.0008697 | 18.5377 | 17.9797 | 0.08129 | 0.00263 | 0.0009063 | 17.9671 | 19.5405 | 0.07193 | 0.00234 | 0.0008462 | 17.8761 | 19.6006 | 0.07697 | 0.00245 | 0.0008789 | 17.4599 | 19.8608 | 0.07652 | 0.00243 | 0.0008783 | 16.8718 | 23.053 | 0.06716 | 0.00211 | 0.0008027 | 16.6843 | 24.2137 | 0.06515 | 0.00203 | 0.0008221 | 16.6827 | 24.2238 | 0.06949 | 0.00212 | 0.0008519 | 17.2217 | 24.684 | 0.06886 | 0.0021 | 0.0008564 | 17.4089 | 25.8645 | 0.06452 | 0.00198 | 0.0007841 | 15.902 | 32.7695 | 0.05773 | 0.0017 | 0.0007741 | 15.6099 | 33.0398 | 0.0576 | 0.00169 | 0.0007767 | 15.7599 | 40.2647 | 0.05788 | 0.00169 | 0.0008076 | 16.1413 | 41.1151 | 0.0562 | 0.00165 | 0.0007253 | 15.5153 | 41.756 | 0.05602 | 0.00164 | 0.000731 | 16.5554 | 40.6946 | 0.06339 | 0.00195 | 0.0007701 | 17.7421 | 44.0473 | 0.06812 | 0.00207 | 0.0009052 | 17.3717 | 47.1305 | 0.06547 | 0.00197 | 0.0009018 | 17.3038 | 48.8636 | 0.0676 | 0.00207 | 0.0008498 | 18.1895 | 53.2141 | 0.06824 | 0.00205 | 0.0008102 | 17.7584 | 52.8167 | 0.06929 | 0.00209 | 0.0008569 | 19.3426 | 55.1979 | 0.07646 | 0.00225 | 0.0008987 | 17.6796 | 62.2665 | 0.0702 | 0.00204 | 0.0008453 | 17.7695 | 62.7774 | 0.06984 | 0.00202 | 0.0008988 | 18.0308 | 65.2403 | 0.07142 | 0.00204 | 0.000852 | 17.9443 | 66.1516 | 0.07062 | 0.00202 | 0.0008423 | 17.2386 | 74.0223 | 0.06943 | 0.00193 | 0.0008674 | 17.0181 | 82.8756 | 0.06304 | 0.00172 | 0.0008219 | 16.8031 | 83.1664 | 0.06307 | 0.00172 | 0.000825
17.8571 | 0.018519 | 0.70109 | 0.02948 | 0.04192 | 19.861 | 0.017078 | 1.69 | 0.06803 | 0.07364 | 19.8939 | 0.017059 | 2.54 | 0.10744 | 0.09216 | 19.8939 | 0.068552 | 0.63216 | 0.02671 | 0.02187 | 19.985 | 0.068313 | 0.84619 | 0.03714 | 0.02572 | 21.3797 | 0.14657 | 0.73981 | 0.0292 | 0.01679 | 17.9766 | 0.45992 | 0.2887 | 0.01044 | 0.00555 | 18.167 | 0.45622 | 0.3232 | 0.01237 | 0.00594 | 16.6667 | 0.70304 | 0.21355 | 0.00807 | 0.00381 | 17.8533 | 0.92713 | 0.2047 | 0.00826 | 0.00335 | 18.3333 | 0.90853 | 0.22918 | 0.00922 | 0.00361 | 18.7559 | 1.1775 | 0.19778 | 0.00775 | 0.00305 | 19.1188 | 1.1615 | 0.21685 | 0.00835 | 0.00324 | 19.4455 | 1.1465 | 0.23605 | 0.00891 | 0.00342 | 19.7389 | 1.3887 | 0.20554 | 0.00761 | 0.0029 | 18.7575 | 1.7818 | 0.16265 | 0.00594 | 0.00228 | 19.0531 | 1.7598 | 0.17523 | 0.00627 | 0.00239 | 18.1893 | 1.8249 | 0.17019 | 0.00607 | 0.0023 | 18.7617 | 2.5352 | 0.14368 | 0.0054 | 0.00192 | 18.5309 | 3.0064 | 0.13677 | 0.00517 | 0.00176 | 19.659 | 3.2866 | 0.13724 | 0.00519 | 0.00172 | 18.9812 | 3.3666 | 0.1347 | 0.00508 | 0.00167 | 18.7664 | 4.3851 | 0.11501 | 0.00424 | 0.0014 | 18.5879 | 4.9434 | 0.11223 | 0.00403 | 0.00134 | 18.9363 | 4.8834 | 0.12194 | 0.00431 | 0.00141 | 19.4617 | 5.4166 | 0.11087 | 0.00389 | 0.0013 | 20.019 | 5.3145 | 0.12842 | 0.00489 | 0.00142 | 20.0185 | 6.3261 | 0.10859 | 0.00413 | 0.00123 | 20.4755 | 6.235 | 0.12347 | 0.0048 | 0.00132 | 20.8538 | 6.161 | 0.1384 | 0.00537 | 0.00142 | 20.8559 | 7.2896 | 0.11825 | 0.00455 | 0.00125 | 20.022 | 7.4827 | 0.11607 | 0.00445 | 0.00122 | 21.5923 | 7.7608 | 0.12263 | 0.00465 | 0.00125 | 21.1779 | 8.5282 | 0.11337 | 0.00425 | 0.00118 | 21.4535 | 9.6668 | 0.10982 | 0.00402 | 0.00114 | 20.7129 | 11.3057 | 0.09661 | 0.00347 | 0.00111 | 20.3354 | 11.4358 | 0.10394 | 0.00364 | 0.00116 | 20.6579 | 12.0861 | 0.09843 | 0.00346 | 0.00105 | 20.0222 | 12.3163 | 0.09729 | 0.00341 | 0.00104 | 20.3351 | 13.0066 | 0.09223 | 0.00322 | 0.0009771 | 20.0215 | 13.1267 | 0.09877 | 0.00337 | 0.00101 | 20.0217 | 14.6576 | 0.08964 | 0.00304 | 0.0009714 | 20.8559 | 14.3174 | 0.09743 | 0.00324 | 0.00102 | 19.532 | 16.5488 | 0.09236 | 0.00296 | 0.0009595 | 19.0071 | 17.7295 | 0.0819 | 0.00266 | 0.0009083 | 19.7736 | 17.3392 | 0.08843 | 0.00282 | 0.0009454 | 19.2505 | 18.7599 | 0.07851 | 0.00252 | 0.0008827 | 19.0678 | 18.87 | 0.08353 | 0.00262 | 0.000914 | 18.6239 | 19.1302 | 0.08299 | 0.0026 | 0.0009125 | 17.9965 | 22.3022 | 0.07272 | 0.00226 | 0.0008315 | 17.7966 | 23.443 | 0.07044 | 0.00216 | 0.0008485 | 17.7253 | 23.4931 | 0.07478 | 0.00225 | 0.0008774 | 18.2981 | 23.9333 | 0.07405 | 0.00222 | 0.0008821 | 18.497 | 25.0738 | 0.06947 | 0.0021 | 0.0008087 | 16.8374 | 31.9385 | 0.06163 | 0.00179 | 0.0007913 | 16.5282 | 32.2088 | 0.06146 | 0.00178 | 0.0007936 | 17.7299 | 38.2523 | 0.06592 | 0.00204 | 0.0008389 | 18.1589 | 39.0926 | 0.06407 | 0.00199 | 0.0007586 | 17.4547 | 39.7934 | 0.06375 | 0.00197 | 0.0007632 | 18.3949 | 38.8624 | 0.07132 | 0.00225 | 0.0008021 | 19.5163 | 42.3051 | 0.07542 | 0.00231 | 0.0009333 | 19.1089 | 45.4481 | 0.07229 | 0.00219 | 0.0009285 | 18.8768 | 47.4511 | 0.07415 | 0.00227 | 0.0008761 | 19.7053 | 51.7617 | 0.07425 | 0.00222 | 0.0008332 | 19.2383 | 51.5643 | 0.07533 | 0.00226 | 0.0008808 | 20.7242 | 54.0357 | 0.08223 | 0.0024 | 0.0009207 | 18.9425 | 61.1338 | 0.07531 | 0.00216 | 0.0008648 | 19.0387 | 61.5147 | 0.07492 | 0.00215 | 0.0009174 | 19.2329 | 64.0875 | 0.0763 | 0.00216 | 0.0008704 | 19.1406 | 65.0088 | 0.07542 | 0.00213 | 0.0008606 | 19.3934 | 71.7962 | 0.07808 | 0.00229 | 0.0008989 | 19.1454 | 79.9593 | 0.07079 | 0.00204 | 0.0008475 | 18.9035 | 80.2899 | 0.07079 | 0.00204 | 0.0008503
19.8413 | 0.017088 | 0.84194 | 0.03692 | 0.04993 | 22.3436 | 0.015608 | 2.08 | 0.08896 | 0.08955 | 21.5517 | 0.016038 | 2.92 | 0.12151 | 0.10523 | 21.5517 | 0.06447 | 0.72682 | 0.03021 | 0.02499 | 22.4831 | 0.06241 | 1.04 | 0.04656 | 0.03129 | 22.805 | 0.13947 | 0.82796 | 0.03192 | 0.01869 | 19.974 | 0.4235 | 0.34583 | 0.01329 | 0.00657 | 20.4378 | 0.4159 | 0.39556 | 0.01615 | 0.00717 | 18.75 | 0.64261 | 0.26045 | 0.01051 | 0.00457 | 19.6386 | 0.8616 | 0.23997 | 0.00969 | 0.00387 | 20 | 0.84949 | 0.26506 | 0.01056 | 0.00413 | 20.3188 | 1.1095 | 0.22535 | 0.00871 | 0.00343 | 20.5894 | 1.0985 | 0.24476 | 0.00926 | 0.00361 | 20.8345 | 1.0895 | 0.26426 | 0.00979 | 0.00378 | 21.0548 | 1.3236 | 0.22879 | 0.00832 | 0.00319 | 20.008 | 1.6928 | 0.1808 | 0.00649 | 0.0025 | 21.4347 | 1.6027 | 0.21278 | 0.00825 | 0.00284 | 20.4629 | 1.6628 | 0.20639 | 0.00797 | 0.00272 | 20.8464 | 2.3511 | 0.16951 | 0.00654 | 0.00221 | 20.384 | 2.8113 | 0.15846 | 0.00603 | 0.00198 | 21.4462 | 3.0904 | 0.15703 | 0.00592 | 0.00192 | 20.7068 | 3.1685 | 0.15401 | 0.00578 | 0.00187 | 20.3303 | 4.155 | 0.12978 | 0.00474 | 0.00154 | 20.0177 | 4.7062 | 0.1253 | 0.00445 | 0.00146 | 21.6415 | 4.4631 | 0.14896 | 0.00577 | 0.00165 | 22.242 | 4.9453 | 0.13524 | 0.00521 | 0.00152 | 22.5214 | 4.9023 | 0.15313 | 0.00602 | 0.00163 | 22.5208 | 5.8558 | 0.12931 | 0.00508 | 0.0014 | 22.7505 | 5.8157 | 0.14442 | 0.00565 | 0.00149 | 22.9391 | 5.7837 | 0.15953 | 0.00616 | 0.00158 | 22.9415 | 6.8473 | 0.13611 | 0.00521 | 0.00139 | 22.0242 | 7.0354 | 0.13346 | 0.00509 | 0.00136 | 23.5553 | 7.3325 | 0.13935 | 0.00522 | 0.00138 | 23.1031 | 8.0628 | 0.12858 | 0.00477 | 0.00129 | 23.2413 | 9.1815 | 0.12321 | 0.00445 | 0.00124 | 22.4389 | 10.7553 | 0.10805 | 0.00384 | 0.00118 | 21.8996 | 10.9154 | 0.11523 | 0.00398 | 0.00123 | 22.2469 | 11.5557 | 0.1091 | 0.00378 | 0.00111 | 21.5623 | 11.7859 | 0.10776 | 0.00372 | 0.0011 | 21.8993 | 12.4362 | 0.10214 | 0.00352 | 0.00104 | 21.4516 | 12.5963 | 0.10857 | 0.00364 | 0.00107 | 21.4519 | 14.0772 | 0.09842 | 0.00329 | 0.00102 | 22.2463 | 13.7669 | 0.10641 | 0.00349 | 0.00107 | 20.7527 | 15.9783 | 0.10012 | 0.00316 | 0.001 | 20.2742 | 17.089 | 0.08914 | 0.00285 | 0.0009486 | 21.0094 | 16.7387 | 0.09583 | 0.00301 | 0.0009861 | 20.5339 | 18.0293 | 0.08537 | 0.00271 | 0.0009208 | 20.2596 | 18.1795 | 0.09034 | 0.0028 | 0.0009505 | 19.7879 | 18.4397 | 0.0897 | 0.00277 | 0.000948 | 19.1213 | 21.5916 | 0.07847 | 0.0024 | 0.0008612 | 18.9088 | 22.7123 | 0.07591 | 0.0023 | 0.0008758 | 18.768 | 22.8024 | 0.08023 | 0.00238 | 0.0009039 | 19.3744 | 23.2126 | 0.07941 | 0.00235 | 0.0009087 | 19.585 | 24.3231 | 0.07458 | 0.00222 | 0.0008341 | 18.7082 | 30.3469 | 0.06974 | 0.00212 | 0.0008272 | 18.3646 | 30.6272 | 0.0695 | 0.00211 | 0.0008289 | 19.6999 | 36.3603 | 0.07437 | 0.00237 | 0.0008719 | 20.1766 | 37.1806 | 0.07234 | 0.00231 | 0.0007935 | 19.3941 | 37.9114 | 0.07187 | 0.00228 | 0.0007968 | 20.2344 | 37.1306 | 0.07962 | 0.00254 | 0.0008356 | 21.2905 | 40.6333 | 0.08303 | 0.00255 | 0.0009625 | 20.8461 | 43.816 | 0.07935 | 0.00241 | 0.0009558 | 20.4499 | 46.059 | 0.08089 | 0.00246 | 0.0009028 | 21.2211 | 50.3197 | 0.08043 | 0.00239 | 0.0008568 | 20.7182 | 50.3121 | 0.08152 | 0.00242 | 0.000905 | 22.1058 | 52.8738 | 0.08813 | 0.00254 | 0.0009429 | 20.2053 | 60.0014 | 0.08052 | 0.00229 | 0.0008845 | 20.308 | 60.2422 | 0.0801 | 0.00227 | 0.0009361 | 21.637 | 61.7729 | 0.08632 | 0.00258 | 0.0009077 | 21.5332 | 62.744 | 0.0853 | 0.00255 | 0.0008977 | 21.5482 | 69.5613 | 0.087 | 0.00261 | 0.0009308 | 21.2726 | 77.134 | 0.07882 | 0.00234 | 0.0008735 | 21.0039 | 77.4847 | 0.07878 | 0.00234 | 0.0008762
22.3214 | 0.015617 | 1.03 | 0.04746 | 0.06076 | 24.8262 | 0.014397 | 2.5 | 0.10883 | 0.10675 | 23.2095 | 0.015158 | 3.33 | 0.1357 | 0.11902 | 23.2095 | 0.060908 | 0.82724 | 0.03374 | 0.02828 | 24.9813 | 0.057557 | 1.25 | 0.05574 | 0.03731 | 24.2303 | 0.13306 | 0.92045 | 0.03468 | 0.02067 | 22.4708 | 0.38548 | 0.42384 | 0.01738 | 0.00796 | 22.7087 | 0.38228 | 0.47462 | 0.01975 | 0.00852 | 20.8333 | 0.59208 | 0.31156 | 0.01282 | 0.0054 | 21.424 | 0.80487 | 0.27783 | 0.01112 | 0.00443 | 21.6667 | 0.79767 | 0.30336 | 0.01191 | 0.00467 | 21.8818 | 1.0485 | 0.25457 | 0.00967 | 0.00383 | 22.0601 | 1.0425 | 0.27422 | 0.01019 | 0.004 | 22.2235 | 1.0365 | 0.29393 | 0.01068 | 0.00416 | 23.6867 | 1.2126 | 0.27857 | 0.01094 | 0.00381 | 22.509 | 1.5417 | 0.21984 | 0.00856 | 0.00297 | 23.8163 | 1.4747 | 0.2538 | 0.01012 | 0.00332 | 22.7366 | 1.5297 | 0.24594 | 0.00977 | 0.00317 | 22.931 | 2.19 | 0.1973 | 0.00765 | 0.00251 | 22.237 | 2.6412 | 0.18161 | 0.00688 | 0.00222 | 23.2334 | 2.9173 | 0.17803 | 0.00664 | 0.00213 | 22.4324 | 2.9924 | 0.17449 | 0.00648 | 0.00207 | 21.8942 | 3.9488 | 0.14535 | 0.00524 | 0.00169 | 22.8774 | 4.294 | 0.15336 | 0.00598 | 0.00171 | 24.3467 | 4.1099 | 0.17842 | 0.00714 | 0.00191 | 25.0222 | 4.558 | 0.16181 | 0.00644 | 0.00175 | 25.0238 | 4.5581 | 0.17981 | 0.00712 | 0.00185 | 25.0231 | 5.4485 | 0.15165 | 0.00599 | 0.00159 | 25.0256 | 5.4475 | 0.16683 | 0.00649 | 0.00167 | 25.0245 | 5.4475 | 0.182 | 0.00694 | 0.00175 | 25.0271 | 6.456 | 0.15508 | 0.00587 | 0.00153 | 24.0264 | 6.6371 | 0.15192 | 0.00573 | 0.00149 | 25.5182 | 6.9472 | 0.15703 | 0.0058 | 0.00151 | 25.0284 | 7.6436 | 0.14465 | 0.00529 | 0.00141 | 25.0291 | 8.7452 | 0.13729 | 0.00488 | 0.00133 | 24.165 | 10.255 | 0.12006 | 0.0042 | 0.00126 | 23.4639 | 10.4551 | 0.12704 | 0.00432 | 0.0013 | 23.836 | 11.0654 | 0.12025 | 0.0041 | 0.00119 | 23.1025 | 11.2856 | 0.1187 | 0.00404 | 0.00117 | 23.4635 | 11.9158 | 0.1125 | 0.00382 | 0.00111 | 22.8817 | 12.106 | 0.11879 | 0.00393 | 0.00114 | 22.882 | 13.5368 | 0.10756 | 0.00354 | 0.00108 | 23.6367 | 13.2566 | 0.11574 | 0.00373 | 0.00113 | 21.9735 | 15.4479 | 0.10814 | 0.00336 | 0.00105 | 21.5413 | 16.4985 | 0.09665 | 0.00305 | 0.0009904 | 22.2453 | 16.1783 | 0.1035 | 0.00321 | 0.00103 | 21.8172 | 17.3488 | 0.09251 | 0.00289 | 0.0009604 | 21.4513 | 17.539 | 0.09741 | 0.00297 | 0.0009884 | 20.9519 | 17.7992 | 0.09667 | 0.00294 | 0.0009849 | 20.2461 | 20.911 | 0.08441 | 0.00255 | 0.000892 | 20.0211 | 22.0117 | 0.08155 | 0.00244 | 0.0009041 | 20.8533 | 21.5213 | 0.09162 | 0.00288 | 0.0009593 | 21.5271 | 21.8715 | 0.0906 | 0.00284 | 0.0009643 | 21.7611 | 22.9319 | 0.08526 | 0.00269 | 0.0008875 | 21.0467 | 28.5352 | 0.08045 | 0.00261 | 0.0008748 | 20.6602 | 28.8155 | 0.08011 | 0.00259 | 0.0008756 | 21.6699 | 34.6187 | 0.08326 | 0.00268 | 0.0009067 | 22.1942 | 35.3989 | 0.08103 | 0.00262 | 0.0008301 | 21.3335 | 36.1496 | 0.08039 | 0.00259 | 0.000832 | 22.0739 | 35.5091 | 0.0883 | 0.00282 | 0.0008706 | 23.0647 | 39.0317 | 0.09095 | 0.00279 | 0.0009927 | 22.5832 | 42.2443 | 0.08668 | 0.00263 | 0.0009841 | 22.023 | 44.6872 | 0.08785 | 0.00265 | 0.0009303 | 22.7369 | 48.918 | 0.08678 | 0.00256 | 0.0008808 | 22.198 | 49.0602 | 0.08786 | 0.00259 | 0.0009296 | 24.869 | 50.5804 | 0.10033 | 0.00307 | 0.0009884 | 22.7309 | 57.7574 | 0.09123 | 0.00274 | 0.0009245 | 22.8465 | 57.6881 | 0.09079 | 0.00273 | 0.0009744 | 24.0411 | 59.5291 | 0.09672 | 0.00297 | 0.0009458 | 23.9257 | 60.5502 | 0.09553 | 0.00293 | 0.0009356 | 23.703 | 67.3572 | 0.09622 | 0.00292 | 0.0009632 | 23.3999 | 74.4897 | 0.08714 | 0.00262 | 0.0009002 | 23.1043 | 74.8403 | 0.08706 | 0.00261 | 0.0009026
24.8016 | 0.014406 | 1.24 | 0.05765 | 0.07247 | 27.3088 | 0.013376 | 2.95 | 0.12831 | 0.1252 | 26.5252 | 0.013687 | 4.2 | 0.18616 | 0.1487 | 26.5252 | 0.054965 | 1.04 | 0.04631 | 0.03537 | 27.4794 | 0.053495 | 1.48 | 0.06488 | 0.04378 | 25.6556 | 0.12736 | 1.02 | 0.03748 | 0.02274 | 24.9675 | 0.35417 | 0.50913 | 0.02127 | 0.00947 | 24.9796 | 0.35407 | 0.5603 | 0.02328 | 0.00997 | 22.9167 | 0.54936 | 0.36683 | 0.01508 | 0.00629 | 23.2093 | 0.75524 | 0.31826 | 0.01255 | 0.00502 | 23.3333 | 0.75204 | 0.34406 | 0.01328 | 0.00524 | 23.4448 | 0.99324 | 0.28545 | 0.01064 | 0.00424 | 23.5308 | 0.99034 | 0.30524 | 0.01113 | 0.0044 | 25.0014 | 0.94232 | 0.35774 | 0.01404 | 0.00498 | 26.3186 | 1.1215 | 0.33263 | 0.0134 | 0.00448 | 25.01 | 1.4196 | 0.26247 | 0.01051 | 0.00349 | 26.198 | 1.3706 | 0.29817 | 0.01194 | 0.00384 | 25.0102 | 1.4197 | 0.28874 | 0.01153 | 0.00366 | 25.0156 | 2.0499 | 0.22706 | 0.00876 | 0.00284 | 24.0901 | 2.4931 | 0.20618 | 0.00773 | 0.00247 | 25.0206 | 2.7653 | 0.20023 | 0.00736 | 0.00236 | 24.1579 | 2.8363 | 0.19614 | 0.00719 | 0.00229 | 25.0219 | 3.5946 | 0.17883 | 0.00708 | 0.002 | 25.7371 | 3.9518 | 0.18398 | 0.0074 | 0.00199 | 27.0519 | 3.8147 | 0.21027 | 0.00846 | 0.00218 | 27.8025 | 4.2479 | 0.19048 | 0.00762 | 0.002 | 27.5261 | 4.2749 | 0.20839 | 0.0082 | 0.00209 | 27.5255 | 5.0933 | 0.17559 | 0.0069 | 0.00179 | 27.3006 | 5.1233 | 0.19071 | 0.00733 | 0.00186 | 27.1099 | 5.1494 | 0.20582 | 0.00772 | 0.00194 | 27.1127 | 6.1078 | 0.17517 | 0.00653 | 0.00168 | 26.0286 | 6.2839 | 0.17145 | 0.00637 | 0.00164 | 27.4812 | 6.6 | 0.17565 | 0.00638 | 0.00165 | 26.9537 | 7.2654 | 0.16157 | 0.00582 | 0.00153 | 26.8168 | 8.3519 | 0.15204 | 0.00531 | 0.00144 | 25.8911 | 9.8107 | 0.13264 | 0.00457 | 0.00134 | 25.0282 | 10.0248 | 0.13936 | 0.00467 | 0.00137 | 25.4251 | 10.6151 | 0.13189 | 0.00443 | 0.00126 | 24.6427 | 10.8352 | 0.1301 | 0.00435 | 0.00124 | 25.0278 | 11.4355 | 0.12331 | 0.00412 | 0.00118 | 24.3118 | 11.6457 | 0.12941 | 0.00421 | 0.0012 | 24.3121 | 13.0264 | 0.11706 | 0.00379 | 0.00114 | 25.0271 | 12.7863 | 0.12543 | 0.00398 | 0.00118 | 24.415 | 14.4772 | 0.12501 | 0.00413 | 0.00114 | 22.8085 | 15.9381 | 0.10443 | 0.00324 | 0.00103 | 24.717 | 15.1675 | 0.1196 | 0.00394 | 0.00112 | 23.1006 | 16.7184 | 0.09991 | 0.00308 | 0.001 | 23.8348 | 16.3882 | 0.11229 | 0.00365 | 0.00107 | 23.2799 | 16.6384 | 0.11133 | 0.0036 | 0.00106 | 22.4957 | 19.67 | 0.09684 | 0.0031 | 0.0009567 | 22.2457 | 20.7307 | 0.09336 | 0.00296 | 0.0009635 | 23.46 | 20.0902 | 0.10679 | 0.00359 | 0.00103 | 24.218 | 20.3904 | 0.10554 | 0.00354 | 0.00104 | 24.4813 | 21.3907 | 0.0995 | 0.00337 | 0.000959 | 23.3852 | 26.8939 | 0.09184 | 0.00307 | 0.0009257 | 22.9558 | 27.1841 | 0.09138 | 0.00305 | 0.0009255 | 23.6399 | 33.0173 | 0.09259 | 0.00299 | 0.0009435 | 24.2119 | 33.7575 | 0.09015 | 0.00293 | 0.0008685 | 23.273 | 34.5082 | 0.08932 | 0.00288 | 0.0008689 | 23.9134 | 33.9978 | 0.09738 | 0.0031 | 0.0009072 | 24.8389 | 37.5403 | 0.09918 | 0.00302 | 0.00102 | 24.3204 | 40.7627 | 0.09428 | 0.00284 | 0.00101 | 23.596 | 43.3656 | 0.09501 | 0.00284 | 0.0009584 | 24.2527 | 47.5665 | 0.09332 | 0.00272 | 0.0009053 | 23.6779 | 47.8086 | 0.09437 | 0.00275 | 0.0009547 | 27.6322 | 48.3678 | 0.11308 | 0.00357 | 0.00104 | 25.2566 | 55.5741 | 0.10236 | 0.00317 | 0.0009654 | 25.385 | 55.2047 | 0.10197 | 0.00316 | 0.00101 | 26.4452 | 57.386 | 0.10751 | 0.00335 | 0.000985 | 26.3183 | 58.4569 | 0.10613 | 0.0033 | 0.0009743 | 25.8578 | 65.2337 | 0.10573 | 0.00322 | 0.0009963 | 25.5271 | 72.0861 | 0.09574 | 0.00289 | 0.0009276 | 25.2047 | 72.4266 | 0.09563 | 0.00288 | 0.0009297
27.2817 | 0.013396 | 1.47 | 0.06776 | 0.08503 | 29.7915 | 0.012516 | 3.43 | 0.14772 | 0.14486 | 29.8408 | 0.012506 | 5.16 | 0.23337 | 0.1811 | 29.8408 | 0.050202 | 1.28 | 0.05808 | 0.04312 | 29.9775 | 0.050023 | 1.72 | 0.07405 | 0.05067 | 28.5063 | 0.11745 | 1.22 | 0.04784 | 0.02713 | 27.4643 | 0.32835 | 0.60155 | 0.02509 | 0.0111 | 27.2504 | 0.33035 | 0.65246 | 0.02679 | 0.01152 | 25 | 0.51284 | 0.42622 | 0.01734 | 0.00724 | 24.9946 | 0.71172 | 0.36126 | 0.01399 | 0.00564 | 25 | 0.71162 | 0.38715 | 0.01466 | 0.00585 | 25.0078 | 0.94212 | 0.31804 | 0.01163 | 0.00468 | 26.4721 | 0.8976 | 0.37213 | 0.01467 | 0.00528 | 27.7793 | 0.86038 | 0.42778 | 0.01725 | 0.00586 | 28.9504 | 1.0445 | 0.3909 | 0.01578 | 0.0052 | 27.511 | 1.3226 | 0.3085 | 0.0124 | 0.00404 | 28.5796 | 1.2876 | 0.34564 | 0.01374 | 0.00439 | 27.2839 | 1.3306 | 0.33463 | 0.01326 | 0.00419 | 27.1003 | 1.9259 | 0.2588 | 0.00986 | 0.00318 | 25.9432 | 2.3661 | 0.23214 | 0.00857 | 0.00274 | 28.5949 | 2.5171 | 0.24805 | 0.01002 | 0.00284 | 27.6091 | 2.5781 | 0.24279 | 0.00979 | 0.00275 | 28.1496 | 3.3095 | 0.2154 | 0.00879 | 0.00235 | 28.5968 | 3.6686 | 0.21711 | 0.00878 | 0.00228 | 29.7571 | 3.5696 | 0.24446 | 0.00976 | 0.00248 | 30.5827 | 3.9967 | 0.22109 | 0.00878 | 0.00227 | 30.0285 | 4.0477 | 0.23871 | 0.00927 | 0.00234 | 30.0278 | 4.7841 | 0.20114 | 0.0078 | 0.002 | 29.5757 | 4.8372 | 0.21604 | 0.00817 | 0.00206 | 29.1953 | 4.8822 | 0.23098 | 0.00852 | 0.00213 | 29.1983 | 5.7996 | 0.19636 | 0.0072 | 0.00184 | 28.0308 | 5.9677 | 0.19205 | 0.00701 | 0.00179 | 29.4441 | 6.2869 | 0.19523 | 0.00696 | 0.00179 | 28.8789 | 6.9242 | 0.17936 | 0.00635 | 0.00166 | 28.6046 | 7.9997 | 0.16747 | 0.00575 | 0.00154 | 27.6172 | 9.4114 | 0.14576 | 0.00494 | 0.00143 | 26.5924 | 9.6426 | 0.15219 | 0.00501 | 0.00145 | 27.0141 | 10.1948 | 0.14401 | 0.00475 | 0.00134 | 26.1828 | 10.405 | 0.14198 | 0.00467 | 0.00132 | 26.592 | 10.9852 | 0.13456 | 0.00442 | 0.00125 | 25.7419 | 11.2254 | 0.14044 | 0.00449 | 0.00127 | 25.7422 | 12.5561 | 0.12692 | 0.00404 | 0.0012 | 27.8079 | 11.9357 | 0.14585 | 0.00493 | 0.00131 | 27.4668 | 13.4365 | 0.14762 | 0.00523 | 0.00127 | 25.3428 | 14.9273 | 0.12078 | 0.00399 | 0.00113 | 27.8066 | 14.0768 | 0.14119 | 0.00499 | 0.00124 | 25.6674 | 15.6277 | 0.11552 | 0.00379 | 0.00109 | 26.8141 | 15.2174 | 0.13226 | 0.00462 | 0.00118 | 26.1899 | 15.4376 | 0.13101 | 0.00456 | 0.00117 | 25.3076 | 18.2991 | 0.11347 | 0.0039 | 0.00104 | 25.0264 | 19.3196 | 0.10912 | 0.00371 | 0.00104 | 26.0666 | 18.8393 | 0.123 | 0.00427 | 0.00111 | 26.9089 | 19.1194 | 0.12151 | 0.00421 | 0.00112 | 27.2014 | 20.0598 | 0.11473 | 0.004 | 0.00104 | 25.7238 | 25.4428 | 0.10389 | 0.00352 | 0.00098 | 25.2514 | 25.723 | 0.1033 | 0.00349 | 0.0009787 | 25.6099 | 31.5561 | 0.10236 | 0.0033 | 0.0009822 | 26.2296 | 32.2664 | 0.09971 | 0.00322 | 0.0009088 | 25.2124 | 33.007 | 0.09866 | 0.00317 | 0.0009076 | 25.7529 | 32.6067 | 0.10685 | 0.00338 | 0.0009455 | 26.6131 | 36.1491 | 0.10774 | 0.00326 | 0.00106 | 26.0576 | 39.3914 | 0.10215 | 0.00305 | 0.00104 | 25.1691 | 42.0842 | 0.10239 | 0.00303 | 0.0009873 | 27.2843 | 45.0338 | 0.10695 | 0.00334 | 0.0009563 | 26.6376 | 45.3858 | 0.10791 | 0.00335 | 0.00101 | 30.3955 | 46.2655 | 0.12641 | 0.00404 | 0.00108 | 27.7823 | 53.5113 | 0.11393 | 0.00357 | 0.00101 | 27.9235 | 52.8319 | 0.11365 | 0.00357 | 0.00106 | 28.8493 | 55.3933 | 0.1187 | 0.0037 | 0.00103 | 28.7109 | 56.5242 | 0.1171 | 0.00364 | 0.00101 | 28.0127 | 63.2408 | 0.11555 | 0.00351 | 0.00103 | 27.6544 | 69.963 | 0.10462 | 0.00315 | 0.0009557 | 27.3051 | 70.2935 | 0.10447 | 0.00314 | 0.0009576
29.7619 | 0.012525 | 1.71 | 0.07792 | 0.09843 | 32.2741 | 0.011775 | 3.95 | 0.16722 | 0.16571 | 33.1565 | 0.011525 | 6.21 | 0.27947 | 0.21612 | 33.1565 | 0.04629 | 1.55 | 0.06956 | 0.0515 | 32.4756 | 0.047041 | 1.98 | 0.0833 | 0.05797 | 32.0696 | 0.10725 | 1.5 | 0.06262 | 0.03307 | 29.9611 | 0.30724 | 0.70079 | 0.02888 | 0.01284 | 29.5213 | 0.31064 | 0.75085 | 0.03032 | 0.01316 | 27.0833 | 0.48142 | 0.48966 | 0.0196 | 0.00825 | 26.78 | 0.6736 | 0.40679 | 0.01546 | 0.0063 | 26.6667 | 0.67591 | 0.43261 | 0.01606 | 0.00649 | 28.1338 | 0.85058 | 0.38848 | 0.01538 | 0.00562 | 29.4135 | 0.81666 | 0.44578 | 0.01806 | 0.00623 | 30.5573 | 0.79035 | 0.50425 | 0.02042 | 0.00682 | 31.5823 | 0.97653 | 0.45336 | 0.01813 | 0.00597 | 30.012 | 1.2466 | 0.35762 | 0.01425 | 0.00462 | 30.9612 | 1.2165 | 0.39602 | 0.01552 | 0.00498 | 29.5575 | 1.2586 | 0.38336 | 0.01499 | 0.00474 | 29.1849 | 1.8178 | 0.2925 | 0.01098 | 0.00355 | 29.6494 | 2.1629 | 0.28791 | 0.01168 | 0.00331 | 32.1693 | 2.318 | 0.30027 | 0.01248 | 0.00336 | 31.0602 | 2.377 | 0.29373 | 0.01218 | 0.00325 | 31.2774 | 3.0793 | 0.25491 | 0.01044 | 0.00271 | 31.4564 | 3.4325 | 0.25265 | 0.01013 | 0.0026 | 32.4623 | 3.3565 | 0.28089 | 0.01105 | 0.00279 | 33.363 | 3.7616 | 0.25362 | 0.00993 | 0.00254 | 32.5309 | 3.8286 | 0.27075 | 0.01033 | 0.0026 | 32.5301 | 4.524 | 0.22825 | 0.0087 | 0.00223 | 31.8508 | 4.591 | 0.24281 | 0.00902 | 0.00228 | 31.2806 | 4.6501 | 0.25745 | 0.00931 | 0.00233 | 31.2839 | 5.5275 | 0.21864 | 0.00787 | 0.00201 | 30.033 | 5.6856 | 0.2137 | 0.00766 | 0.00195 | 31.407 | 6.0117 | 0.21575 | 0.00755 | 0.00194 | 30.8042 | 6.62 | 0.19799 | 0.00688 | 0.0018 | 30.3924 | 7.6845 | 0.18356 | 0.00619 | 0.00166 | 29.3432 | 9.0542 | 0.15943 | 0.00531 | 0.00152 | 28.1567 | 9.2954 | 0.16551 | 0.00536 | 0.00154 | 28.6032 | 9.8026 | 0.15663 | 0.00508 | 0.00142 | 27.723 | 10.0147 | 0.15433 | 0.00499 | 0.0014 | 28.1562 | 10.575 | 0.14626 | 0.00472 | 0.00133 | 28.6021 | 10.4649 | 0.16372 | 0.00558 | 0.00141 | 28.6025 | 11.7155 | 0.14772 | 0.00501 | 0.00132 | 31.2839 | 11.0451 | 0.17332 | 0.00628 | 0.00147 | 30.5187 | 12.5559 | 0.17191 | 0.00626 | 0.00141 | 28.5106 | 13.8466 | 0.14272 | 0.00506 | 0.00125 | 30.8962 | 13.1562 | 0.16437 | 0.00598 | 0.00137 | 28.8758 | 14.5769 | 0.13641 | 0.00482 | 0.00121 | 29.7935 | 14.3267 | 0.15362 | 0.00553 | 0.00129 | 29.0999 | 14.5069 | 0.15208 | 0.00545 | 0.00128 | 28.1196 | 17.1083 | 0.1313 | 0.00465 | 0.00114 | 27.8071 | 18.0987 | 0.12598 | 0.00442 | 0.00113 | 28.6733 | 17.7585 | 0.14024 | 0.00492 | 0.0012 | 29.5998 | 18.0587 | 0.13848 | 0.00485 | 0.00121 | 29.9216 | 18.909 | 0.13092 | 0.00461 | 0.00112 | 28.0623 | 24.1618 | 0.11661 | 0.00395 | 0.00104 | 27.5469 | 24.432 | 0.11589 | 0.00392 | 0.00104 | 27.5799 | 30.2451 | 0.11256 | 0.0036 | 0.00102 | 28.2472 | 30.9353 | 0.10969 | 0.00352 | 0.0009512 | 27.1518 | 31.6359 | 0.10842 | 0.00346 | 0.0009481 | 27.5924 | 31.3457 | 0.11671 | 0.00366 | 0.0009855 | 28.3873 | 34.8581 | 0.11663 | 0.0035 | 0.00109 | 27.7948 | 38.1102 | 0.11029 | 0.00326 | 0.00107 | 28.3152 | 39.7118 | 0.11782 | 0.00373 | 0.00105 | 30.3159 | 42.7917 | 0.12131 | 0.00391 | 0.00101 | 29.5974 | 43.0935 | 0.12218 | 0.00392 | 0.00106 | 33.1587 | 44.3236 | 0.14034 | 0.00449 | 0.00114 | 30.3079 | 51.599 | 0.12593 | 0.00395 | 0.00105 | 30.462 | 50.6896 | 0.12584 | 0.00396 | 0.0011 | 31.2535 | 53.521 | 0.13028 | 0.00405 | 0.00107 | 31.1035 | 54.7219 | 0.12844 | 0.00398 | 0.00105 | 30.1675 | 61.3982 | 0.12567 | 0.00379 | 0.00106 | 29.7817 | 68.1702 | 0.11375 | 0.00341 | 0.0009846 | 29.4055 | 68.4607 | 0.11356 | 0.0034 | 0.0009861
32.2421 | 0.011775 | 1.97 | 0.08819 | 0.11263 | 34.7567 | 0.011125 | 4.5 | 0.1869 | 0.18771 | 36.4721 | 0.010715 | 7.34 | 0.32533 | 0.25368 | 36.4721 | 0.043019 | 1.83 | 0.08099 | 0.06049 | 34.9738 | 0.04443 | 2.25 | 0.09265 | 0.06569 | 35.6328 | 0.098874 | 1.81 | 0.07659 | 0.0395 | 32.4578 | 0.28863 | 0.80663 | 0.03267 | 0.01468 | 31.7922 | 0.29333 | 0.85526 | 0.03385 | 0.0149 | 29.1667 | 0.45451 | 0.55704 | 0.02187 | 0.00931 | 28.5653 | 0.64029 | 0.45479 | 0.01694 | 0.00699 | 30 | 0.61657 | 0.53028 | 0.02128 | 0.00785 | 31.2598 | 0.77664 | 0.46607 | 0.01897 | 0.00665 | 32.3548 | 0.75633 | 0.52602 | 0.0214 | 0.00726 | 33.3352 | 0.73913 | 0.58675 | 0.02359 | 0.00786 | 34.2141 | 0.918 | 0.51996 | 0.02049 | 0.00678 | 32.513 | 1.1715 | 0.40979 | 0.01609 | 0.00524 | 33.3429 | 1.1495 | 0.44934 | 0.0173 | 0.0056 | 31.8312 | 1.1915 | 0.43486 | 0.0167 | 0.00533 | 33.3542 | 1.6407 | 0.36554 | 0.01513 | 0.00434 | 33.3556 | 1.9898 | 0.34872 | 0.01454 | 0.00392 | 35.7436 | 2.1459 | 0.35683 | 0.01486 | 0.00392 | 34.5113 | 2.2029 | 0.34885 | 0.01449 | 0.00379 | 34.4051 | 2.8832 | 0.29724 | 0.01206 | 0.0031 | 34.3161 | 3.2264 | 0.29055 | 0.01148 | 0.00293 | 35.1675 | 3.1704 | 0.31956 | 0.01235 | 0.00312 | 36.1432 | 3.5565 | 0.2881 | 0.01108 | 0.00284 | 35.0333 | 3.6355 | 0.30456 | 0.0114 | 0.00288 | 35.0324 | 4.2939 | 0.25687 | 0.00961 | 0.00246 | 34.1258 | 4.3739 | 0.27095 | 0.00987 | 0.0025 | 33.366 | 4.444 | 0.2852 | 0.01012 | 0.00254 | 33.3695 | 5.2843 | 0.24197 | 0.00854 | 0.00219 | 32.0352 | 5.4374 | 0.23639 | 0.00832 | 0.00212 | 33.37 | 5.7656 | 0.23717 | 0.00815 | 0.0021 | 32.7294 | 6.3498 | 0.21744 | 0.00742 | 0.00194 | 32.1802 | 7.3923 | 0.20029 | 0.00664 | 0.00177 | 31.0693 | 8.724 | 0.17362 | 0.00568 | 0.00161 | 31.2852 | 8.683 | 0.19359 | 0.00668 | 0.00171 | 31.7813 | 9.1282 | 0.1833 | 0.00634 | 0.00159 | 30.8034 | 9.3193 | 0.18045 | 0.00622 | 0.00157 | 31.2847 | 9.8645 | 0.17096 | 0.00588 | 0.00148 | 32.1773 | 9.6824 | 0.19504 | 0.00713 | 0.00161 | 32.1778 | 10.845 | 0.17571 | 0.00639 | 0.00149 | 34.7599 | 10.3047 | 0.20289 | 0.00756 | 0.00165 | 33.5706 | 11.8054 | 0.19781 | 0.00726 | 0.00155 | 31.6785 | 12.946 | 0.16627 | 0.00607 | 0.00138 | 33.9859 | 12.3657 | 0.1891 | 0.00693 | 0.00151 | 32.0842 | 13.6863 | 0.15874 | 0.00577 | 0.00133 | 32.7728 | 13.5062 | 0.17629 | 0.00639 | 0.00142 | 32.0099 | 13.7063 | 0.17444 | 0.00631 | 0.0014 | 30.9315 | 16.0976 | 0.1503 | 0.00537 | 0.00124 | 30.5878 | 17.058 | 0.14393 | 0.0051 | 0.00122 | 31.28 | 16.8279 | 0.15849 | 0.00556 | 0.00129 | 32.2907 | 17.128 | 0.15642 | 0.00548 | 0.0013 | 32.6417 | 17.9383 | 0.14804 | 0.00522 | 0.00121 | 30.4008 | 23.061 | 0.12997 | 0.00439 | 0.0011 | 29.8425 | 23.3112 | 0.1291 | 0.00434 | 0.0011 | 29.5499 | 29.0842 | 0.1232 | 0.00391 | 0.00107 | 30.2649 | 29.7444 | 0.12008 | 0.00382 | 0.0009954 | 29.0912 | 30.4149 | 0.11859 | 0.00375 | 0.0009905 | 29.4319 | 30.2148 | 0.12696 | 0.00394 | 0.00103 | 31.9357 | 32.6463 | 0.13532 | 0.00439 | 0.00116 | 31.2691 | 35.8482 | 0.12735 | 0.00406 | 0.00114 | 31.4614 | 37.5898 | 0.13414 | 0.00439 | 0.00111 | 33.3475 | 40.69 | 0.13643 | 0.00446 | 0.00107 | 32.5571 | 41.0216 | 0.13718 | 0.00446 | 0.00112 | 35.9219 | 42.552 | 0.15486 | 0.00494 | 0.00119 | 32.8336 | 49.747 | 0.13837 | 0.00433 | 0.0011 | 33.0005 | 49.0576 | 0.13848 | 0.00435 | 0.00114 | 33.6576 | 51.7591 | 0.14227 | 0.00439 | 0.00111 | 33.496 | 53.0299 | 0.14015 | 0.00432 | 0.0011 | 34.4771 | 57.9739 | 0.14681 | 0.00483 | 0.00114 | 34.0362 | 64.2358 | 0.13282 | 0.00435 | 0.00104 | 33.6062 | 64.6162 | 0.13252 | 0.00433 | 0.00105
34.7222 | 0.011125 | 2.24 | 0.09861 | 0.12763 | 39.7219 | 0.010034 | 5.69 | 0.25602 | 0.23508 | 39.7878 | 0.010025 | 8.56 | 0.37137 | 0.29371 | 39.7878 | 0.040247 | 2.13 | 0.09247 | 0.07008 | 37.4719 | 0.042139 | 2.55 | 0.10213 | 0.0738 | 39.1961 | 0.091881 | 2.14 | 0.09023 | 0.0464 | 34.9546 | 0.27252 | 0.91902 | 0.03648 | 0.01664 | 34.063 | 0.27803 | 0.96563 | 0.03742 | 0.01674 | 31.25 | 0.43099 | 0.62826 | 0.02417 | 0.01044 | 32.136 | 0.58456 | 0.55785 | 0.02245 | 0.00848 | 33.3333 | 0.56815 | 0.63681 | 0.02617 | 0.00933 | 34.3857 | 0.72171 | 0.55029 | 0.02247 | 0.00777 | 35.2962 | 0.70731 | 0.61223 | 0.0247 | 0.00837 | 36.1131 | 0.695 | 0.67473 | 0.02674 | 0.00896 | 36.846 | 0.86697 | 0.59064 | 0.02286 | 0.00764 | 35.014 | 1.1065 | 0.46516 | 0.01794 | 0.0059 | 38.1061 | 1.0374 | 0.56487 | 0.02387 | 0.00693 | 36.3785 | 1.0745 | 0.54634 | 0.02304 | 0.00659 | 37.5235 | 1.4996 | 0.44595 | 0.01898 | 0.0052 | 37.0617 | 1.8408 | 0.41464 | 0.01731 | 0.00457 | 39.318 | 1.9958 | 0.41777 | 0.01721 | 0.00451 | 37.9625 | 2.0499 | 0.40819 | 0.01678 | 0.00436 | 37.5328 | 2.7141 | 0.34233 | 0.01366 | 0.00351 | 37.1758 | 3.0473 | 0.33078 | 0.01284 | 0.00328 | 37.8726 | 3.0063 | 0.36041 | 0.01366 | 0.00347 | 38.9235 | 3.3764 | 0.3245 | 0.01224 | 0.00315 | 37.5357 | 3.4634 | 0.3401 | 0.01248 | 0.00316 | 37.5347 | 4.0897 | 0.28697 | 0.01053 | 0.00271 | 36.4009 | 4.1788 | 0.30046 | 0.01073 | 0.00273 | 35.4514 | 4.2579 | 0.31419 | 0.01093 | 0.00275 | 35.4551 | 5.0652 | 0.26635 | 0.00922 | 0.00237 | 34.0374 | 5.2123 | 0.26008 | 0.00898 | 0.0023 | 35.3329 | 5.5404 | 0.25949 | 0.00875 | 0.00226 | 34.6547 | 6.1047 | 0.2377 | 0.00796 | 0.00208 | 35.7558 | 6.879 | 0.23568 | 0.00833 | 0.00202 | 34.5214 | 8.1276 | 0.20358 | 0.0071 | 0.00181 | 35.1958 | 8.0216 | 0.23138 | 0.00857 | 0.00195 | 35.754 | 8.4378 | 0.21924 | 0.00814 | 0.00183 | 34.6538 | 8.6169 | 0.21564 | 0.00798 | 0.00179 | 35.1953 | 9.1211 | 0.20421 | 0.00754 | 0.0017 | 35.7526 | 9.025 | 0.22878 | 0.00859 | 0.00182 | 35.7531 | 10.1145 | 0.20582 | 0.00769 | 0.00168 | 38.2359 | 9.6723 | 0.23448 | 0.00879 | 0.00184 | 36.6224 | 11.155 | 0.2253 | 0.00824 | 0.00171 | 34.8463 | 12.1655 | 0.1914 | 0.00704 | 0.00153 | 37.0755 | 11.6852 | 0.21533 | 0.00787 | 0.00165 | 35.2926 | 12.8758 | 0.1825 | 0.00668 | 0.00147 | 35.7522 | 12.7657 | 0.20031 | 0.00725 | 0.00155 | 34.9199 | 12.9658 | 0.1981 | 0.00715 | 0.00153 | 33.7435 | 15.247 | 0.17044 | 0.00609 | 0.00134 | 33.3686 | 16.1574 | 0.16292 | 0.00577 | 0.00132 | 33.8866 | 16.0074 | 0.1777 | 0.00619 | 0.00139 | 34.9816 | 16.2975 | 0.1753 | 0.0061 | 0.00139 | 35.3618 | 17.0677 | 0.16607 | 0.00581 | 0.0013 | 32.7393 | 22.0603 | 0.14396 | 0.00481 | 0.00116 | 32.1381 | 22.3105 | 0.14293 | 0.00477 | 0.00116 | 31.5199 | 28.0334 | 0.13424 | 0.00421 | 0.00111 | 32.2825 | 28.6736 | 0.13088 | 0.00412 | 0.00104 | 31.0306 | 29.3241 | 0.12914 | 0.00404 | 0.00103 | 33.1109 | 28.2533 | 0.14855 | 0.00499 | 0.00112 | 35.4841 | 30.7548 | 0.15523 | 0.00522 | 0.00124 | 34.7435 | 33.8166 | 0.14546 | 0.00481 | 0.00121 | 34.6075 | 35.6982 | 0.15136 | 0.00503 | 0.00118 | 36.3791 | 38.8085 | 0.1523 | 0.00499 | 0.00112 | 35.5168 | 39.18 | 0.15291 | 0.00498 | 0.00118 | 38.6851 | 40.9306 | 0.16998 | 0.00539 | 0.00124 | 35.3592 | 48.0453 | 0.15127 | 0.0047 | 0.00114 | 35.5389 | 47.5158 | 0.15155 | 0.00473 | 0.00119 | 38.4658 | 48.6058 | 0.16742 | 0.00566 | 0.0012 | 38.2812 | 49.9665 | 0.16466 | 0.00554 | 0.00118 | 38.7868 | 54.9706 | 0.16916 | 0.00578 | 0.00121 | 38.2907 | 60.7523 | 0.15301 | 0.00521 | 0.00111 | 37.807 | 61.1226 | 0.1526 | 0.00518 | 0.00111
37.2024 | 0.010554 | 2.53 | 0.1092 | 0.14341 | 44.6872 | 0.009175 | 7 | 0.32083 | 0.28679 | 43.1034 | 0.0094313 | 9.85 | 0.41782 | 0.33613 | 43.1034 | 0.037846 | 2.45 | 0.10405 | 0.08024 | 39.97 | 0.040098 | 2.85 | 0.11173 | 0.08231 | 42.7594 | 0.085948 | 2.5 | 0.10377 | 0.05376 | 37.4513 | 0.25822 | 1.04 | 0.04032 | 0.01869 | 36.3339 | 0.26442 | 1.08 | 0.04103 | 0.01866 | 33.3333 | 0.40988 | 0.70325 | 0.02649 | 0.01162 | 35.7066 | 0.53863 | 0.67022 | 0.02761 | 0.01008 | 36.6667 | 0.52773 | 0.75197 | 0.03093 | 0.01092 | 37.5117 | 0.67489 | 0.64064 | 0.02593 | 0.00896 | 38.2375 | 0.66499 | 0.70417 | 0.02799 | 0.00955 | 38.891 | 0.65638 | 0.76809 | 0.02991 | 0.01012 | 42.1097 | 0.78213 | 0.74382 | 0.0316 | 0.00949 | 40.016 | 0.99872 | 0.58512 | 0.02478 | 0.00731 | 42.8694 | 0.9472 | 0.69214 | 0.02998 | 0.00839 | 40.9258 | 0.98162 | 0.66914 | 0.02894 | 0.00797 | 41.6927 | 1.3836 | 0.53352 | 0.02271 | 0.00613 | 40.7679 | 1.7147 | 0.48565 | 0.02006 | 0.00528 | 42.8924 | 1.8688 | 0.48308 | 0.01957 | 0.00515 | 41.4136 | 1.9188 | 0.47178 | 0.01908 | 0.00497 | 40.6606 | 2.5631 | 0.39016 | 0.01527 | 0.00395 | 40.0355 | 2.8892 | 0.37329 | 0.0142 | 0.00365 | 40.5778 | 2.8612 | 0.40341 | 0.01497 | 0.00383 | 41.7037 | 3.2163 | 0.36277 | 0.0134 | 0.00347 | 40.038 | 3.3104 | 0.37735 | 0.01356 | 0.00346 | 40.037 | 3.9066 | 0.31853 | 0.01145 | 0.00296 | 38.6759 | 4.0037 | 0.33129 | 0.0116 | 0.00297 | 37.5368 | 4.0888 | 0.34442 | 0.01175 | 0.00298 | 37.5407 | 4.8661 | 0.29176 | 0.00991 | 0.00256 | 36.0396 | 5.0072 | 0.28477 | 0.00965 | 0.00248 | 39.2588 | 5.1472 | 0.30673 | 0.01103 | 0.0026 | 38.5052 | 5.6734 | 0.28057 | 0.01002 | 0.00239 | 40.2253 | 6.3417 | 0.28343 | 0.01074 | 0.00235 | 38.8366 | 7.5023 | 0.24397 | 0.00913 | 0.00208 | 39.1065 | 7.4663 | 0.27213 | 0.01034 | 0.00221 | 39.7267 | 7.8574 | 0.25797 | 0.00982 | 0.00208 | 38.5042 | 8.0265 | 0.25357 | 0.00963 | 0.00203 | 39.1059 | 8.4957 | 0.24003 | 0.0091 | 0.00193 | 39.3279 | 8.4627 | 0.26486 | 0.01 | 0.00204 | 39.3284 | 9.4912 | 0.23801 | 0.00895 | 0.00187 | 41.7119 | 9.123 | 0.26805 | 0.01 | 0.00204 | 39.6743 | 10.5747 | 0.25433 | 0.00922 | 0.00187 | 38.0141 | 11.4951 | 0.21807 | 0.00799 | 0.00168 | 40.1651 | 11.0849 | 0.24305 | 0.0088 | 0.00181 | 38.501 | 12.1653 | 0.2077 | 0.00758 | 0.00161 | 38.7315 | 12.1153 | 0.22566 | 0.00809 | 0.00169 | 37.8298 | 12.3054 | 0.22306 | 0.00798 | 0.00167 | 36.5555 | 14.4865 | 0.19166 | 0.00679 | 0.00146 | 36.1493 | 15.3669 | 0.18293 | 0.00643 | 0.00142 | 36.4933 | 15.2769 | 0.19787 | 0.00682 | 0.00149 | 37.6725 | 15.547 | 0.19511 | 0.00672 | 0.00149 | 38.082 | 16.2973 | 0.18497 | 0.0064 | 0.0014 | 35.0779 | 21.1597 | 0.15855 | 0.00524 | 0.00123 | 34.4337 | 21.3999 | 0.15736 | 0.00519 | 0.00122 | 35.4599 | 26.1521 | 0.15754 | 0.00535 | 0.00121 | 36.3179 | 26.7623 | 0.15365 | 0.00523 | 0.00114 | 34.9094 | 27.3927 | 0.1514 | 0.00512 | 0.00113 | 36.7899 | 26.5621 | 0.17157 | 0.00596 | 0.00121 | 39.0326 | 29.1036 | 0.17631 | 0.00601 | 0.00132 | 38.2178 | 32.0352 | 0.16463 | 0.00552 | 0.00128 | 37.7537 | 34.0069 | 0.16946 | 0.00564 | 0.00125 | 39.4107 | 37.1172 | 0.16892 | 0.00552 | 0.00119 | 38.4766 | 37.5086 | 0.16936 | 0.0055 | 0.00124 | 44.2116 | 38.0983 | 0.20192 | 0.00704 | 0.00136 | 40.4106 | 45.0125 | 0.1784 | 0.00607 | 0.00124 | 40.6159 | 44.7329 | 0.17891 | 0.00611 | 0.00129 | 43.274 | 45.8533 | 0.19414 | 0.00681 | 0.00129 | 43.0663 | 47.2739 | 0.19061 | 0.00665 | 0.00128 | 43.0964 | 52.2979 | 0.19268 | 0.00667 | 0.00129 | 42.5452 | 57.6794 | 0.17432 | 0.00602 | 0.00118 | 42.0078 | 58.0497 | 0.17378 | 0.00599 | 0.00118
39.6825 | 0.010044 | 2.83 | 0.11998 | 0.15994 | 49.6524 | 0.0084677 | 8.43 | 0.38418 | 0.34265 | 46.4191 | 0.008913 | 11.22 | 0.46479 | 0.38088 | 46.4191 | 0.035765 | 2.79 | 0.11576 | 0.09097 | 42.4681 | 0.038277 | 3.17 | 0.12147 | 0.09119 | 46.3227 | 0.080835 | 2.87 | 0.11731 | 0.06156 | 39.9481 | 0.24561 | 1.16 | 0.04421 | 0.02085 | 40.8756 | 0.24131 | 1.33 | 0.05441 | 0.02278 | 37.5 | 0.37406 | 0.86426 | 0.03511 | 0.01414 | 39.2773 | 0.50031 | 0.79169 | 0.03264 | 0.01181 | 40 | 0.49331 | 0.87556 | 0.03564 | 0.01262 | 40.6377 | 0.63457 | 0.73699 | 0.02938 | 0.01023 | 41.1789 | 0.62817 | 0.80172 | 0.0313 | 0.0108 | 44.4469 | 0.59235 | 0.97037 | 0.04153 | 0.01263 | 47.3734 | 0.7143 | 0.91257 | 0.03972 | 0.01151 | 45.018 | 0.91218 | 0.71727 | 0.03113 | 0.00886 | 47.6327 | 0.87356 | 0.83081 | 0.03592 | 0.00997 | 45.4731 | 0.90518 | 0.80295 | 0.03466 | 0.00946 | 45.862 | 1.2865 | 0.62807 | 0.02642 | 0.00713 | 44.4741 | 1.6076 | 0.56162 | 0.0228 | 0.00602 | 46.4667 | 1.7577 | 0.55266 | 0.02195 | 0.00582 | 44.8647 | 1.8057 | 0.53954 | 0.02139 | 0.00562 | 43.7883 | 2.427 | 0.44074 | 0.01689 | 0.0044 | 42.8951 | 2.7501 | 0.41804 | 0.01557 | 0.00404 | 43.283 | 2.7321 | 0.44852 | 0.0163 | 0.00421 | 44.484 | 3.0732 | 0.40289 | 0.01457 | 0.00381 | 42.5404 | 3.1713 | 0.41627 | 0.01466 | 0.00377 | 42.5393 | 3.7416 | 0.35152 | 0.01238 | 0.00323 | 40.951 | 3.8446 | 0.36344 | 0.01247 | 0.00322 | 41.7075 | 3.7946 | 0.40847 | 0.01487 | 0.00346 | 41.7119 | 4.5179 | 0.34557 | 0.01252 | 0.00296 | 40.044 | 4.65 | 0.33705 | 0.01218 | 0.00286 | 44.1661 | 4.739 | 0.37059 | 0.01428 | 0.00306 | 43.3184 | 5.2242 | 0.3385 | 0.01297 | 0.0028 | 44.6947 | 5.8935 | 0.33501 | 0.013 | 0.0027 | 43.1518 | 6.979 | 0.28755 | 0.01103 | 0.00236 | 43.0171 | 6.994 | 0.31577 | 0.01206 | 0.00248 | 43.6993 | 7.3631 | 0.29943 | 0.01145 | 0.00234 | 42.3546 | 7.5222 | 0.29415 | 0.01122 | 0.00229 | 43.0165 | 7.9614 | 0.27838 | 0.0106 | 0.00217 | 42.9031 | 7.9764 | 0.30325 | 0.01139 | 0.00227 | 42.9037 | 8.9509 | 0.27223 | 0.01018 | 0.00208 | 45.1878 | 8.6417 | 0.30356 | 0.0112 | 0.00225 | 42.7262 | 10.0644 | 0.28489 | 0.01019 | 0.00204 | 41.182 | 10.8948 | 0.24625 | 0.00894 | 0.00184 | 43.2547 | 10.5446 | 0.27222 | 0.00973 | 0.00197 | 41.7094 | 11.545 | 0.2343 | 0.00847 | 0.00176 | 41.7109 | 11.545 | 0.25232 | 0.00893 | 0.00183 | 40.7398 | 11.7251 | 0.24931 | 0.00881 | 0.00181 | 39.3674 | 13.8061 | 0.21395 | 0.00749 | 0.00158 | 38.93 | 14.6565 | 0.20394 | 0.00709 | 0.00153 | 39.1 | 14.6165 | 0.21897 | 0.00745 | 0.00159 | 40.3634 | 14.8766 | 0.21584 | 0.00733 | 0.0016 | 40.8021 | 15.5968 | 0.20475 | 0.00699 | 0.0015 | 37.4164 | 20.3292 | 0.17376 | 0.00567 | 0.0013 | 36.7293 | 20.5693 | 0.1724 | 0.00561 | 0.00129 | 39.3999 | 24.551 | 0.18243 | 0.00641 | 0.00131 | 40.3532 | 25.1212 | 0.17798 | 0.00627 | 0.00124 | 38.7883 | 25.7316 | 0.17515 | 0.00613 | 0.00123 | 40.4689 | 25.0812 | 0.19601 | 0.00689 | 0.00131 | 42.581 | 27.6326 | 0.19855 | 0.00679 | 0.00141 | 41.6921 | 30.4541 | 0.18482 | 0.00622 | 0.00136 | 40.8998 | 32.4857 | 0.18844 | 0.00625 | 0.00132 | 42.4422 | 35.5861 | 0.18627 | 0.00605 | 0.00125 | 41.4363 | 35.9974 | 0.18653 | 0.00602 | 0.0013 | 49.738 | 35.6765 | 0.23614 | 0.00854 | 0.00149 | 45.4619 | 42.3803 | 0.20729 | 0.00732 | 0.00134 | 45.6929 | 42.2807 | 0.20792 | 0.00737 | 0.00139 | 48.0822 | 43.4512 | 0.2224 | 0.0079 | 0.00139 | 47.8515 | 44.9118 | 0.21799 | 0.0077 | 0.00137 | 47.406 | 49.9156 | 0.21737 | 0.00753 | 0.00138 | 46.7997 | 54.957 | 0.19673 | 0.0068 | 0.00125 | 46.2086 | 55.3173 | 0.19604 | 0.00677 | 0.00125
44.6429 | 0.0091818 | 3.49 | 0.15619 | 0.19522 | 54.6177 | 0.0078764 | 9.97 | 0.44722 | 0.40253 | 49.7347 | 0.0084568 | 12.67 | 0.51237 | 0.4279 | 49.7347 | 0.033934 | 3.16 | 0.12762 | 0.10225 | 44.9663 | 0.036646 | 3.51 | 0.13135 | 0.10045 | 49.886 | 0.076383 | 3.27 | 0.13091 | 0.06979 | 44.9416 | 0.2242 | 1.43 | 0.05861 | 0.02546 | 45.4174 | 0.2224 | 1.6 | 0.06694 | 0.02724 | 41.6667 | 0.34475 | 1.04 | 0.04318 | 0.01687 | 42.848 | 0.4677 | 0.92204 | 0.03761 | 0.01365 | 43.3333 | 0.4636 | 1.01 | 0.04034 | 0.01442 | 43.7637 | 0.59945 | 0.83922 | 0.03284 | 0.01158 | 47.0616 | 0.56694 | 1.01 | 0.04344 | 0.01349 | 50.0028 | 0.54123 | 1.19 | 0.05229 | 0.01538 | 52.6371 | 0.65877 | 1.1 | 0.0476 | 0.0137 | 50.02 | 0.84135 | 0.86124 | 0.03729 | 0.01053 | 52.3959 | 0.81203 | 0.98057 | 0.04179 | 0.01166 | 50.0205 | 0.84135 | 0.94748 | 0.04033 | 0.01106 | 50.0313 | 1.2035 | 0.72943 | 0.03012 | 0.00819 | 48.1803 | 1.5146 | 0.64244 | 0.02555 | 0.00681 | 50.0411 | 1.6617 | 0.62645 | 0.02434 | 0.00653 | 48.3158 | 1.7067 | 0.61138 | 0.02372 | 0.0063 | 46.9161 | 2.3069 | 0.49405 | 0.01853 | 0.00488 | 45.7548 | 2.6221 | 0.46501 | 0.01695 | 0.00444 | 45.9882 | 2.6121 | 0.49574 | 0.01764 | 0.00461 | 47.2642 | 2.9442 | 0.44482 | 0.01576 | 0.00416 | 45.0428 | 3.0462 | 0.45685 | 0.01576 | 0.0041 | 45.0417 | 3.5925 | 0.38592 | 0.01332 | 0.00351 | 45.5011 | 3.5665 | 0.43158 | 0.01579 | 0.00374 | 46.9209 | 3.4894 | 0.49514 | 0.0193 | 0.0041 | 46.9258 | 4.1557 | 0.41835 | 0.01624 | 0.0035 | 45.0496 | 4.2778 | 0.40777 | 0.01578 | 0.00337 | 49.0735 | 4.3988 | 0.43966 | 0.01732 | 0.00355 | 48.1315 | 4.852 | 0.40113 | 0.01573 | 0.00324 | 49.1642 | 5.5143 | 0.39034 | 0.01519 | 0.00308 | 47.467 | 6.5337 | 0.33426 | 0.01287 | 0.00267 | 46.9278 | 6.5858 | 0.36224 | 0.01375 | 0.00277 | 47.672 | 6.9359 | 0.34356 | 0.01306 | 0.00262 | 46.205 | 7.087 | 0.33735 | 0.01279 | 0.00256 | 46.9271 | 7.5011 | 0.31919 | 0.01209 | 0.00243 | 46.4784 | 7.5502 | 0.34388 | 0.01277 | 0.00252 | 46.479 | 8.4776 | 0.30843 | 0.01141 | 0.0023 | 48.6638 | 8.2165 | 0.34099 | 0.0124 | 0.00248 | 45.778 | 9.6111 | 0.31695 | 0.01116 | 0.00222 | 44.3498 | 10.3745 | 0.27591 | 0.00988 | 0.00201 | 46.3444 | 10.0643 | 0.30282 | 0.01065 | 0.00215 | 44.9179 | 10.9947 | 0.2623 | 0.00936 | 0.00192 | 44.6902 | 11.0247 | 0.28027 | 0.00978 | 0.00199 | 43.6498 | 11.2048 | 0.27683 | 0.00964 | 0.00196 | 42.1794 | 13.2058 | 0.23731 | 0.0082 | 0.0017 | 41.7107 | 14.0261 | 0.22594 | 0.00775 | 0.00165 | 41.7066 | 14.0261 | 0.24099 | 0.00808 | 0.00171 | 43.0543 | 14.2762 | 0.23748 | 0.00795 | 0.00171 | 43.5223 | 14.9664 | 0.2254 | 0.00758 | 0.0016 | 42.0934 | 18.8882 | 0.20595 | 0.00728 | 0.00145 | 41.3204 | 19.1084 | 0.20421 | 0.0072 | 0.00144 | 43.3398 | 23.1501 | 0.20888 | 0.00743 | 0.00142 | 44.3885 | 23.7003 | 0.20383 | 0.00726 | 0.00136 | 42.6671 | 24.2806 | 0.20039 | 0.0071 | 0.00134 | 44.1478 | 23.7803 | 0.22184 | 0.00781 | 0.00142 | 46.1294 | 26.3317 | 0.22193 | 0.00756 | 0.0015 | 45.1665 | 29.0432 | 0.20603 | 0.00691 | 0.00145 | 44.0459 | 31.1147 | 0.20827 | 0.00686 | 0.0014 | 48.5054 | 32.9343 | 0.22312 | 0.00799 | 0.00139 | 47.3558 | 33.3555 | 0.22293 | 0.00792 | 0.00144 | 55.2645 | 33.595 | 0.27258 | 0.00998 | 0.00162 | 50.5132 | 40.0885 | 0.23789 | 0.00851 | 0.00145 | 50.7699 | 40.1088 | 0.23855 | 0.00855 | 0.0015 | 52.8905 | 41.3195 | 0.25217 | 0.00895 | 0.0015 | 52.6366 | 42.8 | 0.24676 | 0.00871 | 0.00147 | 51.7157 | 47.7837 | 0.2432 | 0.00837 | 0.00146 | 51.0543 | 52.515 | 0.22021 | 0.00757 | 0.00132 | 50.4094 | 52.8753 | 0.21936 | 0.00753 | 0.00132
49.6032 | 0.0084734 | 4.2 | 0.19082 | 0.23336 | 59.5829 | 0.0073751 | 11.62 | 0.51051 | 0.46626 | 53.0504 | 0.0080526 | 14.2 | 0.56059 | 0.47713 | 53.0504 | 0.032303 | 3.54 | 0.13965 | 0.11407 | 49.9625 | 0.033814 | 4.23 | 0.16749 | 0.12007 | 53.4493 | 0.072471 | 3.7 | 0.14462 | 0.07844 | 49.9351 | 0.20669 | 1.72 | 0.0721 | 0.03045 | 49.9591 | 0.20659 | 1.9 | 0.07913 | 0.03203 | 45.8333 | 0.32034 | 1.23 | 0.05104 | 0.01981 | 46.4186 | 0.43968 | 1.06 | 0.04257 | 0.01561 | 46.6667 | 0.43788 | 1.15 | 0.04507 | 0.01632 | 50.0156 | 0.54102 | 1.06 | 0.04555 | 0.01447 | 52.9443 | 0.51801 | 1.25 | 0.05467 | 0.01643 | 55.5586 | 0.49931 | 1.44 | 0.06271 | 0.01836 | 57.9008 | 0.61255 | 1.29 | 0.05539 | 0.01606 | 55.022 | 0.78222 | 1.02 | 0.04339 | 0.01232 | 57.1592 | 0.75981 | 1.14 | 0.04767 | 0.01347 | 54.5678 | 0.78722 | 1.1 | 0.046 | 0.01277 | 54.2005 | 1.1325 | 0.83745 | 0.03384 | 0.00933 | 51.8864 | 1.4336 | 0.72802 | 0.02832 | 0.00764 | 53.6155 | 1.5776 | 0.70434 | 0.02676 | 0.00728 | 51.767 | 1.6197 | 0.68724 | 0.02607 | 0.00701 | 50.0438 | 2.1999 | 0.55004 | 0.02018 | 0.00538 | 48.6145 | 2.505 | 0.51423 | 0.01835 | 0.00486 | 48.6934 | 2.502 | 0.54508 | 0.01899 | 0.00502 | 50.0445 | 2.8211 | 0.48858 | 0.01695 | 0.00452 | 50.0475 | 2.8211 | 0.54291 | 0.01995 | 0.00478 | 50.0463 | 3.3323 | 0.45884 | 0.01688 | 0.00409 | 51.1887 | 3.2793 | 0.5238 | 0.02052 | 0.00445 | 52.1344 | 3.2373 | 0.58898 | 0.02346 | 0.00479 | 52.1398 | 3.8566 | 0.49713 | 0.01972 | 0.00408 | 50.0551 | 3.9696 | 0.48429 | 0.01916 | 0.00393 | 53.9808 | 4.1127 | 0.5138 | 0.02027 | 0.00408 | 52.9447 | 4.5368 | 0.46836 | 0.0184 | 0.00371 | 53.6337 | 5.1881 | 0.4493 | 0.01735 | 0.00347 | 51.7822 | 6.1505 | 0.384 | 0.01468 | 0.003 | 50.8384 | 6.2306 | 0.41147 | 0.01542 | 0.00308 | 51.6447 | 6.5637 | 0.3903 | 0.01465 | 0.00292 | 50.0554 | 6.7068 | 0.38309 | 0.01435 | 0.00285 | 50.8376 | 7.0989 | 0.3624 | 0.01356 | 0.0027 | 50.0536 | 7.175 | 0.38673 | 0.01415 | 0.00278 | 50.0543 | 8.0594 | 0.34658 | 0.01263 | 0.00253 | 52.1398 | 7.8372 | 0.38029 | 0.0136 | 0.00271 | 48.8299 | 9.2009 | 0.35048 | 0.01214 | 0.00241 | 47.5177 | 9.9002 | 0.30703 | 0.01083 | 0.00218 | 49.434 | 9.6391 | 0.33483 | 0.01158 | 0.00232 | 48.1263 | 10.4944 | 0.29166 | 0.01024 | 0.00209 | 47.6696 | 10.5644 | 0.30949 | 0.01062 | 0.00215 | 46.5598 | 10.7345 | 0.30559 | 0.01047 | 0.00211 | 44.9913 | 12.6554 | 0.2617 | 0.0089 | 0.00183 | 44.4914 | 13.4458 | 0.2489 | 0.00841 | 0.00177 | 46.92 | 12.9855 | 0.28774 | 0.01045 | 0.00194 | 48.4361 | 13.2156 | 0.28341 | 0.01028 | 0.00195 | 48.9625 | 13.8658 | 0.2692 | 0.0098 | 0.00183 | 46.7705 | 17.6675 | 0.24048 | 0.00877 | 0.00162 | 45.9116 | 17.8776 | 0.23834 | 0.00867 | 0.0016 | 47.2798 | 21.9294 | 0.23688 | 0.00842 | 0.00154 | 48.4238 | 22.4495 | 0.23118 | 0.00823 | 0.00148 | 46.5459 | 23.0098 | 0.22707 | 0.00804 | 0.00145 | 47.8268 | 22.6196 | 0.24904 | 0.00871 | 0.00153 | 49.6778 | 25.171 | 0.24643 | 0.00832 | 0.0016 | 48.6408 | 27.7723 | 0.22824 | 0.00759 | 0.00153 | 50.3382 | 28.7531 | 0.25045 | 0.00909 | 0.00157 | 54.5686 | 30.7029 | 0.2628 | 0.00977 | 0.00154 | 53.2752 | 31.1339 | 0.26208 | 0.00967 | 0.00159 | 60.7909 | 31.7838 | 0.31118 | 0.01138 | 0.00176 | 55.5645 | 38.077 | 0.27018 | 0.00966 | 0.00156 | 55.8469 | 38.1773 | 0.27079 | 0.00969 | 0.00161 | 57.6987 | 39.438 | 0.28342 | 0.00999 | 0.00161 | 57.4218 | 40.9285 | 0.2769 | 0.0097 | 0.00158 | 56.0253 | 45.8621 | 0.27015 | 0.0092 | 0.00155 | 55.3088 | 50.3333 | 0.24474 | 0.00833 | 0.0014 | 54.6101 | 50.6736 | 0.24373 | 0.00828 | 0.0014
54.5635 | 0.0078822 | 4.97 | 0.22494 | 0.27425 | 64.5482 | 0.0069449 | 13.37 | 0.57434 | 0.53373 | 56.366 | 0.0076914 | 15.8 | 0.60945 | 0.52852 | 56.366 | 0.030853 | 3.94 | 0.15183 | 0.12641 | 56.2078 | 0.030923 | 5.2 | 0.2189 | 0.14658 | 57.0125 | 0.069009 | 4.14 | 0.15846 | 0.08751 | 54.9286 | 0.19208 | 2.04 | 0.08521 | 0.03581 | 54.5009 | 0.19328 | 2.21 | 0.09118 | 0.03713 | 50 | 0.29953 | 1.43 | 0.0588 | 0.02295 | 49.9893 | 0.41527 | 1.21 | 0.04755 | 0.01768 | 53.3333 | 0.39506 | 1.45 | 0.06245 | 0.02043 | 56.2676 | 0.4945 | 1.3 | 0.05731 | 0.01764 | 58.827 | 0.47809 | 1.5 | 0.06555 | 0.01962 | 61.1145 | 0.46439 | 1.7 | 0.07301 | 0.02155 | 63.1645 | 0.57333 | 1.51 | 0.06319 | 0.01856 | 60.024 | 0.73209 | 1.18 | 0.04949 | 0.01424 | 61.9225 | 0.71499 | 1.31 | 0.05357 | 0.01538 | 59.1151 | 0.7406 | 1.27 | 0.05169 | 0.01458 | 58.3698 | 1.0704 | 0.95199 | 0.03759 | 0.01052 | 55.5926 | 1.3625 | 0.81826 | 0.03111 | 0.00851 | 57.1898 | 1.5026 | 0.78628 | 0.02921 | 0.00806 | 55.2181 | 1.5426 | 0.76702 | 0.02846 | 0.00776 | 53.1715 | 2.1038 | 0.60866 | 0.02185 | 0.0059 | 51.4742 | 2.399 | 0.56568 | 0.01977 | 0.0053 | 54.1038 | 2.3109 | 0.65001 | 0.02415 | 0.00589 | 55.605 | 2.607 | 0.58161 | 0.0215 | 0.00529 | 56.3035 | 2.583 | 0.65976 | 0.02595 | 0.00569 | 56.3021 | 3.0572 | 0.55765 | 0.02196 | 0.00488 | 56.8764 | 3.0342 | 0.62378 | 0.02496 | 0.00521 | 57.3478 | 3.0152 | 0.68993 | 0.02749 | 0.00552 | 57.3538 | 3.6034 | 0.58172 | 0.02309 | 0.0047 | 55.0606 | 3.7105 | 0.56646 | 0.02244 | 0.00452 | 58.8882 | 3.8675 | 0.59288 | 0.02318 | 0.00464 | 57.7578 | 4.2667 | 0.54004 | 0.02103 | 0.00421 | 58.1032 | 4.905 | 0.51181 | 0.01949 | 0.00389 | 56.0974 | 5.8183 | 0.43672 | 0.01648 | 0.00334 | 54.7491 | 5.9174 | 0.46341 | 0.0171 | 0.00341 | 55.6174 | 6.2355 | 0.43959 | 0.01624 | 0.00323 | 53.9059 | 6.3716 | 0.43133 | 0.0159 | 0.00315 | 54.7482 | 6.7447 | 0.40798 | 0.01502 | 0.00299 | 53.6289 | 6.8418 | 0.43174 | 0.01553 | 0.00305 | 53.6297 | 7.6872 | 0.38664 | 0.01385 | 0.00277 | 55.6158 | 7.4981 | 0.42142 | 0.0148 | 0.00295 | 54.9337 | 8.4935 | 0.42184 | 0.0158 | 0.00281 | 50.6855 | 9.477 | 0.33959 | 0.01177 | 0.00237 | 55.6132 | 8.8976 | 0.40295 | 0.01508 | 0.00271 | 51.3347 | 10.0541 | 0.32237 | 0.01113 | 0.00226 | 53.6282 | 9.758 | 0.37162 | 0.0138 | 0.00249 | 52.3798 | 9.9141 | 0.36675 | 0.01359 | 0.00244 | 50.6153 | 11.7049 | 0.31352 | 0.01154 | 0.0021 | 50.0528 | 12.4452 | 0.29767 | 0.01088 | 0.00202 | 52.1333 | 12.115 | 0.33803 | 0.01265 | 0.0022 | 53.8178 | 12.3251 | 0.33282 | 0.01244 | 0.0022 | 54.4028 | 12.9353 | 0.3163 | 0.01186 | 0.00207 | 51.4475 | 16.6069 | 0.2773 | 0.01021 | 0.00179 | 50.5027 | 16.807 | 0.27473 | 0.01009 | 0.00177 | 51.2198 | 20.8487 | 0.26638 | 0.0094 | 0.00166 | 52.4591 | 21.3388 | 0.25999 | 0.00919 | 0.0016 | 50.4247 | 21.8792 | 0.25518 | 0.00898 | 0.00157 | 51.5058 | 21.589 | 0.27757 | 0.0096 | 0.00165 | 56.7746 | 23.1698 | 0.29868 | 0.01113 | 0.00181 | 55.5895 | 25.5909 | 0.27556 | 0.01013 | 0.00172 | 56.6305 | 26.7718 | 0.29592 | 0.01114 | 0.00175 | 60.6318 | 28.8017 | 0.30523 | 0.01147 | 0.0017 | 59.1947 | 29.2427 | 0.30389 | 0.01134 | 0.00175 | 66.3174 | 30.2028 | 0.35189 | 0.01276 | 0.00191 | 60.6159 | 36.2857 | 0.30411 | 0.01079 | 0.00168 | 60.9239 | 36.456 | 0.3046 | 0.01081 | 0.00173 | 62.5069 | 37.7468 | 0.31612 | 0.01101 | 0.00172 | 62.2069 | 39.2373 | 0.30838 | 0.01068 | 0.00169 | 60.3349 | 44.1107 | 0.29819 | 0.01002 | 0.00165 | 59.5633 | 48.3518 | 0.27031 | 0.00909 | 0.00148 | 58.8109 | 48.6921 | 0.26913 | 0.00903 | 0.00148
59.5238 | 0.0073809 | 5.79 | 0.25903 | 0.31779 | 69.5134 | 0.0065707 | 15.24 | 0.63886 | 0.6048 | 59.6817 | 0.0073662 | 17.47 | 0.65898 | 0.58203 | 59.6817 | 0.029542 | 4.35 | 0.16418 | 0.13926 | 62.4532 | 0.028552 | 6.26 | 0.26745 | 0.1752 | 64.1391 | 0.063126 | 5.1 | 0.2095 | 0.10683 | 59.9221 | 0.17978 | 2.38 | 0.09816 | 0.04153 | 59.0426 | 0.18178 | 2.55 | 0.1032 | 0.04255 | 54.1667 | 0.28172 | 1.65 | 0.06656 | 0.02627 | 57.1306 | 0.37475 | 1.53 | 0.06588 | 0.02214 | 60 | 0.36105 | 1.78 | 0.07855 | 0.02492 | 62.5195 | 0.45648 | 1.57 | 0.0687 | 0.02106 | 64.7097 | 0.44478 | 1.77 | 0.0763 | 0.02304 | 66.6704 | 0.43487 | 1.98 | 0.08329 | 0.02495 | 68.4283 | 0.53961 | 1.73 | 0.07101 | 0.02122 | 65.026 | 0.68897 | 1.36 | 0.05562 | 0.01627 | 66.6857 | 0.67597 | 1.49 | 0.05952 | 0.0174 | 63.6624 | 0.70008 | 1.44 | 0.05743 | 0.0165 | 62.5391 | 1.0164 | 1.07 | 0.04137 | 0.01178 | 59.2988 | 1.2985 | 0.91307 | 0.03393 | 0.00942 | 60.7642 | 1.4346 | 0.87218 | 0.03169 | 0.00887 | 58.6692 | 1.4736 | 0.85068 | 0.03087 | 0.00855 | 56.2993 | 2.0178 | 0.66988 | 0.02353 | 0.00644 | 57.1935 | 2.2169 | 0.67508 | 0.02515 | 0.00623 | 60.8667 | 2.1158 | 0.79264 | 0.03153 | 0.00706 | 62.5556 | 2.3879 | 0.70801 | 0.02802 | 0.00632 | 62.5594 | 2.3879 | 0.78675 | 0.03161 | 0.00668 | 62.5579 | 2.8261 | 0.66495 | 0.02673 | 0.00573 | 62.564 | 2.8261 | 0.73149 | 0.02928 | 0.00602 | 62.5613 | 2.8261 | 0.79797 | 0.03149 | 0.00631 | 62.5678 | 3.3783 | 0.6721 | 0.02643 | 0.00535 | 60.0661 | 3.4824 | 0.65419 | 0.02567 | 0.00514 | 63.7955 | 3.6494 | 0.67682 | 0.02607 | 0.00522 | 62.571 | 4.0326 | 0.61606 | 0.02365 | 0.00474 | 62.5726 | 4.6568 | 0.5778 | 0.02163 | 0.00434 | 60.4125 | 5.5252 | 0.49234 | 0.01828 | 0.00371 | 58.6597 | 5.6403 | 0.51799 | 0.01878 | 0.00375 | 59.59 | 5.9444 | 0.49139 | 0.01783 | 0.00356 | 57.7563 | 6.0744 | 0.48202 | 0.01746 | 0.00347 | 58.6588 | 6.4296 | 0.45587 | 0.01649 | 0.00329 | 57.2041 | 6.5426 | 0.47887 | 0.01691 | 0.00333 | 57.205 | 7.354 | 0.42858 | 0.01508 | 0.00302 | 62.5678 | 6.9148 | 0.50903 | 0.01932 | 0.00347 | 61.0374 | 7.9032 | 0.49883 | 0.01921 | 0.00324 | 57.0212 | 8.7476 | 0.40887 | 0.01533 | 0.00276 | 61.7925 | 8.2803 | 0.47643 | 0.01833 | 0.00311 | 57.7515 | 9.2807 | 0.38768 | 0.01448 | 0.00263 | 59.5869 | 9.0866 | 0.43861 | 0.01675 | 0.00285 | 58.1998 | 9.2327 | 0.43268 | 0.0165 | 0.0028 | 56.2392 | 10.9144 | 0.36934 | 0.01399 | 0.0024 | 55.6143 | 11.6047 | 0.35016 | 0.01319 | 0.0023 | 57.3466 | 11.3646 | 0.39178 | 0.01477 | 0.00247 | 59.1996 | 11.5747 | 0.38563 | 0.01452 | 0.00247 | 59.8431 | 12.1448 | 0.36663 | 0.01384 | 0.00233 | 56.1246 | 15.6964 | 0.31636 | 0.01161 | 0.00197 | 55.0939 | 15.8865 | 0.31332 | 0.01148 | 0.00195 | 55.1598 | 19.8882 | 0.29735 | 0.01038 | 0.0018 | 56.4944 | 20.3583 | 0.29025 | 0.01014 | 0.00173 | 54.3036 | 20.8786 | 0.28469 | 0.0099 | 0.0017 | 58.8638 | 19.828 | 0.33855 | 0.01291 | 0.00191 | 63.8715 | 21.5088 | 0.35519 | 0.01371 | 0.00204 | 62.5382 | 23.7898 | 0.32669 | 0.01245 | 0.00193 | 62.9228 | 25.0907 | 0.3446 | 0.01311 | 0.00194 | 66.695 | 27.1708 | 0.35032 | 0.01313 | 0.00187 | 65.1142 | 27.6016 | 0.34829 | 0.01297 | 0.00192 | 71.8438 | 28.7919 | 0.39467 | 0.01413 | 0.00207 | 65.6672 | 34.6946 | 0.33966 | 0.01191 | 0.00181 | 66.0009 | 34.9049 | 0.33996 | 0.01192 | 0.00185 | 67.3151 | 36.2157 | 0.35023 | 0.01202 | 0.00184 | 66.9921 | 37.7062 | 0.34117 | 0.01164 | 0.0018 | 64.6446 | 42.5195 | 0.32731 | 0.01084 | 0.00175 | 63.8178 | 46.5605 | 0.2969 | 0.00984 | 0.00157 | 63.0117 | 46.8908 | 0.29553 | 0.00978 | 0.00156
64.4841 | 0.0069497 | 6.66 | 0.29334 | 0.36389 | 74.4786 | 0.0062415 | 17.2 | 0.70416 | 0.67937 | 66.313 | 0.0068059 | 21.03 | 0.83866 | 0.69522 | 66.313 | 0.027291 | 5.24 | 0.20901 | 0.16646 | 68.6985 | 0.026581 | 7.4 | 0.31481 | 0.20584 | 71.2657 | 0.058334 | 6.14 | 0.25722 | 0.12768 | 64.9156 | 0.16917 | 2.74 | 0.11109 | 0.04759 | 63.5843 | 0.17177 | 2.91 | 0.11526 | 0.04827 | 58.3333 | 0.26611 | 1.88 | 0.07434 | 0.02978 | 64.2719 | 0.34264 | 1.88 | 0.08284 | 0.02701 | 66.6667 | 0.33323 | 2.15 | 0.09415 | 0.02978 | 68.7715 | 0.42477 | 1.86 | 0.07996 | 0.02473 | 70.5924 | 0.41656 | 2.07 | 0.08703 | 0.02668 | 72.2262 | 0.40946 | 2.28 | 0.09361 | 0.02856 | 73.692 | 0.5103 | 1.97 | 0.07889 | 0.02402 | 70.028 | 0.65146 | 1.55 | 0.06179 | 0.0184 | 71.449 | 0.64175 | 1.69 | 0.06551 | 0.01952 | 68.2097 | 0.66456 | 1.63 | 0.06323 | 0.0185 | 66.7084 | 0.96788 | 1.2 | 0.04519 | 0.01309 | 63.005 | 1.2425 | 1.01 | 0.03678 | 0.01037 | 64.3386 | 1.3745 | 0.96198 | 0.03419 | 0.00972 | 62.1204 | 1.4116 | 0.93814 | 0.0333 | 0.00936 | 62.5547 | 1.8677 | 0.79987 | 0.02993 | 0.00758 | 64.3427 | 2.0298 | 0.82378 | 0.03285 | 0.00748 | 67.6297 | 1.9558 | 0.9477 | 0.03847 | 0.00833 | 69.5062 | 2.2078 | 0.84536 | 0.03415 | 0.00744 | 68.8154 | 2.2248 | 0.92359 | 0.03711 | 0.00774 | 68.8137 | 2.633 | 0.78055 | 0.03138 | 0.00663 | 68.2516 | 2.649 | 0.84674 | 0.03355 | 0.00689 | 67.7747 | 2.663 | 0.91292 | 0.03548 | 0.00713 | 67.7818 | 3.1842 | 0.76823 | 0.02975 | 0.00604 | 65.0716 | 3.2823 | 0.74747 | 0.02889 | 0.0058 | 68.7029 | 3.4553 | 0.76563 | 0.02897 | 0.00584 | 67.3841 | 3.8205 | 0.6964 | 0.02626 | 0.00529 | 67.0421 | 4.4367 | 0.64717 | 0.02377 | 0.0048 | 64.7277 | 5.2661 | 0.5508 | 0.02008 | 0.00409 | 62.5704 | 5.3921 | 0.57518 | 0.02046 | 0.0041 | 63.5627 | 5.6842 | 0.54564 | 0.01943 | 0.0039 | 61.6067 | 5.8093 | 0.5351 | 0.01902 | 0.0038 | 62.5694 | 6.1484 | 0.50602 | 0.01797 | 0.0036 | 64.3547 | 6.0304 | 0.57929 | 0.02211 | 0.00394 | 64.3556 | 6.7817 | 0.5179 | 0.0197 | 0.00356 | 69.5198 | 6.4315 | 0.60362 | 0.02353 | 0.00403 | 67.1411 | 7.4049 | 0.58128 | 0.02249 | 0.00369 | 63.3569 | 8.1402 | 0.48362 | 0.01864 | 0.00318 | 67.9717 | 7.758 | 0.55513 | 0.02146 | 0.00355 | 64.1684 | 8.6404 | 0.45812 | 0.01759 | 0.00302 | 65.5456 | 8.5163 | 0.51031 | 0.0196 | 0.00324 | 64.0197 | 8.6544 | 0.50325 | 0.0193 | 0.00318 | 61.8631 | 10.2341 | 0.42903 | 0.01635 | 0.00272 | 61.1757 | 10.8843 | 0.40627 | 0.0154 | 0.00259 | 62.56 | 10.7243 | 0.4489 | 0.01685 | 0.00276 | 64.5814 | 10.9243 | 0.44174 | 0.01656 | 0.00276 | 65.2834 | 11.4645 | 0.4201 | 0.01578 | 0.00261 | 60.8016 | 14.8959 | 0.35761 | 0.013 | 0.00217 | 59.685 | 15.076 | 0.35407 | 0.01285 | 0.00214 | 63.0398 | 18.2472 | 0.36358 | 0.01399 | 0.00208 | 64.5651 | 18.6873 | 0.35494 | 0.01367 | 0.00202 | 62.0612 | 19.1676 | 0.34775 | 0.01334 | 0.00197 | 66.2218 | 18.3772 | 0.40463 | 0.01595 | 0.00218 | 70.9683 | 20.118 | 0.41583 | 0.01618 | 0.00229 | 69.4869 | 22.259 | 0.38151 | 0.01468 | 0.00215 | 69.215 | 23.6498 | 0.39639 | 0.01502 | 0.00214 | 72.7581 | 25.74 | 0.39803 | 0.01476 | 0.00204 | 71.0337 | 26.1708 | 0.39522 | 0.01457 | 0.0021 | 77.3703 | 27.5411 | 0.43946 | 0.01549 | 0.00223 | 70.7185 | 33.2637 | 0.37679 | 0.01302 | 0.00194 | 71.0779 | 33.514 | 0.37684 | 0.01301 | 0.00198 | 72.1234 | 34.8448 | 0.38574 | 0.01303 | 0.00197 | 71.7772 | 36.3252 | 0.37525 | 0.0126 | 0.00192 | 68.9542 | 41.0684 | 0.3575 | 0.01165 | 0.00185 | 68.0724 | 44.9194 | 0.32448 | 0.01058 | 0.00165 | 67.2125 | 45.2396 | 0.32291 | 0.01052 | 0.00165
69.4444 | 0.0065745 | 7.59 | 0.328 | 0.41246 | 79.4439 | 0.0059504 | 19.26 | 0.77027 | 0.75732 | 74.6021 | 0.0062336 | 25.86 | 1.09 | 0.84778 | 74.6021 | 0.025 | 6.44 | 0.27264 | 0.20314 | 74.9438 | 0.02491 | 8.63 | 0.36171 | 0.23842 | 78.3922 | 0.054342 | 7.26 | 0.30347 | 0.14999 | 69.9091 | 0.15987 | 3.12 | 0.12404 | 0.05398 | 72.6678 | 0.15536 | 3.68 | 0.15947 | 0.06058 | 66.6667 | 0.2405 | 2.38 | 0.10289 | 0.03734 | 71.4133 | 0.31642 | 2.26 | 0.09927 | 0.03228 | 73.3333 | 0.31012 | 2.54 | 0.10958 | 0.03498 | 75.0234 | 0.39796 | 2.16 | 0.09119 | 0.02864 | 76.4751 | 0.39235 | 2.38 | 0.0978 | 0.03053 | 77.7821 | 0.38735 | 2.59 | 0.10399 | 0.03236 | 78.9557 | 0.48459 | 2.23 | 0.08684 | 0.02696 | 75.03 | 0.61864 | 1.75 | 0.06801 | 0.02065 | 76.2123 | 0.61144 | 1.89 | 0.07157 | 0.02174 | 72.757 | 0.63305 | 1.82 | 0.06908 | 0.02061 | 70.8776 | 0.92486 | 1.33 | 0.04905 | 0.01446 | 66.7111 | 1.1904 | 1.12 | 0.03966 | 0.01136 | 71.4873 | 1.2705 | 1.15 | 0.04367 | 0.01152 | 69.0226 | 1.3045 | 1.12 | 0.04253 | 0.01109 | 70.3741 | 1.7136 | 0.97618 | 0.03903 | 0.00912 | 71.4919 | 1.8767 | 0.9854 | 0.04009 | 0.00883 | 74.3927 | 1.8217 | 1.11 | 0.04521 | 0.00968 | 76.4569 | 2.0577 | 0.9933 | 0.0401 | 0.00863 | 75.0713 | 2.0858 | 1.07 | 0.04255 | 0.00886 | 75.0694 | 2.4699 | 0.90422 | 0.03597 | 0.0076 | 73.9393 | 2.497 | 0.96934 | 0.03781 | 0.0078 | 72.9881 | 2.521 | 1.03 | 0.03947 | 0.008 | 72.9957 | 3.0152 | 0.87 | 0.03308 | 0.00677 | 70.0771 | 3.1072 | 0.84622 | 0.03213 | 0.0065 | 73.6102 | 3.2843 | 0.85924 | 0.03188 | 0.00649 | 72.1973 | 3.6324 | 0.78105 | 0.02889 | 0.00587 | 71.5116 | 4.2376 | 0.71989 | 0.02593 | 0.00528 | 69.0429 | 5.0349 | 0.61203 | 0.02189 | 0.00448 | 70.3917 | 4.9679 | 0.69705 | 0.02679 | 0.00486 | 71.508 | 5.239 | 0.66122 | 0.02542 | 0.00463 | 69.3075 | 5.3541 | 0.64821 | 0.02488 | 0.0045 | 70.3906 | 5.6672 | 0.61287 | 0.02351 | 0.00427 | 71.5052 | 5.6062 | 0.68778 | 0.02694 | 0.00458 | 71.5062 | 6.3074 | 0.61434 | 0.02398 | 0.00413 | 76.4717 | 6.0233 | 0.70496 | 0.02757 | 0.00462 | 73.2449 | 6.9767 | 0.66903 | 0.0257 | 0.00418 | 69.6926 | 7.627 | 0.56368 | 0.02183 | 0.00363 | 74.151 | 7.3108 | 0.63888 | 0.02453 | 0.00401 | 70.5852 | 8.0981 | 0.53352 | 0.02059 | 0.00344 | 71.5043 | 8.0271 | 0.5866 | 0.02239 | 0.00365 | 69.8397 | 8.1571 | 0.57832 | 0.02204 | 0.00358 | 67.487 | 9.6508 | 0.4925 | 0.01867 | 0.00305 | 66.7371 | 10.274 | 0.46591 | 0.01757 | 0.0029 | 67.7733 | 10.164 | 0.5093 | 0.0189 | 0.00306 | 69.9632 | 10.354 | 0.50107 | 0.01857 | 0.00306 | 70.7237 | 10.8642 | 0.47662 | 0.0177 | 0.0029 | 65.4787 | 14.1856 | 0.401 | 0.01439 | 0.00237 | 64.2762 | 14.3656 | 0.39693 | 0.01422 | 0.00234 | 70.9198 | 16.9065 | 0.43541 | 0.0173 | 0.00239 | 72.6357 | 17.3066 | 0.42509 | 0.0169 | 0.00232 | 69.8189 | 17.7569 | 0.41613 | 0.01648 | 0.00226 | 73.5797 | 17.1665 | 0.47565 | 0.01886 | 0.00248 | 78.0651 | 18.9273 | 0.48047 | 0.01859 | 0.00255 | 76.4356 | 20.9582 | 0.43991 | 0.01685 | 0.00238 | 75.5073 | 22.3991 | 0.45121 | 0.01691 | 0.00236 | 78.8213 | 24.4893 | 0.44826 | 0.01639 | 0.00223 | 76.9531 | 24.92 | 0.44462 | 0.01617 | 0.00229 | 82.8967 | 26.4205 | 0.48622 | 0.01684 | 0.0024 | 75.7698 | 31.9829 | 0.41546 | 0.01412 | 0.00207 | 76.1549 | 32.2431 | 0.41521 | 0.0141 | 0.00212 | 76.9316 | 33.594 | 0.42261 | 0.01404 | 0.00209 | 76.5624 | 35.0543 | 0.4106 | 0.01356 | 0.00204 | 73.2639 | 39.7374 | 0.38872 | 0.01246 | 0.00195 | 72.3269 | 43.4283 | 0.35303 | 0.01133 | 0.00175 | 71.4133 | 43.7386 | 0.35127 | 0.01126 | 0.00174
79.3651 | 0.0059552 | 9.59 | 0.44556 | 0.51675 | 84.4091 | 0.0056913 | 21.42 | 0.83722 | 0.83855 | 82.8912 | 0.0057674 | 31.11 | 1.33 | 1.01 | 82.8912 | 0.023129 | 7.75 | 0.33269 | 0.24266 | 81.1891 | 0.023479 | 9.93 | 0.40853 | 0.27287 | 85.5188 | 0.05096 | 8.45 | 0.34908 | 0.17369 | 79.8961 | 0.14466 | 3.95 | 0.17148 | 0.06773 | 81.7513 | 0.14226 | 4.53 | 0.20032 | 0.07399 | 75 | 0.22009 | 2.93 | 0.1293 | 0.04559 | 78.5546 | 0.29451 | 2.68 | 0.11551 | 0.03792 | 80 | 0.29051 | 2.96 | 0.12496 | 0.04053 | 81.2754 | 0.37494 | 2.49 | 0.10245 | 0.03278 | 82.3578 | 0.37124 | 2.71 | 0.10863 | 0.03459 | 83.338 | 0.36804 | 2.93 | 0.11445 | 0.03635 | 84.2194 | 0.46188 | 2.5 | 0.09485 | 0.03004 | 80.032 | 0.58953 | 1.96 | 0.07429 | 0.023 | 80.9755 | 0.58443 | 2.1 | 0.07768 | 0.02406 | 77.3044 | 0.60494 | 2.03 | 0.07498 | 0.0228 | 75.0469 | 0.88614 | 1.47 | 0.05295 | 0.01589 | 74.1235 | 1.1024 | 1.34 | 0.05054 | 0.01345 | 80.4232 | 1.1634 | 1.41 | 0.05716 | 0.01395 | 77.6505 | 1.1945 | 1.38 | 0.05568 | 0.01342 | 78.1934 | 1.5876 | 1.17 | 0.04757 | 0.01077 | 78.6411 | 1.7487 | 1.16 | 0.04712 | 0.01028 | 81.1557 | 1.7086 | 1.29 | 0.05187 | 0.01112 | 83.4075 | 1.9307 | 1.15 | 0.04598 | 0.0099 | 81.3273 | 1.9667 | 1.23 | 0.04797 | 0.01005 | 81.3252 | 2.3289 | 1.04 | 0.04054 | 0.00862 | 79.6269 | 2.3649 | 1.1 | 0.04207 | 0.00876 | 78.2016 | 2.3959 | 1.16 | 0.04349 | 0.00891 | 78.2097 | 2.8671 | 0.97725 | 0.03643 | 0.00753 | 75.0826 | 2.9541 | 0.95031 | 0.03537 | 0.00722 | 78.5176 | 3.1332 | 0.95753 | 0.03481 | 0.00717 | 77.0105 | 3.4653 | 0.86994 | 0.03153 | 0.00648 | 80.4505 | 3.8895 | 0.87527 | 0.03403 | 0.0063 | 77.6733 | 4.6387 | 0.74255 | 0.02867 | 0.00532 | 78.213 | 4.6157 | 0.82877 | 0.03266 | 0.00567 | 79.4534 | 4.8718 | 0.78607 | 0.03098 | 0.0054 | 77.0084 | 4.9779 | 0.7704 | 0.03032 | 0.00524 | 78.2118 | 5.27 | 0.72828 | 0.02865 | 0.00498 | 78.6557 | 5.25 | 0.80404 | 0.03159 | 0.00527 | 78.6568 | 5.9082 | 0.71766 | 0.02811 | 0.00474 | 83.4237 | 5.6751 | 0.81283 | 0.03153 | 0.00524 | 79.3486 | 6.6065 | 0.76193 | 0.02888 | 0.00468 | 76.0283 | 7.1868 | 0.64887 | 0.02495 | 0.0041 | 80.3302 | 6.9226 | 0.72755 | 0.02757 | 0.0045 | 77.0021 | 7.6329 | 0.61375 | 0.02353 | 0.00389 | 77.463 | 7.6019 | 0.66734 | 0.02515 | 0.00408 | 75.6597 | 7.7249 | 0.65778 | 0.02475 | 0.004 | 73.1109 | 9.1435 | 0.55964 | 0.02096 | 0.0034 | 72.2985 | 9.7337 | 0.52899 | 0.01972 | 0.00322 | 72.9866 | 9.6727 | 0.5729 | 0.02094 | 0.00338 | 75.345 | 9.8488 | 0.56354 | 0.02058 | 0.00338 | 76.1639 | 10.3439 | 0.53613 | 0.01961 | 0.0032 | 74.8328 | 12.9849 | 0.49394 | 0.0195 | 0.00281 | 73.4585 | 13.145 | 0.48874 | 0.01927 | 0.00277 | 78.7997 | 15.7859 | 0.51263 | 0.02047 | 0.00272 | 80.7063 | 16.166 | 0.50052 | 0.01999 | 0.00265 | 77.5765 | 16.5862 | 0.48964 | 0.0195 | 0.00258 | 80.9377 | 16.126 | 0.55147 | 0.0217 | 0.0028 | 85.1619 | 17.9068 | 0.549 | 0.02097 | 0.00283 | 83.3843 | 19.8376 | 0.50179 | 0.01899 | 0.00263 | 81.7996 | 21.2985 | 0.50897 | 0.01878 | 0.00259 | 84.8845 | 23.3887 | 0.50097 | 0.01801 | 0.00243 | 82.8726 | 23.7994 | 0.49641 | 0.01775 | 0.00248 | 88.4232 | 25.4099 | 0.5349 | 0.0182 | 0.00258 | 80.8211 | 30.8121 | 0.45565 | 0.01523 | 0.00221 | 81.2319 | 31.0924 | 0.45505 | 0.01519 | 0.00226 | 81.7398 | 32.4432 | 0.46081 | 0.01505 | 0.00223 | 81.3475 | 33.9036 | 0.44719 | 0.01452 | 0.00217 | 77.5735 | 38.5065 | 0.42096 | 0.01327 | 0.00206 | 76.5814 | 42.0474 | 0.38255 | 0.01208 | 0.00184 | 75.614 | 42.3477 | 0.38058 | 0.012 | 0.00183
89.2857 | 0.005462 | 11.79 | 0.55618 | 0.63008 | 89.3744 | 0.0054581 | 23.68 | 0.90501 | 0.92296 | 91.1804 | 0.0053792 | 36.76 | 1.57 | 1.19 | 91.1804 | 0.021568 | 9.16 | 0.39116 | 0.28487 | 87.4344 | 0.022239 | 11.31 | 0.45546 | 0.30912 | 92.6454 | 0.048069 | 9.73 | 0.39443 | 0.19872 | 89.8832 | 0.13255 | 4.86 | 0.21528 | 0.08269 | 90.8348 | 0.13155 | 5.45 | 0.2398 | 0.08845 | 83.3333 | 0.20338 | 3.52 | 0.15484 | 0.05449 | 85.6959 | 0.27611 | 3.12 | 0.13169 | 0.04392 | 86.6667 | 0.27381 | 3.41 | 0.14038 | 0.04639 | 87.5274 | 0.35494 | 2.84 | 0.11377 | 0.03714 | 88.2405 | 0.35283 | 3.06 | 0.11954 | 0.03886 | 88.8938 | 0.35093 | 3.28 | 0.125 | 0.04052 | 89.4831 | 0.44167 | 2.77 | 0.10294 | 0.03325 | 85.034 | 0.56362 | 2.18 | 0.08063 | 0.02546 | 85.7388 | 0.56011 | 2.32 | 0.08386 | 0.02647 | 81.8517 | 0.57972 | 2.24 | 0.08095 | 0.02509 | 83.3854 | 0.81941 | 1.77 | 0.06767 | 0.01892 | 83.3889 | 1.0124 | 1.63 | 0.066 | 0.01625 | 89.3591 | 1.0774 | 1.69 | 0.0698 | 0.01656 | 86.2783 | 1.1054 | 1.65 | 0.068 | 0.01593 | 86.0128 | 1.4815 | 1.37 | 0.05584 | 0.01254 | 85.7903 | 1.6396 | 1.35 | 0.05405 | 0.01181 | 87.9186 | 1.6106 | 1.48 | 0.0585 | 0.01265 | 90.3581 | 1.8206 | 1.32 | 0.05184 | 0.01124 | 87.5832 | 1.8627 | 1.39 | 0.05339 | 0.0113 | 87.581 | 2.2058 | 1.17 | 0.04512 | 0.00969 | 85.3145 | 2.2488 | 1.24 | 0.04636 | 0.00977 | 83.415 | 2.2859 | 1.3 | 0.04753 | 0.00987 | 83.4237 | 2.735 | 1.09 | 0.0398 | 0.00833 | 80.0881 | 2.8171 | 1.06 | 0.03864 | 0.00799 | 88.3323 | 2.8761 | 1.17 | 0.04584 | 0.00861 | 86.6368 | 3.1812 | 1.06 | 0.04149 | 0.00776 | 89.3895 | 3.6053 | 1.04 | 0.04159 | 0.0074 | 86.3036 | 4.3006 | 0.88378 | 0.03498 | 0.00623 | 86.0343 | 4.3096 | 0.97019 | 0.03833 | 0.00653 | 87.3987 | 4.5547 | 0.91997 | 0.03634 | 0.00622 | 84.7092 | 4.6577 | 0.90139 | 0.03557 | 0.00604 | 86.0329 | 4.9278 | 0.85205 | 0.0336 | 0.00573 | 85.8062 | 4.9378 | 0.92793 | 0.03615 | 0.00599 | 85.8074 | 5.5671 | 0.82763 | 0.03215 | 0.00538 | 90.3757 | 5.372 | 0.92706 | 0.03546 | 0.0059 | 85.4523 | 6.2813 | 0.85985 | 0.03205 | 0.00521 | 82.364 | 6.8056 | 0.73906 | 0.02804 | 0.0046 | 86.5095 | 6.5825 | 0.82098 | 0.03059 | 0.005 | 83.4189 | 7.2297 | 0.69866 | 0.02643 | 0.00435 | 83.4217 | 7.2287 | 0.75242 | 0.02789 | 0.00453 | 81.4797 | 7.3457 | 0.74151 | 0.02746 | 0.00444 | 78.7348 | 8.6983 | 0.63036 | 0.02324 | 0.00377 | 77.86 | 9.2615 | 0.59542 | 0.02185 | 0.00357 | 83.4133 | 8.8433 | 0.70932 | 0.0285 | 0.00406 | 86.1085 | 9.0063 | 0.69749 | 0.028 | 0.00406 | 87.0445 | 9.4595 | 0.66369 | 0.02667 | 0.00384 | 84.1869 | 12.0144 | 0.59492 | 0.02419 | 0.00328 | 82.6408 | 12.1645 | 0.5885 | 0.0239 | 0.00323 | 86.6797 | 14.8354 | 0.59508 | 0.02357 | 0.00307 | 88.777 | 15.1855 | 0.58104 | 0.02302 | 0.003 | 85.3342 | 15.5857 | 0.56812 | 0.02244 | 0.00291 | 88.2957 | 15.2456 | 0.63192 | 0.02451 | 0.00313 | 92.2588 | 17.0063 | 0.62129 | 0.02334 | 0.00313 | 90.333 | 18.8471 | 0.56703 | 0.02112 | 0.00289 | 88.0919 | 20.3279 | 0.5696 | 0.02066 | 0.00283 | 90.9477 | 22.3982 | 0.55609 | 0.01963 | 0.00263 | 88.7921 | 22.8088 | 0.55055 | 0.01934 | 0.00269 | 93.9496 | 24.4894 | 0.58546 | 0.01956 | 0.00277 | 85.8725 | 29.7415 | 0.49732 | 0.01633 | 0.00236 | 86.3089 | 30.0417 | 0.49632 | 0.01628 | 0.0024 | 86.548 | 31.4026 | 0.50033 | 0.01606 | 0.00236 | 86.1326 | 32.8429 | 0.48499 | 0.01548 | 0.0023 | 86.1928 | 36.3151 | 0.48843 | 0.01635 | 0.00228 | 85.0905 | 39.5959 | 0.44439 | 0.01492 | 0.00204 | 84.0156 | 39.8861 | 0.44196 | 0.01482 | 0.00203
99.2063 | 0.0050608 | 14.18 | 0.66431 | 0.75191 | 99.3049 | 0.005057 | 28.47 | 1.15 | 1.1 | 99.4695 | 0.005051 | 42.8 | 1.8 | 1.37 | 99.4695 | 0.020248 | 10.67 | 0.44897 | 0.32965 | 93.6797 | 0.021148 | 12.76 | 0.50264 | 0.34709 | 99.7719 | 0.045557 | 11.07 | 0.43977 | 0.22504 | 99.8702 | 0.12275 | 5.85 | 0.25757 | 0.0988 | 99.9182 | 0.12275 | 6.44 | 0.27872 | 0.10389 | 91.6667 | 0.18957 | 4.17 | 0.18004 | 0.064 | 92.8372 | 0.2602 | 3.59 | 0.14791 | 0.05027 | 93.3333 | 0.2592 | 3.88 | 0.15589 | 0.05256 | 93.7793 | 0.33743 | 3.2 | 0.12517 | 0.04171 | 94.1232 | 0.33653 | 3.42 | 0.13053 | 0.04331 | 94.4497 | 0.33563 | 3.65 | 0.13564 | 0.04487 | 94.7468 | 0.42356 | 3.07 | 0.1111 | 0.03659 | 90.036 | 0.5403 | 2.4 | 0.08702 | 0.02801 | 95.2653 | 0.51839 | 2.79 | 0.10713 | 0.03157 | 90.9463 | 0.5363 | 2.69 | 0.10345 | 0.02992 | 93.8086 | 0.75148 | 2.17 | 0.08858 | 0.023 | 92.6544 | 0.93783 | 1.96 | 0.08047 | 0.01927 | 98.295 | 1.0044 | 2 | 0.08206 | 0.01936 | 94.9061 | 1.0304 | 1.95 | 0.07995 | 0.01861 | 93.8321 | 1.3925 | 1.59 | 0.06398 | 0.01441 | 92.9395 | 1.5466 | 1.54 | 0.06095 | 0.01343 | 94.6816 | 1.5266 | 1.68 | 0.06512 | 0.01425 | 97.3087 | 1.7256 | 1.5 | 0.05769 | 0.01265 | 93.8391 | 1.7716 | 1.56 | 0.05882 | 0.01261 | 93.8368 | 2.0978 | 1.32 | 0.04971 | 0.01081 | 91.0022 | 2.1448 | 1.38 | 0.05066 | 0.01082 | 93.8419 | 2.0978 | 1.59 | 0.06268 | 0.0119 | 93.8517 | 2.5109 | 1.33 | 0.05245 | 0.01002 | 90.0991 | 2.586 | 1.29 | 0.05092 | 0.0096 | 98.147 | 2.666 | 1.4 | 0.05609 | 0.01015 | 96.2631 | 2.9481 | 1.27 | 0.05075 | 0.00914 | 98.3284 | 3.3672 | 1.22 | 0.04888 | 0.00858 | 94.934 | 4.0175 | 1.04 | 0.04108 | 0.00719 | 93.8556 | 4.0495 | 1.12 | 0.04391 | 0.00745 | 95.344 | 4.2806 | 1.06 | 0.04162 | 0.0071 | 92.4101 | 4.3766 | 1.04 | 0.04072 | 0.00688 | 93.8541 | 4.6327 | 0.98406 | 0.03847 | 0.00653 | 92.9567 | 4.6637 | 1.06 | 0.04068 | 0.00675 | 92.9581 | 5.2659 | 0.94412 | 0.03615 | 0.00606 | 97.3277 | 5.0979 | 1.05 | 0.03937 | 0.00659 | 97.6598 | 5.7341 | 1.07 | 0.04376 | 0.00634 | 88.6997 | 6.4714 | 0.8341 | 0.03112 | 0.00512 | 98.868 | 6.0102 | 1.02 | 0.04176 | 0.00609 | 89.8357 | 6.8755 | 0.78812 | 0.02932 | 0.00484 | 95.3391 | 6.6054 | 0.93499 | 0.03805 | 0.00549 | 93.1196 | 6.7114 | 0.9212 | 0.03745 | 0.00538 | 89.9827 | 7.9509 | 0.78207 | 0.03165 | 0.00455 | 88.9828 | 8.4691 | 0.73787 | 0.02975 | 0.00429 | 93.8399 | 8.174 | 0.85771 | 0.03542 | 0.00479 | 96.8721 | 8.327 | 0.84317 | 0.03478 | 0.00479 | 97.9251 | 8.7481 | 0.80238 | 0.03313 | 0.00454 | 93.541 | 11.204 | 0.70363 | 0.02868 | 0.00379 | 91.8231 | 11.3441 | 0.69588 | 0.02833 | 0.00373 | 94.5597 | 14.015 | 0.68258 | 0.02663 | 0.00344 | 96.8476 | 14.3451 | 0.6665 | 0.02601 | 0.00336 | 93.0918 | 14.7253 | 0.6514 | 0.02536 | 0.00326 | 95.6536 | 14.4652 | 0.71688 | 0.02731 | 0.00348 | 99.3556 | 16.2159 | 0.69723 | 0.0257 | 0.00343 | 97.2817 | 17.9766 | 0.63555 | 0.02325 | 0.00317 | 94.3841 | 19.4575 | 0.63303 | 0.02253 | 0.00307 | 97.0109 | 21.5077 | 0.61356 | 0.02125 | 0.00285 | 94.7115 | 21.9083 | 0.60698 | 0.02093 | 0.0029 | 99.4761 | 23.6589 | 0.63786 | 0.02092 | 0.00296 | 90.9238 | 28.7609 | 0.54044 | 0.01744 | 0.00251 | 91.3859 | 29.0711 | 0.53901 | 0.01736 | 0.00255 | 96.1645 | 29.5414 | 0.58317 | 0.01988 | 0.00265 | 95.7029 | 30.9518 | 0.56413 | 0.01911 | 0.00257 | 96.9669 | 33.9935 | 0.57818 | 0.02071 | 0.00258 | 95.7268 | 37.0143 | 0.52677 | 0.01893 | 0.0023 | 94.5176 | 37.2845 | 0.52375 | 0.0188 | 0.00228
109.127 | 0.0047277 | 16.75 | 0.77175 | 0.88178 | 111.718 | 0.0046498 | 34.95 | 1.49 | 1.34 | 107.7586 | 0.0047699 | 49.21 | 2.03 | 1.57 | 107.7586 | 0.019117 | 12.27 | 0.50655 | 0.37688 | 99.9251 | 0.020188 | 14.28 | 0.55011 | 0.38674 | 114.0251 | 0.041405 | 13.98 | 0.60478 | 0.28132 | 109.8572 | 0.11454 | 6.92 | 0.29921 | 0.11599 | 109.0017 | 0.11524 | 7.5 | 0.31742 | 0.12027 | 100 | 0.17797 | 4.85 | 0.20512 | 0.07411 | 99.9786 | 0.24649 | 4.09 | 0.1642 | 0.05695 | 100 | 0.24649 | 4.38 | 0.17149 | 0.05903 | 100.0313 | 0.32192 | 3.58 | 0.13666 | 0.04649 | 100.0059 | 0.32202 | 3.81 | 0.14161 | 0.04796 | 100.0056 | 0.32202 | 4.03 | 0.14636 | 0.04939 | 105.2742 | 0.39224 | 3.68 | 0.14183 | 0.04364 | 100.04 | 0.50029 | 2.89 | 0.11113 | 0.0334 | 107.1735 | 0.47597 | 3.42 | 0.14013 | 0.03843 | 102.3146 | 0.49218 | 3.31 | 0.13538 | 0.03643 | 104.2318 | 0.69616 | 2.61 | 0.10815 | 0.02738 | 101.9198 | 0.87621 | 2.31 | 0.09448 | 0.02249 | 107.2309 | 0.94354 | 2.32 | 0.09412 | 0.02232 | 103.534 | 0.96765 | 2.26 | 0.09171 | 0.02146 | 101.6514 | 1.3155 | 1.83 | 0.07207 | 0.01638 | 100.0886 | 1.4665 | 1.75 | 0.06785 | 0.01514 | 101.4446 | 1.4525 | 1.9 | 0.07176 | 0.01593 | 104.2593 | 1.6426 | 1.68 | 0.06355 | 0.01412 | 100.0951 | 1.6916 | 1.75 | 0.06428 | 0.01398 | 100.0926 | 2.0027 | 1.48 | 0.05432 | 0.01198 | 102.3774 | 1.9707 | 1.69 | 0.0668 | 0.01306 | 104.2688 | 1.9447 | 1.9 | 0.07677 | 0.01408 | 104.2796 | 2.3278 | 1.59 | 0.0642 | 0.01184 | 100.1101 | 2.3969 | 1.55 | 0.06233 | 0.01134 | 107.9617 | 2.4909 | 1.64 | 0.06598 | 0.0118 | 105.8894 | 2.755 | 1.49 | 0.05969 | 0.01062 | 107.2674 | 3.1661 | 1.42 | 0.05605 | 0.00982 | 103.5643 | 3.7773 | 1.2 | 0.04707 | 0.00821 | 101.6769 | 3.8264 | 1.28 | 0.04945 | 0.00841 | 103.2894 | 4.0454 | 1.21 | 0.04685 | 0.00802 | 100.1109 | 4.1355 | 1.19 | 0.04583 | 0.00777 | 101.6753 | 4.3776 | 1.12 | 0.04331 | 0.00737 | 100.1073 | 4.4256 | 1.2 | 0.0452 | 0.00756 | 100.1087 | 4.9978 | 1.07 | 0.04014 | 0.00677 | 111.2316 | 4.6436 | 1.31 | 0.05386 | 0.00805 | 109.8673 | 5.2819 | 1.3 | 0.0545 | 0.00756 | 101.371 | 5.9061 | 1.04 | 0.04248 | 0.00623 | 111.2265 | 5.538 | 1.24 | 0.052 | 0.00725 | 102.6694 | 6.2852 | 0.98004 | 0.03999 | 0.00589 | 107.2565 | 6.1001 | 1.13 | 0.04734 | 0.00653 | 104.7596 | 6.1992 | 1.12 | 0.04659 | 0.00639 | 101.2305 | 7.3496 | 0.9471 | 0.03936 | 0.0054 | 100.1057 | 7.8298 | 0.8928 | 0.03697 | 0.00508 | 104.2666 | 7.6217 | 1.02 | 0.04204 | 0.00558 | 107.6357 | 7.7667 | 1 | 0.04128 | 0.00557 | 108.8056 | 8.1608 | 0.95169 | 0.03931 | 0.00528 | 102.8951 | 10.5337 | 0.81975 | 0.03306 | 0.00432 | 101.0055 | 10.6538 | 0.8106 | 0.03266 | 0.00425 | 102.4396 | 13.3047 | 0.77496 | 0.02967 | 0.00383 | 104.9182 | 13.6247 | 0.75672 | 0.02898 | 0.00375 | 100.8495 | 13.9749 | 0.73933 | 0.02825 | 0.00363 | 103.0116 | 13.7848 | 0.80621 | 0.0301 | 0.00384 | 106.4524 | 15.5256 | 0.77673 | 0.02806 | 0.00375 | 104.2304 | 17.2062 | 0.70726 | 0.02537 | 0.00345 | 100.6764 | 18.687 | 0.69918 | 0.0244 | 0.00333 | 103.074 | 20.7073 | 0.67332 | 0.02288 | 0.00307 | 100.631 | 21.0979 | 0.66564 | 0.02252 | 0.00312 | 110.529 | 22.1881 | 0.748 | 0.02609 | 0.00335 | 101.0264 | 27.0399 | 0.63091 | 0.02164 | 0.00282 | 101.5399 | 27.3501 | 0.62848 | 0.02149 | 0.00286 | 108.185 | 27.5903 | 0.69364 | 0.0253 | 0.00302 | 107.6658 | 28.9506 | 0.66949 | 0.02424 | 0.00292 | 107.741 | 32.0323 | 0.67376 | 0.02474 | 0.00289 | 106.3631 | 34.823 | 0.61462 | 0.02265 | 0.00258 | 105.0195 | 35.0832 | 0.61096 | 0.02249 | 0.00256
119.0476 | 0.0044456 | 19.48 | 0.87936 | 1.02 | 124.1311 | 0.0043176 | 41.97 | 1.81 | 1.6 | 116.0477 | 0.0045268 | 55.98 | 2.26 | 1.78 | 116.0477 | 0.018137 | 13.96 | 0.56417 | 0.42643 | 112.4157 | 0.018557 | 17.54 | 0.72317 | 0.47081 | 128.2782 | 0.038124 | 17.15 | 0.75639 | 0.34215 | 119.8442 | 0.10774 | 8.05 | 0.34058 | 0.13421 | 118.0852 | 0.10884 | 8.63 | 0.35611 | 0.13755 | 108.3333 | 0.16796 | 5.58 | 0.23022 | 0.08478 | 107.1199 | 0.23449 | 4.61 | 0.18059 | 0.06395 | 106.6667 | 0.23519 | 4.9 | 0.18721 | 0.0658 | 106.2832 | 0.30811 | 3.98 | 0.14823 | 0.05147 | 105.8886 | 0.30891 | 4.21 | 0.15278 | 0.05278 | 111.1173 | 0.29851 | 4.84 | 0.18672 | 0.05893 | 118.4335 | 0.36053 | 4.52 | 0.18536 | 0.05311 | 112.545 | 0.45957 | 3.55 | 0.14529 | 0.04066 | 119.0816 | 0.44146 | 4.11 | 0.17096 | 0.04581 | 113.6829 | 0.45627 | 3.97 | 0.16522 | 0.04343 | 114.655 | 0.65023 | 3.08 | 0.12707 | 0.03206 | 111.1852 | 0.82398 | 2.68 | 0.10824 | 0.02589 | 116.1669 | 0.89121 | 2.66 | 0.10609 | 0.02545 | 112.1618 | 0.91372 | 2.6 | 0.1034 | 0.02447 | 109.4708 | 1.2484 | 2.07 | 0.08013 | 0.01845 | 107.2378 | 1.3955 | 1.97 | 0.07476 | 0.01693 | 108.2075 | 1.3865 | 2.12 | 0.07843 | 0.01768 | 111.21 | 1.5685 | 1.88 | 0.06943 | 0.01566 | 112.607 | 1.5545 | 2.14 | 0.08474 | 0.01688 | 112.6042 | 1.8416 | 1.8 | 0.07159 | 0.01447 | 113.7527 | 1.8286 | 2.02 | 0.08178 | 0.01546 | 114.6956 | 1.8176 | 2.23 | 0.09034 | 0.0164 | 114.7076 | 2.1758 | 1.87 | 0.07553 | 0.01379 | 110.1211 | 2.2398 | 1.82 | 0.07334 | 0.0132 | 117.7764 | 2.3428 | 1.9 | 0.07567 | 0.01354 | 115.5157 | 2.5909 | 1.72 | 0.06845 | 0.01218 | 116.2063 | 2.9931 | 1.62 | 0.06315 | 0.01113 | 112.1947 | 3.5703 | 1.37 | 0.05301 | 0.00928 | 109.4982 | 3.6323 | 1.45 | 0.05498 | 0.00942 | 111.2347 | 3.8414 | 1.37 | 0.05206 | 0.00898 | 107.8117 | 3.9254 | 1.35 | 0.05094 | 0.0087 | 109.4965 | 4.1555 | 1.27 | 0.04813 | 0.00826 | 114.4083 | 4.0304 | 1.5 | 0.06193 | 0.00927 | 114.4099 | 4.5536 | 1.33 | 0.05492 | 0.00828 | 125.1356 | 4.2815 | 1.59 | 0.06715 | 0.00964 | 122.0748 | 4.9127 | 1.55 | 0.06483 | 0.00887 | 114.0424 | 5.4429 | 1.26 | 0.0529 | 0.00743 | 123.585 | 5.1518 | 1.48 | 0.06185 | 0.0085 | 115.5031 | 5.8 | 1.19 | 0.04976 | 0.00701 | 119.1739 | 5.6789 | 1.35 | 0.05624 | 0.00764 | 116.3995 | 5.77 | 1.33 | 0.05535 | 0.00747 | 112.4783 | 6.8534 | 1.12 | 0.04673 | 0.0063 | 111.2285 | 7.3035 | 1.06 | 0.04389 | 0.00592 | 114.6932 | 7.1575 | 1.19 | 0.04851 | 0.0064 | 118.3992 | 7.2955 | 1.17 | 0.04763 | 0.00639 | 119.6862 | 7.6686 | 1.11 | 0.04534 | 0.00607 | 112.2492 | 9.9474 | 0.94302 | 0.03739 | 0.00489 | 110.1878 | 10.0635 | 0.93238 | 0.03694 | 0.00481 | 110.3196 | 12.6844 | 0.87206 | 0.03271 | 0.00424 | 112.9889 | 12.9844 | 0.85157 | 0.03195 | 0.00415 | 108.6071 | 13.3246 | 0.83178 | 0.03114 | 0.00402 | 110.3696 | 13.1845 | 0.89978 | 0.03289 | 0.00422 | 113.5493 | 14.8952 | 0.85968 | 0.03043 | 0.00409 | 111.1791 | 16.5259 | 0.78206 | 0.0275 | 0.00375 | 106.9687 | 17.9867 | 0.76799 | 0.02628 | 0.0036 | 109.1372 | 19.9869 | 0.73532 | 0.02451 | 0.0033 | 106.5505 | 20.3675 | 0.72648 | 0.02411 | 0.00335 | 124.3451 | 20.6573 | 0.8953 | 0.0334 | 0.00388 | 113.6547 | 25.229 | 0.75164 | 0.02757 | 0.00323 | 114.2323 | 25.5491 | 0.74779 | 0.02734 | 0.00327 | 120.2056 | 25.9494 | 0.81152 | 0.0303 | 0.00342 | 119.6287 | 27.2696 | 0.78172 | 0.02898 | 0.0033 | 118.5151 | 30.3513 | 0.77491 | 0.02858 | 0.00322 | 116.9994 | 32.9619 | 0.70771 | 0.02621 | 0.00287 | 115.5215 | 33.2021 | 0.70337 | 0.02602 | 0.00285
128.9683 | 0.0042044 | 22.38 | 0.98757 | 1.16 | 136.5442 | 0.0040425 | 49.5 | 2.12 | 1.87 | 124.3369 | 0.0043126 | 63.1 | 2.49 | 1.99 | 124.3369 | 0.017286 | 15.74 | 0.62196 | 0.47822 | 124.9063 | 0.017226 | 21.06 | 0.88427 | 0.5609 | 142.5314 | 0.035463 | 20.58 | 0.902 | 0.40719 | 129.8312 | 0.10184 | 9.25 | 0.38188 | 0.1534 | 127.1687 | 0.10334 | 9.82 | 0.39489 | 0.15568 | 116.6667 | 0.15926 | 6.35 | 0.25539 | 0.09598 | 114.2612 | 0.22388 | 5.16 | 0.19709 | 0.07126 | 113.3333 | 0.22518 | 5.45 | 0.20304 | 0.07283 | 112.5352 | 0.29581 | 4.4 | 0.15989 | 0.05663 | 117.654 | 0.2866 | 5.05 | 0.19478 | 0.06295 | 125.0069 | 0.2746 | 5.95 | 0.24382 | 0.07173 | 131.5928 | 0.33482 | 5.43 | 0.22597 | 0.06328 | 125.05 | 0.42645 | 4.26 | 0.17718 | 0.04844 | 130.9898 | 0.41285 | 4.85 | 0.20073 | 0.05366 | 125.0512 | 0.42645 | 4.69 | 0.19406 | 0.05089 | 125.0782 | 0.61152 | 3.58 | 0.14567 | 0.03702 | 120.4507 | 0.77916 | 3.07 | 0.12188 | 0.02948 | 125.1028 | 0.84589 | 3.03 | 0.11804 | 0.02874 | 120.7896 | 0.867 | 2.95 | 0.11505 | 0.02763 | 117.2901 | 1.1904 | 2.33 | 0.08819 | 0.02061 | 114.387 | 1.3325 | 2.2 | 0.08169 | 0.01879 | 121.7335 | 1.2754 | 2.59 | 0.10337 | 0.0214 | 125.1112 | 1.4435 | 2.3 | 0.09144 | 0.01893 | 125.1189 | 1.4435 | 2.56 | 0.10369 | 0.02 | 125.1157 | 1.7106 | 2.16 | 0.08758 | 0.01714 | 125.128 | 1.7106 | 2.38 | 0.09619 | 0.01802 | 125.1225 | 1.7106 | 2.59 | 0.10364 | 0.01886 | 125.1356 | 2.0477 | 2.17 | 0.08663 | 0.01584 | 120.1321 | 2.1067 | 2.11 | 0.08413 | 0.01516 | 127.5911 | 2.2158 | 2.18 | 0.08527 | 0.01538 | 125.142 | 2.4498 | 1.97 | 0.07713 | 0.01382 | 125.1453 | 2.843 | 1.84 | 0.07022 | 0.0125 | 120.8251 | 3.3912 | 1.55 | 0.05893 | 0.01041 | 125.1408 | 3.3101 | 1.81 | 0.07538 | 0.01158 | 127.1254 | 3.5022 | 1.72 | 0.07133 | 0.01103 | 123.2134 | 3.5782 | 1.68 | 0.06979 | 0.01069 | 125.1388 | 3.7883 | 1.59 | 0.06594 | 0.01014 | 128.7093 | 3.7163 | 1.82 | 0.07727 | 0.01111 | 128.7112 | 4.1994 | 1.62 | 0.06847 | 0.00992 | 139.0395 | 3.9853 | 1.9 | 0.0799 | 0.01133 | 134.2823 | 4.6046 | 1.81 | 0.07494 | 0.01025 | 126.7138 | 5.0647 | 1.5 | 0.06292 | 0.00871 | 135.9434 | 4.8296 | 1.73 | 0.07149 | 0.00983 | 128.3368 | 5.4018 | 1.41 | 0.05913 | 0.0082 | 131.0913 | 5.3258 | 1.58 | 0.06497 | 0.00881 | 128.0395 | 5.4108 | 1.55 | 0.06394 | 0.00861 | 123.7262 | 6.4232 | 1.31 | 0.05394 | 0.00725 | 122.3514 | 6.8513 | 1.24 | 0.05064 | 0.0068 | 125.1199 | 6.7493 | 1.37 | 0.05491 | 0.00728 | 129.1628 | 6.8803 | 1.35 | 0.0539 | 0.00726 | 130.5668 | 7.2364 | 1.28 | 0.0513 | 0.00689 | 121.6033 | 9.4452 | 1.07 | 0.04169 | 0.00548 | 119.3701 | 9.5582 | 1.06 | 0.04119 | 0.00539 | 118.1996 | 12.1341 | 0.97375 | 0.03574 | 0.00466 | 121.0595 | 12.4242 | 0.9509 | 0.03491 | 0.00457 | 116.3648 | 12.7443 | 0.92861 | 0.03403 | 0.00442 | 117.7276 | 12.6443 | 0.99748 | 0.03568 | 0.00462 | 120.6461 | 14.335 | 0.94599 | 0.03279 | 0.00443 | 118.1277 | 15.9056 | 0.85988 | 0.02962 | 0.00406 | 113.261 | 17.3563 | 0.83939 | 0.02816 | 0.00387 | 121.2636 | 18.7163 | 0.86579 | 0.03069 | 0.00377 | 118.3894 | 19.0868 | 0.85447 | 0.03016 | 0.00382 | 138.1612 | 19.3966 | 1.05 | 0.04017 | 0.00444 | 126.283 | 23.7181 | 0.88055 | 0.03306 | 0.00367 | 126.9248 | 24.0283 | 0.87509 | 0.03274 | 0.0037 | 132.2262 | 24.5486 | 0.93646 | 0.03509 | 0.00384 | 131.5915 | 25.8388 | 0.90053 | 0.03351 | 0.00369 | 129.2892 | 28.8905 | 0.88142 | 0.03232 | 0.00356 | 127.6357 | 31.341 | 0.80584 | 0.02966 | 0.00318 | 126.0234 | 31.5712 | 0.80077 | 0.02945 | 0.00315
138.8889 | 0.0039964 | 25.44 | 1.1 | 1.32 | 148.9573 | 0.0038113 | 57.51 | 2.43 | 2.15 | 132.626 | 0.0041245 | 70.57 | 2.73 | 2.21 | 132.626 | 0.016526 | 17.6 | 0.68 | 0.53214 | 137.397 | 0.016136 | 24.84 | 1.04 | 0.6566 | 156.7845 | 0.033252 | 24.25 | 1.04 | 0.47613 | 139.8182 | 0.096715 | 10.53 | 0.42322 | 0.1735 | 136.2522 | 0.098456 | 11.07 | 0.43379 | 0.17462 | 125 | 0.15166 | 7.16 | 0.28068 | 0.1077 | 121.4026 | 0.21448 | 5.74 | 0.2137 | 0.07886 | 120 | 0.21628 | 6.02 | 0.21899 | 0.08014 | 125.0391 | 0.2745 | 5.29 | 0.20369 | 0.06752 | 132.3607 | 0.26379 | 6.2 | 0.25416 | 0.07659 | 138.8966 | 0.25519 | 7.14 | 0.29704 | 0.08545 | 144.7521 | 0.31341 | 6.4 | 0.26513 | 0.07408 | 137.555 | 0.39904 | 5.02 | 0.20796 | 0.05673 | 142.898 | 0.38873 | 5.63 | 0.22994 | 0.06196 | 136.4194 | 0.40134 | 5.45 | 0.22237 | 0.05877 | 135.5014 | 0.5783 | 4.11 | 0.1641 | 0.04224 | 129.7161 | 0.74035 | 3.49 | 0.13547 | 0.03324 | 134.0387 | 0.80618 | 3.41 | 0.12997 | 0.03217 | 129.4174 | 0.82608 | 3.32 | 0.12671 | 0.03093 | 125.1095 | 1.1384 | 2.6 | 0.09627 | 0.02286 | 128.6854 | 1.2274 | 2.7 | 0.1076 | 0.02275 | 135.2594 | 1.1854 | 3.11 | 0.12646 | 0.02538 | 139.0125 | 1.3424 | 2.75 | 0.1118 | 0.02242 | 137.6307 | 1.3514 | 3.01 | 0.12191 | 0.02331 | 137.6273 | 1.6015 | 2.54 | 0.10296 | 0.01998 | 136.5032 | 1.6105 | 2.76 | 0.1103 | 0.02072 | 135.5494 | 1.6176 | 2.97 | 0.11679 | 0.02145 | 135.5635 | 1.9377 | 2.49 | 0.09761 | 0.018 | 130.1432 | 1.9927 | 2.42 | 0.09481 | 0.01723 | 137.4058 | 2.1057 | 2.47 | 0.09482 | 0.01731 | 134.7683 | 2.3278 | 2.24 | 0.08577 | 0.01554 | 143.0232 | 2.5949 | 2.3 | 0.09627 | 0.01542 | 138.0858 | 3.095 | 1.94 | 0.08075 | 0.01281 | 140.7834 | 3.054 | 2.21 | 0.09406 | 0.01391 | 143.016 | 3.2331 | 2.09 | 0.08896 | 0.01325 | 138.6151 | 3.3011 | 2.05 | 0.08706 | 0.01283 | 140.7812 | 3.4972 | 1.94 | 0.08223 | 0.01217 | 143.0104 | 3.4602 | 2.17 | 0.09197 | 0.01308 | 143.0124 | 3.9113 | 1.93 | 0.08146 | 0.01166 | 152.9435 | 3.7402 | 2.22 | 0.09235 | 0.01313 | 146.4897 | 4.3434 | 2.09 | 0.08494 | 0.01171 | 139.3852 | 4.7486 | 1.76 | 0.07272 | 0.01007 | 148.3019 | 4.5565 | 2 | 0.08102 | 0.01122 | 141.1704 | 5.0707 | 1.66 | 0.0683 | 0.00947 | 143.0087 | 5.0276 | 1.82 | 0.07358 | 0.01005 | 139.6794 | 5.1057 | 1.79 | 0.07242 | 0.00982 | 134.974 | 6.058 | 1.52 | 0.06108 | 0.00826 | 133.4742 | 6.4631 | 1.43 | 0.05733 | 0.00774 | 135.5466 | 6.3971 | 1.56 | 0.06128 | 0.00819 | 139.9264 | 6.5232 | 1.53 | 0.06015 | 0.00817 | 141.4473 | 6.8632 | 1.46 | 0.05723 | 0.00776 | 130.9574 | 9.006 | 1.21 | 0.04598 | 0.0061 | 128.5524 | 9.113 | 1.2 | 0.04543 | 0.00599 | 126.0796 | 11.6439 | 1.08 | 0.03878 | 0.00511 | 129.1301 | 11.9139 | 1.05 | 0.03788 | 0.005 | 124.1224 | 12.2241 | 1.03 | 0.03692 | 0.00484 | 125.0855 | 12.1641 | 1.1 | 0.03849 | 0.00503 | 127.7429 | 13.8247 | 1.04 | 0.03516 | 0.00479 | 125.0764 | 15.3453 | 0.94064 | 0.03176 | 0.00437 | 125.8455 | 16.2458 | 0.98966 | 0.03529 | 0.00445 | 136.4215 | 17.4057 | 1.04 | 0.03942 | 0.00441 | 133.1881 | 17.7561 | 1.03 | 0.03871 | 0.00445 | 151.9774 | 18.3261 | 1.22 | 0.04663 | 0.00503 | 138.9113 | 22.4375 | 1.02 | 0.03831 | 0.00413 | 139.6173 | 22.7376 | 1.01 | 0.03791 | 0.00416 | 144.2467 | 23.3479 | 1.07 | 0.03973 | 0.00428 | 143.5544 | 24.5982 | 1.03 | 0.0379 | 0.0041 | 140.0633 | 27.6097 | 0.99307 | 0.03597 | 0.00392 | 138.272 | 29.9303 | 0.9088 | 0.03305 | 0.0035 | 136.5254 | 30.1504 | 0.90298 | 0.03281 | 0.00347
148.8095 | 0.0038133 | 28.66 | 1.21 | 1.47 | 161.3704 | 0.0036123 | 65.99 | 2.74 | 2.46 | 149.2042 | 0.0038064 | 86.46 | 3.57 | 2.69 | 149.2042 | 0.015255 | 21.57 | 0.88973 | 0.64604 | 149.8876 | 0.015205 | 28.86 | 1.19 | 0.75755 | 171.0376 | 0.031391 | 28.15 | 1.19 | 0.5487 | 149.8053 | 0.092263 | 11.86 | 0.46466 | 0.19448 | 145.3356 | 0.094184 | 12.38 | 0.47286 | 0.19434 | 133.3333 | 0.14505 | 8.01 | 0.30609 | 0.11992 | 128.5439 | 0.20597 | 6.34 | 0.23042 | 0.08674 | 133.3333 | 0.20077 | 7.23 | 0.27882 | 0.09552 | 140.669 | 0.25299 | 6.48 | 0.26556 | 0.0821 | 147.0675 | 0.24538 | 7.44 | 0.30945 | 0.09119 | 152.7863 | 0.23908 | 8.41 | 0.34831 | 0.10001 | 157.9114 | 0.2955 | 7.44 | 0.30348 | 0.08549 | 150.06 | 0.37593 | 5.84 | 0.23813 | 0.06548 | 154.8061 | 0.36813 | 6.47 | 0.25882 | 0.07068 | 147.7877 | 0.37993 | 6.25 | 0.25039 | 0.06707 | 145.9245 | 0.54959 | 4.66 | 0.18244 | 0.04771 | 138.9815 | 0.70623 | 3.92 | 0.14904 | 0.03716 | 142.9746 | 0.77116 | 3.81 | 0.14193 | 0.03574 | 138.0453 | 0.78997 | 3.72 | 0.13839 | 0.03437 | 140.7482 | 1.0503 | 3.18 | 0.12641 | 0.02762 | 142.9838 | 1.1414 | 3.23 | 0.13156 | 0.02698 | 148.7854 | 1.1104 | 3.66 | 0.14862 | 0.02962 | 152.9137 | 1.2584 | 3.24 | 0.13133 | 0.02613 | 150.1426 | 1.2744 | 3.49 | 0.13972 | 0.02681 | 150.1389 | 1.5095 | 2.95 | 0.118 | 0.02297 | 147.8785 | 1.5245 | 3.16 | 0.12424 | 0.02357 | 145.9763 | 1.5385 | 3.37 | 0.12987 | 0.02416 | 145.9915 | 1.8426 | 2.82 | 0.10852 | 0.02026 | 140.1542 | 1.8936 | 2.74 | 0.10543 | 0.0194 | 157.0352 | 1.9246 | 3.1 | 0.12994 | 0.0214 | 154.0209 | 2.1267 | 2.8 | 0.11754 | 0.01921 | 160.901 | 2.3978 | 2.81 | 0.12004 | 0.01857 | 155.3465 | 2.8589 | 2.36 | 0.10068 | 0.0154 | 156.426 | 2.8459 | 2.64 | 0.11192 | 0.0164 | 158.9067 | 3.014 | 2.5 | 0.10582 | 0.01561 | 154.0168 | 3.077 | 2.45 | 0.10358 | 0.01512 | 156.4235 | 3.2591 | 2.31 | 0.09782 | 0.01434 | 157.3114 | 3.2471 | 2.55 | 0.10632 | 0.01517 | 157.3137 | 3.6712 | 2.26 | 0.09415 | 0.01351 | 166.8474 | 3.5321 | 2.57 | 0.10464 | 0.01502 | 158.6972 | 4.1203 | 2.39 | 0.09488 | 0.01324 | 152.0566 | 4.4815 | 2.03 | 0.08241 | 0.01151 | 160.6604 | 4.3234 | 2.28 | 0.09048 | 0.01269 | 154.0041 | 4.7895 | 1.91 | 0.07734 | 0.01081 | 154.9261 | 4.7705 | 2.08 | 0.08215 | 0.01135 | 151.3194 | 4.8446 | 2.05 | 0.08086 | 0.01109 | 146.2219 | 5.7449 | 1.73 | 0.06819 | 0.00931 | 144.5971 | 6.129 | 1.63 | 0.06398 | 0.00871 | 145.9732 | 6.091 | 1.76 | 0.06764 | 0.00915 | 150.6899 | 6.213 | 1.73 | 0.06638 | 0.00912 | 152.3279 | 6.5381 | 1.65 | 0.06315 | 0.00866 | 140.3115 | 8.6098 | 1.35 | 0.05026 | 0.00674 | 137.7347 | 8.7158 | 1.34 | 0.04966 | 0.00663 | 133.9595 | 11.2037 | 1.19 | 0.04182 | 0.00556 | 137.2008 | 11.4637 | 1.16 | 0.04085 | 0.00545 | 131.8801 | 11.7639 | 1.13 | 0.03982 | 0.00527 | 132.4435 | 11.7239 | 1.2 | 0.04129 | 0.00545 | 141.9366 | 12.9443 | 1.22 | 0.04415 | 0.00553 | 138.9738 | 14.3648 | 1.11 | 0.03985 | 0.00504 | 141.5762 | 15.1052 | 1.19 | 0.04536 | 0.00522 | 151.5795 | 16.3252 | 1.23 | 0.04749 | 0.00508 | 147.9868 | 16.6556 | 1.21 | 0.04661 | 0.00512 | 165.7935 | 17.4056 | 1.4 | 0.05291 | 0.00564 | 151.5396 | 21.3269 | 1.16 | 0.04341 | 0.00461 | 152.3098 | 21.627 | 1.15 | 0.04292 | 0.00463 | 156.2673 | 22.3074 | 1.21 | 0.04429 | 0.00473 | 155.5173 | 23.5176 | 1.16 | 0.0422 | 0.00452 | 150.8374 | 26.4891 | 1.11 | 0.03958 | 0.00429 | 148.9083 | 28.6896 | 1.02 | 0.03639 | 0.00383 | 147.0273 | 28.8997 | 1.01 | 0.03613 | 0.0038
158.7302 | 0.0036522 | 32.02 | 1.32 | 1.64 | 173.7835 | 0.0034412 | 74.91 | 3.04 | 2.77 | 165.7825 | 0.0035493 | 103.59 | 4.35 | 3.19 | 165.7825 | 0.014215 | 25.84 | 1.08 | 0.76743 | 162.3782 | 0.014415 | 33.12 | 1.34 | 0.86341 | 185.2908 | 0.02981 | 32.27 | 1.33 | 0.62464 | 159.7923 | 0.088331 | 13.26 | 0.50622 | 0.2163 | 154.4191 | 0.090392 | 13.74 | 0.51208 | 0.21479 | 141.6667 | 0.13905 | 8.9 | 0.33163 | 0.1326 | 142.8265 | 0.19147 | 7.61 | 0.29307 | 0.10333 | 150 | 0.18516 | 8.87 | 0.36327 | 0.11611 | 156.2988 | 0.23548 | 7.77 | 0.32311 | 0.09768 | 161.7742 | 0.23008 | 8.77 | 0.36266 | 0.10666 | 166.6759 | 0.22558 | 9.77 | 0.39846 | 0.11536 | 171.0706 | 0.28009 | 8.54 | 0.34136 | 0.09745 | 162.565 | 0.35622 | 6.7 | 0.26795 | 0.07467 | 166.7143 | 0.35032 | 7.35 | 0.28752 | 0.0798 | 159.156 | 0.36132 | 7.11 | 0.27825 | 0.07575 | 156.3477 | 0.52448 | 5.25 | 0.20075 | 0.05342 | 148.247 | 0.67622 | 4.38 | 0.16261 | 0.04123 | 160.8464 | 0.71213 | 4.66 | 0.18644 | 0.04329 | 155.3009 | 0.72914 | 4.55 | 0.18189 | 0.04164 | 156.3868 | 0.97901 | 3.8 | 0.15422 | 0.03269 | 157.2822 | 1.0693 | 3.8 | 0.15455 | 0.03147 | 162.3113 | 1.0473 | 4.24 | 0.17026 | 0.03408 | 166.8149 | 1.1874 | 3.75 | 0.1504 | 0.03005 | 162.6545 | 1.2074 | 4 | 0.15729 | 0.03048 | 162.6505 | 1.4305 | 3.38 | 0.13283 | 0.02612 | 159.2538 | 1.4505 | 3.58 | 0.13808 | 0.02654 | 166.83 | 1.4065 | 4.23 | 0.17792 | 0.02993 | 166.8474 | 1.6845 | 3.54 | 0.14861 | 0.02508 | 160.1762 | 1.7316 | 3.44 | 0.14448 | 0.02401 | 176.6646 | 1.7816 | 3.78 | 0.16193 | 0.02581 | 173.2735 | 1.9676 | 3.42 | 0.14649 | 0.02315 | 178.7789 | 2.2387 | 3.35 | 0.14272 | 0.02192 | 172.6072 | 2.6688 | 2.82 | 0.11971 | 0.01815 | 172.0686 | 2.6739 | 3.1 | 0.12935 | 0.01903 | 174.7974 | 2.8319 | 2.93 | 0.12226 | 0.01811 | 169.4184 | 2.8899 | 2.87 | 0.11969 | 0.01754 | 172.0659 | 3.062 | 2.71 | 0.11302 | 0.01663 | 171.6124 | 3.068 | 2.95 | 0.12048 | 0.01737 | 171.6149 | 3.4691 | 2.62 | 0.10666 | 0.01545 | 180.7514 | 3.3551 | 2.94 | 0.11683 | 0.017 | 170.9047 | 3.9263 | 2.71 | 0.10478 | 0.01484 | 164.7279 | 4.2534 | 2.32 | 0.09203 | 0.01301 | 173.0189 | 4.1203 | 2.58 | 0.09992 | 0.01421 | 166.8378 | 4.5484 | 2.18 | 0.08631 | 0.0122 | 166.8434 | 4.5474 | 2.35 | 0.09068 | 0.0127 | 162.9593 | 4.6175 | 2.31 | 0.08926 | 0.01241 | 157.4697 | 5.4728 | 1.96 | 0.07528 | 0.01041 | 155.7199 | 5.8389 | 1.84 | 0.07062 | 0.00974 | 156.3999 | 5.8219 | 1.98 | 0.07401 | 0.01015 | 161.4535 | 5.9409 | 1.94 | 0.07261 | 0.01011 | 163.2085 | 6.253 | 1.85 | 0.06907 | 0.0096 | 149.6656 | 8.2556 | 1.5 | 0.05455 | 0.0074 | 146.917 | 8.3557 | 1.49 | 0.0539 | 0.00728 | 141.8395 | 10.8035 | 1.3 | 0.04486 | 0.00603 | 145.2714 | 11.0635 | 1.27 | 0.04382 | 0.00592 | 139.6377 | 11.3437 | 1.24 | 0.04272 | 0.00571 | 147.1595 | 10.9735 | 1.43 | 0.05193 | 0.00634 | 159.6787 | 12.0439 | 1.48 | 0.05682 | 0.00652 | 156.3455 | 13.3643 | 1.34 | 0.05125 | 0.00592 | 157.3069 | 14.1647 | 1.41 | 0.05468 | 0.00603 | 166.7374 | 15.4147 | 1.43 | 0.05521 | 0.00579 | 162.7855 | 15.7251 | 1.4 | 0.05417 | 0.00583 | 179.6096 | 16.6152 | 1.58 | 0.05907 | 0.00628 | 164.1679 | 20.3764 | 1.31 | 0.0484 | 0.00511 | 165.0023 | 20.6566 | 1.3 | 0.04784 | 0.00512 | 168.2878 | 21.3869 | 1.35 | 0.04878 | 0.0052 | 167.4801 | 22.5671 | 1.29 | 0.04644 | 0.00496 | 161.6115 | 25.4886 | 1.23 | 0.04315 | 0.00467 | 159.5446 | 27.589 | 1.13 | 0.0397 | 0.00418 | 157.5293 | 27.7891 | 1.12 | 0.03941 | 0.00414
168.6508 | 0.0035091 | 35.53 | 1.43 | 1.81 | 186.1966 | 0.0032921 | 84.25 | 3.34 | 3.1 | 182.3607 | 0.0033362 | 121.89 | 5.09 | 3.72 | 182.3607 | 0.013364 | 30.41 | 1.27 | 0.89569 | 174.8688 | 0.013735 | 37.59 | 1.49 | 0.97388 | 199.5439 | 0.028439 | 36.6 | 1.46 | 0.70372 | 169.7793 | 0.084849 | 14.71 | 0.54792 | 0.2389 | 163.5026 | 0.08699 | 15.16 | 0.55148 | 0.23595 | 150 | 0.13375 | 9.83 | 0.3573 | 0.14574 | 160.6799 | 0.17676 | 9.32 | 0.38142 | 0.12549 | 166.6667 | 0.17256 | 10.63 | 0.44176 | 0.13808 | 171.9287 | 0.22097 | 9.16 | 0.37844 | 0.11419 | 176.481 | 0.21727 | 10.18 | 0.41467 | 0.12296 | 180.5656 | 0.21407 | 11.21 | 0.44795 | 0.13144 | 184.2299 | 0.26689 | 9.69 | 0.37894 | 0.10995 | 175.07 | 0.33921 | 7.61 | 0.29755 | 0.08427 | 178.6225 | 0.33481 | 8.27 | 0.31611 | 0.08929 | 170.5243 | 0.34511 | 8 | 0.30601 | 0.0848 | 166.7709 | 0.50237 | 5.87 | 0.21904 | 0.05935 | 166.7779 | 0.6255 | 5.35 | 0.21312 | 0.04983 | 178.7182 | 0.66431 | 5.58 | 0.22745 | 0.05134 | 172.5566 | 0.67982 | 5.44 | 0.22201 | 0.0494 | 172.0255 | 0.91989 | 4.46 | 0.18083 | 0.03806 | 171.5805 | 1.0103 | 4.41 | 0.17697 | 0.03621 | 175.8373 | 0.99382 | 4.86 | 0.19158 | 0.03877 | 180.7162 | 1.1273 | 4.3 | 0.16918 | 0.03414 | 175.1664 | 1.1504 | 4.53 | 0.17471 | 0.03432 | 175.162 | 1.3624 | 3.83 | 0.14753 | 0.02941 | 182.0043 | 1.3294 | 4.49 | 0.18885 | 0.03286 | 187.6838 | 1.3034 | 5.16 | 0.22162 | 0.03611 | 187.7033 | 1.5615 | 4.31 | 0.18508 | 0.03024 | 180.1982 | 1.6025 | 4.2 | 0.18003 | 0.02896 | 196.294 | 1.6645 | 4.51 | 0.19239 | 0.03048 | 192.5261 | 1.8396 | 4.08 | 0.17408 | 0.02734 | 196.6568 | 2.1067 | 3.93 | 0.16479 | 0.02545 | 189.868 | 2.5098 | 3.31 | 0.13823 | 0.02106 | 187.7112 | 2.5288 | 3.58 | 0.1465 | 0.0218 | 190.6881 | 2.6788 | 3.39 | 0.13844 | 0.02074 | 184.8201 | 2.7329 | 3.32 | 0.13557 | 0.02008 | 187.7082 | 2.8959 | 3.13 | 0.128 | 0.01904 | 185.9135 | 2.9139 | 3.37 | 0.13452 | 0.01968 | 185.9161 | 3.295 | 2.99 | 0.11906 | 0.01749 | 194.6553 | 3.201 | 3.32 | 0.12896 | 0.01906 | 183.1122 | 3.7572 | 3.03 | 0.11466 | 0.01649 | 177.3993 | 4.0553 | 2.62 | 0.10161 | 0.01457 | 185.3774 | 3.9432 | 2.89 | 0.10933 | 0.0158 | 179.6715 | 4.3383 | 2.47 | 0.09524 | 0.01366 | 178.7608 | 4.3523 | 2.63 | 0.09919 | 0.0141 | 174.5993 | 4.4184 | 2.59 | 0.09765 | 0.01378 | 168.7175 | 5.2337 | 2.19 | 0.08236 | 0.01155 | 166.8428 | 5.5838 | 2.06 | 0.07726 | 0.0108 | 166.8265 | 5.5838 | 2.2 | 0.08038 | 0.01118 | 172.2171 | 5.7008 | 2.16 | 0.07885 | 0.01114 | 174.089 | 5.9999 | 2.05 | 0.07499 | 0.01057 | 159.0197 | 7.9395 | 1.66 | 0.05885 | 0.00809 | 156.0994 | 8.0345 | 1.64 | 0.05815 | 0.00795 | 157.5994 | 10.1132 | 1.55 | 0.0564 | 0.00702 | 161.4127 | 10.3632 | 1.51 | 0.05508 | 0.00689 | 155.153 | 10.6133 | 1.47 | 0.05372 | 0.00664 | 165.5544 | 10.1932 | 1.73 | 0.06693 | 0.00751 | 177.4207 | 11.2935 | 1.75 | 0.06851 | 0.00757 | 173.7173 | 12.5439 | 1.58 | 0.06177 | 0.00686 | 173.0376 | 13.3843 | 1.64 | 0.06357 | 0.00688 | 181.8953 | 14.6444 | 1.64 | 0.0627 | 0.00653 | 177.5841 | 14.9347 | 1.61 | 0.0615 | 0.00656 | 193.4257 | 15.9249 | 1.78 | 0.06513 | 0.00694 | 176.7962 | 19.536 | 1.47 | 0.05333 | 0.00562 | 177.6947 | 19.8061 | 1.46 | 0.05269 | 0.00563 | 180.3084 | 20.5665 | 1.5 | 0.05322 | 0.00569 | 179.443 | 21.7167 | 1.44 | 0.05063 | 0.00542 | 172.3856 | 24.5881 | 1.36 | 0.04669 | 0.00506 | 170.1809 | 26.5985 | 1.24 | 0.04298 | 0.00453 | 168.0312 | 26.7886 | 1.24 | 0.04267 | 0.00449
178.5714 | 0.0033811 | 39.17 | 1.54 | 1.98 | 198.6097 | 0.00316 | 94.01 | 3.65 | 3.43 | 198.939 | 0.0031571 | 141.29 | 5.82 | 4.28 | 198.939 | 0.012644 | 35.25 | 1.45 | 1.03 | 199.8501 | 0.012614 | 47.17 | 2.03 | 1.21 | 213.797 | 0.027249 | 41.13 | 1.6 | 0.78571 | 179.7663 | 0.081728 | 16.23 | 0.58974 | 0.26225 | 181.6695 | 0.081168 | 18.17 | 0.69838 | 0.28028 | 166.6667 | 0.12464 | 11.78 | 0.45321 | 0.1733 | 178.5332 | 0.16485 | 11.17 | 0.46343 | 0.14911 | 183.3333 | 0.16205 | 12.52 | 0.51713 | 0.16132 | 187.5586 | 0.20887 | 10.62 | 0.43246 | 0.13155 | 191.1877 | 0.20627 | 11.67 | 0.46593 | 0.14002 | 194.4552 | 0.20407 | 12.71 | 0.49698 | 0.14821 | 197.3892 | 0.25528 | 10.9 | 0.41632 | 0.12293 | 187.575 | 0.3243 | 8.56 | 0.32702 | 0.09426 | 190.5306 | 0.3211 | 9.23 | 0.34463 | 0.09914 | 181.8926 | 0.33081 | 8.93 | 0.33373 | 0.09419 | 187.6173 | 0.46515 | 7.17 | 0.28697 | 0.07184 | 185.3087 | 0.58438 | 6.39 | 0.25959 | 0.05897 | 196.5901 | 0.62489 | 6.56 | 0.26663 | 0.05984 | 189.8123 | 0.639 | 6.4 | 0.26035 | 0.0576 | 187.6642 | 0.87006 | 5.17 | 0.20673 | 0.04369 | 185.8789 | 0.9587 | 5.05 | 0.19904 | 0.04117 | 189.3632 | 0.9473 | 5.51 | 0.2127 | 0.04365 | 194.6174 | 1.0743 | 4.87 | 0.18777 | 0.03842 | 200.1902 | 1.0553 | 5.68 | 0.23851 | 0.04245 | 200.1852 | 1.2504 | 4.79 | 0.20137 | 0.03637 | 204.7549 | 1.2334 | 5.48 | 0.23494 | 0.03962 | 208.5375 | 1.2194 | 6.16 | 0.26318 | 0.04268 | 208.5593 | 1.4604 | 5.15 | 0.21976 | 0.03572 | 200.2202 | 1.4985 | 5.01 | 0.21388 | 0.03422 | 215.9234 | 1.5685 | 5.29 | 0.22197 | 0.03541 | 211.7787 | 1.7325 | 4.79 | 0.20087 | 0.03176 | 214.5347 | 1.9956 | 4.55 | 0.18647 | 0.02916 | 207.1287 | 2.3767 | 3.82 | 0.15644 | 0.02411 | 203.3538 | 2.4047 | 4.09 | 0.16349 | 0.02469 | 206.5787 | 2.5478 | 3.87 | 0.15445 | 0.02348 | 200.2218 | 2.5978 | 3.79 | 0.15129 | 0.02274 | 203.3506 | 2.7538 | 3.58 | 0.14281 | 0.02156 | 200.2145 | 2.7809 | 3.82 | 0.14848 | 0.02207 | 200.2174 | 3.146 | 3.38 | 0.13139 | 0.01961 | 208.5593 | 3.0669 | 3.72 | 0.14103 | 0.02119 | 195.3197 | 3.6071 | 3.38 | 0.12454 | 0.01821 | 190.0707 | 3.8812 | 2.94 | 0.11116 | 0.0162 | 197.7359 | 3.7862 | 3.22 | 0.11873 | 0.01744 | 192.5051 | 4.1553 | 2.76 | 0.10414 | 0.01517 | 190.6782 | 4.1803 | 2.93 | 0.10769 | 0.01556 | 186.2392 | 4.2423 | 2.88 | 0.10603 | 0.0152 | 179.9654 | 5.0226 | 2.44 | 0.08945 | 0.01274 | 177.9656 | 5.3587 | 2.29 | 0.08389 | 0.0119 | 177.2532 | 5.3727 | 2.43 | 0.08676 | 0.01225 | 182.9806 | 5.4857 | 2.38 | 0.08509 | 0.0122 | 184.9696 | 5.7758 | 2.27 | 0.08091 | 0.01158 | 168.3738 | 7.6554 | 1.82 | 0.06317 | 0.0088 | 165.2817 | 7.7464 | 1.8 | 0.06241 | 0.00865 | 177.2994 | 9.3889 | 1.87 | 0.07268 | 0.00832 | 181.5893 | 9.6309 | 1.83 | 0.07094 | 0.00817 | 174.5471 | 9.868 | 1.78 | 0.0692 | 0.00788 | 183.9493 | 9.5559 | 2.04 | 0.08078 | 0.00875 | 195.1628 | 10.6632 | 2.03 | 0.07969 | 0.00866 | 191.089 | 11.8436 | 1.84 | 0.07182 | 0.00784 | 188.7683 | 12.714 | 1.88 | 0.0722 | 0.00777 | 197.0533 | 13.9741 | 1.86 | 0.07004 | 0.00729 | 192.3828 | 14.2544 | 1.83 | 0.06869 | 0.00733 | 207.2419 | 15.3146 | 1.98 | 0.07113 | 0.00762 | 189.4246 | 18.7857 | 1.64 | 0.0582 | 0.00615 | 190.3872 | 19.0558 | 1.62 | 0.05748 | 0.00616 | 192.329 | 19.8461 | 1.66 | 0.05763 | 0.00619 | 191.4059 | 20.9663 | 1.58 | 0.05478 | 0.00588 | 193.9338 | 23.0573 | 1.62 | 0.05988 | 0.00588 | 191.4535 | 24.9177 | 1.49 | 0.05523 | 0.00527 | 189.0351 | 25.0878 | 1.48 | 0.05483 | 0.00522
198.4127 | 0.003162 | 46.85 | 1.93 | 2.35 | 223.4359 | 0.0029389 | 114.66 | 4.73 | 4.14 | 215.5172 | 0.003004 | 161.74 | 6.54 | 4.86 | 215.5172 | 0.012034 | 40.36 | 1.63 | 1.17 | 224.8314 | 0.011724 | 57.53 | 2.52 | 1.46 | 228.0502 | 0.026198 | 45.85 | 1.74 | 0.87043 | 199.7403 | 0.076385 | 19.42 | 0.74539 | 0.31108 | 204.3782 | 0.075295 | 22.2 | 0.90465 | 0.33912 | 187.5 | 0.11534 | 14.41 | 0.5881 | 0.20997 | 196.3865 | 0.15505 | 13.14 | 0.54206 | 0.17406 | 200 | 0.15325 | 14.52 | 0.59064 | 0.18574 | 203.1885 | 0.19846 | 12.17 | 0.48564 | 0.1497 | 205.8945 | 0.19686 | 13.23 | 0.51668 | 0.15779 | 208.3449 | 0.19536 | 14.29 | 0.54571 | 0.16563 | 210.5485 | 0.24508 | 12.16 | 0.45356 | 0.13638 | 200.08 | 0.3112 | 9.55 | 0.35639 | 0.10462 | 214.347 | 0.29809 | 11.27 | 0.45027 | 0.11984 | 204.6292 | 0.3068 | 10.91 | 0.4365 | 0.11393 | 208.4636 | 0.43514 | 8.57 | 0.34937 | 0.08511 | 203.8396 | 0.55036 | 7.5 | 0.30392 | 0.0686 | 214.4619 | 0.59168 | 7.59 | 0.30469 | 0.06876 | 207.0679 | 0.60469 | 7.41 | 0.29763 | 0.06621 | 203.3029 | 0.82744 | 5.91 | 0.23216 | 0.04958 | 200.1773 | 0.91448 | 5.72 | 0.22088 | 0.04634 | 216.4151 | 0.87106 | 6.9 | 0.2899 | 0.05398 | 222.4199 | 0.98888 | 6.1 | 0.2557 | 0.04746 | 225.214 | 0.98138 | 6.92 | 0.29629 | 0.05112 | 225.2083 | 1.1623 | 5.84 | 0.25014 | 0.0438 | 227.5054 | 1.1553 | 6.53 | 0.27869 | 0.04677 | 229.3913 | 1.1503 | 7.23 | 0.30349 | 0.04959 | 229.4152 | 1.3774 | 6.04 | 0.25339 | 0.04149 | 220.2423 | 1.4124 | 5.88 | 0.24672 | 0.03976 | 235.5528 | 1.4884 | 6.12 | 0.25097 | 0.04057 | 231.0314 | 1.6435 | 5.54 | 0.22715 | 0.03638 | 232.4126 | 1.9016 | 5.2 | 0.20787 | 0.03303 | 224.3894 | 2.2637 | 4.37 | 0.17443 | 0.0273 | 218.9964 | 2.2967 | 4.63 | 0.18035 | 0.02769 | 222.4694 | 2.4347 | 4.38 | 0.17034 | 0.02633 | 215.6235 | 2.4817 | 4.29 | 0.16689 | 0.02551 | 218.9929 | 2.6318 | 4.05 | 0.15752 | 0.02418 | 214.5156 | 2.6648 | 4.28 | 0.16237 | 0.02456 | 214.5186 | 3.0149 | 3.79 | 0.14366 | 0.0218 | 222.4632 | 2.9489 | 4.14 | 0.15307 | 0.0234 | 207.5271 | 3.4741 | 3.73 | 0.1344 | 0.01999 | 202.7421 | 3.7281 | 3.27 | 0.1207 | 0.01788 | 210.0944 | 3.6471 | 3.56 | 0.12812 | 0.01914 | 205.3388 | 3.9942 | 3.07 | 0.11302 | 0.01673 | 202.5956 | 4.0272 | 3.24 | 0.11618 | 0.01706 | 197.8792 | 4.0852 | 3.19 | 0.11441 | 0.01667 | 191.2132 | 4.8355 | 2.69 | 0.09653 | 0.01397 | 189.0885 | 5.1586 | 2.53 | 0.09053 | 0.01304 | 187.6799 | 5.1826 | 2.67 | 0.09315 | 0.01335 | 193.7442 | 5.2936 | 2.62 | 0.09133 | 0.01329 | 195.8502 | 5.5747 | 2.49 | 0.08684 | 0.01261 | 187.082 | 7.1662 | 2.16 | 0.07948 | 0.01029 | 183.6463 | 7.2492 | 2.14 | 0.07854 | 0.01011 | 196.9993 | 8.8016 | 2.22 | 0.08772 | 0.0097 | 201.7659 | 9.0366 | 2.16 | 0.08558 | 0.00952 | 193.9413 | 9.2537 | 2.11 | 0.0835 | 0.00918 | 202.3443 | 9.0216 | 2.38 | 0.09401 | 0.01005 | 212.9049 | 10.123 | 2.34 | 0.09055 | 0.00981 | 208.4607 | 11.2433 | 2.11 | 0.08158 | 0.00886 | 204.499 | 12.1237 | 2.13 | 0.08067 | 0.00869 | 212.2112 | 13.3838 | 2.09 | 0.07727 | 0.00809 | 207.1815 | 13.6641 | 2.05 | 0.07577 | 0.00812 | 221.058 | 14.7743 | 2.19 | 0.07707 | 0.00832 | 202.0529 | 18.1253 | 1.81 | 0.06303 | 0.0067 | 203.0797 | 18.3854 | 1.79 | 0.06224 | 0.0067 | 216.3701 | 18.6055 | 1.99 | 0.07402 | 0.00723 | 215.3316 | 19.6757 | 1.89 | 0.07023 | 0.00685 | 215.4819 | 21.7866 | 1.9 | 0.07191 | 0.00673 | 212.7261 | 23.527 | 1.75 | 0.0664 | 0.00604 | 210.039 | 23.6871 | 1.74 | 0.06593 | 0.00598
223.2143 | 0.0029399 | 57.14 | 2.47 | 2.83 | 248.2622 | 0.0027598 | 136.75 | 5.72 | 4.88 | 232.0955 | 0.0028719 | 183.17 | 7.25 | 5.46 | 232.0955 | 0.011503 | 45.71 | 1.81 | 1.32 | 249.8126 | 0.011013 | 68.62 | 2.98 | 1.72 | 242.3033 | 0.025268 | 50.75 | 1.88 | 0.95768 | 224.7079 | 0.070993 | 23.7 | 0.96356 | 0.37574 | 227.0869 | 0.070543 | 26.52 | 1.1 | 0.40141 | 208.3333 | 0.10793 | 17.23 | 0.7129 | 0.2489 | 214.2398 | 0.14685 | 15.23 | 0.61866 | 0.20023 | 216.6667 | 0.14575 | 16.63 | 0.66292 | 0.21124 | 218.8184 | 0.18956 | 13.8 | 0.53824 | 0.16858 | 220.6012 | 0.18856 | 14.87 | 0.56706 | 0.17623 | 222.2346 | 0.18776 | 15.94 | 0.59421 | 0.18364 | 236.867 | 0.22807 | 14.83 | 0.5912 | 0.16456 | 225.09 | 0.28919 | 11.65 | 0.46509 | 0.12634 | 238.1633 | 0.27948 | 13.45 | 0.54705 | 0.14172 | 227.3657 | 0.28749 | 13.04 | 0.53074 | 0.13485 | 229.31 | 0.41032 | 10.07 | 0.40879 | 0.09907 | 222.3705 | 0.52175 | 8.68 | 0.34693 | 0.07868 | 232.3337 | 0.56337 | 8.69 | 0.34201 | 0.07806 | 224.3236 | 0.57557 | 8.48 | 0.33421 | 0.0752 | 218.9416 | 0.79073 | 6.69 | 0.25727 | 0.0557 | 228.7741 | 0.84195 | 7.16 | 0.30063 | 0.05726 | 243.467 | 0.81113 | 8.4 | 0.35969 | 0.06499 | 250.2224 | 0.92146 | 7.42 | 0.31706 | 0.05707 | 250.2377 | 0.92136 | 8.24 | 0.351 | 0.06029 | 250.2315 | 1.0923 | 6.96 | 0.29631 | 0.05165 | 250.2559 | 1.0913 | 7.66 | 0.32102 | 0.05429 | 250.245 | 1.0923 | 8.35 | 0.34295 | 0.05682 | 250.2711 | 1.3084 | 6.98 | 0.28632 | 0.04752 | 240.2643 | 1.3404 | 6.79 | 0.27891 | 0.04556 | 255.1822 | 1.4194 | 6.98 | 0.27955 | 0.04594 | 250.284 | 1.5674 | 6.32 | 0.25305 | 0.04119 | 250.2905 | 1.8195 | 5.88 | 0.22906 | 0.03704 | 241.6501 | 2.1656 | 4.94 | 0.19225 | 0.0306 | 234.639 | 2.2036 | 5.19 | 0.19711 | 0.03081 | 238.3601 | 2.3367 | 4.91 | 0.18613 | 0.02929 | 231.0251 | 2.3807 | 4.81 | 0.18241 | 0.02838 | 234.6353 | 2.5247 | 4.54 | 0.17214 | 0.02689 | 228.8166 | 2.5628 | 4.76 | 0.17622 | 0.02713 | 228.8199 | 2.8989 | 4.22 | 0.15589 | 0.02407 | 236.3672 | 2.8438 | 4.58 | 0.16507 | 0.02568 | 219.7346 | 3.355 | 4.1 | 0.14425 | 0.02181 | 215.4135 | 3.5921 | 3.62 | 0.13023 | 0.01962 | 222.4529 | 3.523 | 3.91 | 0.13749 | 0.02088 | 218.1725 | 3.8501 | 3.39 | 0.12188 | 0.01834 | 214.513 | 3.8901 | 3.55 | 0.12466 | 0.0186 | 209.5192 | 3.9452 | 3.5 | 0.12278 | 0.01818 | 202.461 | 4.6674 | 2.96 | 0.10362 | 0.01523 | 200.2113 | 4.9785 | 2.78 | 0.09717 | 0.01421 | 208.5332 | 4.8564 | 3.17 | 0.11726 | 0.01564 | 215.2713 | 4.9635 | 3.11 | 0.1149 | 0.01557 | 217.6113 | 5.2285 | 2.95 | 0.10919 | 0.01477 | 210.4672 | 6.6689 | 2.62 | 0.10243 | 0.01225 | 206.6021 | 6.744 | 2.59 | 0.10124 | 0.01204 | 216.6992 | 8.3134 | 2.59 | 0.10208 | 0.01115 | 221.9424 | 8.5434 | 2.52 | 0.09954 | 0.01094 | 213.3354 | 8.7435 | 2.46 | 0.09714 | 0.01055 | 220.7392 | 8.5704 | 2.74 | 0.10685 | 0.01141 | 230.6469 | 9.6618 | 2.66 | 0.10118 | 0.011 | 225.8325 | 10.7331 | 2.4 | 0.09114 | 0.00993 | 220.2297 | 11.6135 | 2.4 | 0.08901 | 0.00965 | 227.3692 | 12.8636 | 2.33 | 0.08443 | 0.00891 | 221.9802 | 13.1439 | 2.29 | 0.08278 | 0.00894 | 248.6902 | 13.8639 | 2.63 | 0.09916 | 0.00978 | 227.3095 | 17.0048 | 2.17 | 0.08098 | 0.00784 | 228.4647 | 17.2449 | 2.14 | 0.07992 | 0.00783 | 240.4112 | 17.595 | 2.33 | 0.08896 | 0.00831 | 239.2573 | 18.6152 | 2.22 | 0.08431 | 0.00786 | 237.0301 | 20.7261 | 2.2 | 0.08328 | 0.00762 | 233.9987 | 22.3664 | 2.03 | 0.07697 | 0.00685 | 231.0429 | 22.5165 | 2.01 | 0.07643 | 0.00678
248.0159 | 0.0027618 | 68.16 | 2.97 | 3.35 | 273.0884 | 0.0026128 | 160.18 | 6.67 | 5.66 | 265.252 | 0.0026568 | 228.77 | 9.78 | 6.73 | 265.252 | 0.010643 | 57.1 | 2.44 | 1.62 | 274.7939 | 0.010433 | 80.37 | 3.43 | 1.99 | 256.5564 | 0.024437 | 55.82 | 2.02 | 1.05 | 249.6754 | 0.066651 | 28.28 | 1.16 | 0.44399 | 249.7956 | 0.066631 | 31.12 | 1.28 | 0.46679 | 229.1667 | 0.10173 | 20.24 | 0.83217 | 0.28985 | 232.0931 | 0.13974 | 17.43 | 0.69387 | 0.22751 | 233.3333 | 0.13934 | 18.84 | 0.73434 | 0.23774 | 234.4483 | 0.18176 | 15.5 | 0.5904 | 0.18814 | 235.308 | 0.18136 | 16.57 | 0.61715 | 0.19527 | 250.0139 | 0.17495 | 19.42 | 0.77324 | 0.22133 | 263.1856 | 0.21426 | 17.68 | 0.71702 | 0.19428 | 250.1 | 0.27148 | 13.9 | 0.56456 | 0.14929 | 261.9796 | 0.26428 | 15.77 | 0.63891 | 0.16467 | 250.1023 | 0.27148 | 15.29 | 0.62029 | 0.1568 | 250.1563 | 0.38952 | 11.64 | 0.46633 | 0.11366 | 240.9013 | 0.49734 | 9.92 | 0.38904 | 0.08918 | 250.2055 | 0.53906 | 9.83 | 0.37878 | 0.08771 | 241.5792 | 0.55036 | 9.6 | 0.37027 | 0.08453 | 250.2189 | 0.7305 | 8.35 | 0.34876 | 0.06858 | 257.3708 | 0.78502 | 8.71 | 0.37261 | 0.06886 | 270.5189 | 0.76281 | 10 | 0.42562 | 0.07658 | 278.0249 | 0.86713 | 8.83 | 0.37499 | 0.06719 | 275.2615 | 0.87204 | 9.65 | 0.40382 | 0.06988 | 275.2546 | 1.0333 | 8.15 | 0.34087 | 0.05987 | 273.0065 | 1.0383 | 8.84 | 0.36238 | 0.06213 | 271.0988 | 1.0423 | 9.53 | 0.38179 | 0.06432 | 271.1271 | 1.2494 | 7.97 | 0.31872 | 0.05378 | 260.2863 | 1.2784 | 7.76 | 0.31062 | 0.05159 | 274.8116 | 1.3604 | 7.89 | 0.30779 | 0.0515 | 269.5366 | 1.5014 | 7.15 | 0.27866 | 0.04618 | 268.1684 | 1.7485 | 6.58 | 0.25007 | 0.04118 | 258.9108 | 2.0796 | 5.53 | 0.20993 | 0.03402 | 250.2816 | 2.1216 | 5.77 | 0.21379 | 0.03402 | 254.2508 | 2.2496 | 5.46 | 0.20184 | 0.03233 | 246.4268 | 2.2907 | 5.35 | 0.19785 | 0.03133 | 250.2777 | 2.4307 | 5.05 | 0.18669 | 0.02969 | 243.1176 | 2.4717 | 5.26 | 0.19002 | 0.02978 | 243.1211 | 2.7968 | 4.66 | 0.16808 | 0.02641 | 250.2711 | 2.7498 | 5.03 | 0.17704 | 0.02802 | 244.1496 | 3.1519 | 4.88 | 0.18135 | 0.02561 | 228.0848 | 3.471 | 3.98 | 0.13974 | 0.02141 | 247.1699 | 3.3099 | 4.65 | 0.1728 | 0.02452 | 231.0062 | 3.7221 | 3.73 | 0.13073 | 0.02 | 238.3478 | 3.654 | 4.22 | 0.15661 | 0.02181 | 232.7991 | 3.7051 | 4.16 | 0.15431 | 0.02132 | 224.9567 | 4.3783 | 3.52 | 0.13033 | 0.01786 | 222.457 | 4.6703 | 3.3 | 0.1222 | 0.01666 | 234.5998 | 4.5263 | 3.84 | 0.15109 | 0.01868 | 242.1803 | 4.6293 | 3.77 | 0.14793 | 0.01858 | 244.8127 | 4.8784 | 3.58 | 0.14052 | 0.01762 | 233.8525 | 6.2658 | 3.11 | 0.12355 | 0.01432 | 229.5579 | 6.3338 | 3.07 | 0.12214 | 0.01407 | 236.3992 | 7.9012 | 2.97 | 0.116 | 0.01266 | 242.119 | 8.1262 | 2.9 | 0.11305 | 0.01242 | 232.7295 | 8.3123 | 2.83 | 0.11037 | 0.01198 | 239.1341 | 8.1843 | 3.12 | 0.11942 | 0.01282 | 248.389 | 9.2636 | 2.99 | 0.11165 | 0.01224 | 243.2042 | 10.2929 | 2.7 | 0.10056 | 0.01103 | 235.9604 | 11.1633 | 2.67 | 0.09727 | 0.01064 | 242.5271 | 12.4134 | 2.58 | 0.09152 | 0.00975 | 236.7789 | 12.6736 | 2.53 | 0.08972 | 0.00978 | 276.3225 | 13.1035 | 3.1 | 0.11925 | 0.0113 | 252.5661 | 16.0844 | 2.55 | 0.09733 | 0.00903 | 253.8496 | 16.3044 | 2.52 | 0.09603 | 0.00901 | 264.4523 | 16.7446 | 2.7 | 0.10304 | 0.00944 | 263.1831 | 17.7347 | 2.57 | 0.09757 | 0.0089 | 258.5783 | 19.8256 | 2.51 | 0.0942 | 0.00853 | 255.2714 | 21.3759 | 2.31 | 0.08712 | 0.00768 | 252.0468 | 21.516 | 2.3 | 0.08652 | 0.00761
272.8175 | 0.0026147 | 79.84 | 3.45 | 3.88 | 297.9146 | 0.0024897 | 184.85 | 7.59 | 6.47 | 298.4085 | 0.0024877 | 277.77 | 12.06 | 8.06 | 298.4085 | 0.0099628 | 69.33 | 3.01 | 1.94 | 299.7752 | 0.0099388 | 92.75 | 3.87 | 2.28 | 285.0627 | 0.023017 | 66.45 | 2.53 | 1.23 | 274.643 | 0.063079 | 33.14 | 1.36 | 0.51541 | 272.5043 | 0.063359 | 35.97 | 1.45 | 0.53491 | 250 | 0.096629 | 23.42 | 0.94794 | 0.33262 | 249.9464 | 0.13374 | 19.74 | 0.76808 | 0.25582 | 250 | 0.13374 | 21.15 | 0.80508 | 0.26516 | 250.0781 | 0.17485 | 17.26 | 0.64221 | 0.20834 | 264.7215 | 0.16925 | 20.17 | 0.80185 | 0.23506 | 277.7932 | 0.16465 | 23.14 | 0.93665 | 0.26098 | 289.5042 | 0.20306 | 20.7 | 0.83614 | 0.22535 | 275.11 | 0.25697 | 16.29 | 0.65887 | 0.17331 | 285.7959 | 0.25147 | 18.22 | 0.72758 | 0.18857 | 272.8389 | 0.25817 | 17.67 | 0.70683 | 0.1797 | 271.0027 | 0.37181 | 13.3 | 0.52255 | 0.12883 | 259.4322 | 0.47643 | 11.21 | 0.43048 | 0.10006 | 285.9492 | 0.49934 | 12.26 | 0.51235 | 0.10797 | 276.0906 | 0.50924 | 11.99 | 0.50139 | 0.10414 | 281.4963 | 0.68318 | 10.14 | 0.43107 | 0.0822 | 285.9676 | 0.7393 | 10.37 | 0.44051 | 0.08107 | 297.5707 | 0.7232 | 11.7 | 0.48912 | 0.08869 | 305.8274 | 0.82251 | 10.32 | 0.43074 | 0.07775 | 300.2853 | 0.83082 | 11.13 | 0.45529 | 0.07986 | 300.2778 | 0.98457 | 9.4 | 0.3843 | 0.06842 | 295.757 | 0.99287 | 10.08 | 0.403 | 0.07025 | 291.9525 | 0.99997 | 10.77 | 0.42013 | 0.07208 | 291.983 | 1.1983 | 9 | 0.3507 | 0.06025 | 280.3083 | 1.2263 | 8.76 | 0.34195 | 0.05783 | 294.441 | 1.3094 | 8.84 | 0.33575 | 0.05723 | 288.7892 | 1.4444 | 8 | 0.30403 | 0.05132 | 286.0463 | 1.6865 | 7.32 | 0.27093 | 0.04545 | 276.1716 | 2.0046 | 6.15 | 0.2275 | 0.03754 | 265.9242 | 2.0486 | 6.38 | 0.23039 | 0.03733 | 270.1414 | 2.1726 | 6.03 | 0.21747 | 0.03546 | 261.8285 | 2.2116 | 5.91 | 0.21323 | 0.03438 | 265.92 | 2.3477 | 5.57 | 0.20117 | 0.03257 | 257.4187 | 2.3917 | 5.78 | 0.20378 | 0.0325 | 257.4223 | 2.7058 | 5.12 | 0.18024 | 0.02882 | 278.079 | 2.5897 | 5.97 | 0.222 | 0.03288 | 274.6683 | 2.9458 | 5.91 | 0.23319 | 0.03062 | 253.4276 | 3.2629 | 4.73 | 0.17553 | 0.02513 | 278.0661 | 3.0959 | 5.64 | 0.22211 | 0.02929 | 256.6735 | 3.502 | 4.43 | 0.16399 | 0.02344 | 268.1412 | 3.4159 | 5.12 | 0.20127 | 0.02604 | 261.8989 | 3.462 | 5.04 | 0.19842 | 0.02546 | 253.0763 | 4.0871 | 4.26 | 0.16774 | 0.02133 | 250.2642 | 4.3592 | 4 | 0.15727 | 0.01988 | 260.6665 | 4.2592 | 4.56 | 0.18214 | 0.02187 | 269.0892 | 4.3592 | 4.47 | 0.17824 | 0.02174 | 272.0141 | 4.5952 | 4.25 | 0.16926 | 0.02061 | 257.2377 | 5.9316 | 3.62 | 0.14364 | 0.01649 | 252.5137 | 5.9946 | 3.58 | 0.14203 | 0.01621 | 256.0991 | 7.549 | 3.38 | 0.12962 | 0.01423 | 262.2956 | 7.7711 | 3.3 | 0.12625 | 0.01395 | 252.1237 | 7.9432 | 3.22 | 0.12329 | 0.01346 | 257.529 | 7.8501 | 3.51 | 0.13177 | 0.01428 | 266.1311 | 8.9164 | 3.34 | 0.12198 | 0.01351 | 260.5759 | 9.9057 | 3.01 | 0.10985 | 0.01217 | 251.691 | 10.7731 | 2.96 | 0.10544 | 0.01165 | 272.843 | 11.633 | 3.1 | 0.11788 | 0.01151 | 266.3762 | 11.8833 | 3.05 | 0.11551 | 0.01152 | 303.9547 | 12.4732 | 3.59 | 0.13819 | 0.01288 | 277.8227 | 15.314 | 2.95 | 0.11273 | 0.01026 | 279.2346 | 15.5341 | 2.92 | 0.11121 | 0.01023 | 288.4934 | 16.0343 | 3.09 | 0.11656 | 0.0106 | 287.1088 | 16.9844 | 2.93 | 0.1103 | 0.00998 | 280.1265 | 19.0552 | 2.84 | 0.1048 | 0.00948 | 276.544 | 20.5255 | 2.62 | 0.09699 | 0.00854 | 273.0507 | 20.6556 | 2.6 | 0.09633 | 0.00846
297.619 | 0.0024917 | 92.14 | 3.92 | 4.44 | 322.7408 | 0.0023857 | 210.67 | 8.48 | 7.31 | 331.565 | 0.0023527 | 329.84 | 14.21 | 9.45 | 331.565 | 0.0094205 | 82.33 | 3.55 | 2.28 | 324.7564 | 0.0095226 | 105.7 | 4.29 | 2.57 | 320.6956 | 0.021596 | 80.59 | 3.23 | 1.48 | 299.6105 | 0.060097 | 38.26 | 1.54 | 0.58965 | 295.213 | 0.060588 | 41.06 | 1.62 | 0.6055 | 270.8333 | 0.092247 | 26.76 | 1.06 | 0.37705 | 267.7998 | 0.12844 | 22.14 | 0.84149 | 0.28507 | 266.6667 | 0.12874 | 23.55 | 0.87526 | 0.29343 | 281.3379 | 0.16345 | 20.99 | 0.83296 | 0.25045 | 294.1349 | 0.15944 | 24.01 | 0.97019 | 0.27685 | 305.5725 | 0.15614 | 27.07 | 1.09 | 0.30236 | 315.8227 | 0.19355 | 23.88 | 0.95084 | 0.25761 | 300.12 | 0.24477 | 18.8 | 0.74978 | 0.1983 | 309.6123 | 0.24067 | 20.78 | 0.81395 | 0.21332 | 295.5755 | 0.24677 | 20.17 | 0.79122 | 0.20344 | 291.8491 | 0.3566 | 15.03 | 0.57777 | 0.14451 | 296.494 | 0.44212 | 13.96 | 0.58087 | 0.12283 | 321.6928 | 0.46822 | 14.87 | 0.63213 | 0.12932 | 310.6019 | 0.47713 | 14.54 | 0.6191 | 0.12483 | 312.7737 | 0.64517 | 12.04 | 0.50845 | 0.09646 | 314.5643 | 0.70169 | 12.12 | 0.5058 | 0.09379 | 324.6226 | 0.68998 | 13.49 | 0.55089 | 0.10126 | 333.6299 | 0.7853 | 11.89 | 0.48493 | 0.0887 | 325.309 | 0.7958 | 12.68 | 0.50573 | 0.09018 | 325.3009 | 0.94315 | 10.71 | 0.42686 | 0.07726 | 318.5076 | 0.95375 | 11.38 | 0.44301 | 0.07864 | 312.8063 | 0.96306 | 12.05 | 0.45804 | 0.08007 | 312.8389 | 1.1543 | 10.07 | 0.38233 | 0.06692 | 300.3304 | 1.1803 | 9.81 | 0.37295 | 0.06426 | 314.0704 | 1.2643 | 9.82 | 0.36345 | 0.06312 | 308.0418 | 1.3944 | 8.89 | 0.32917 | 0.05661 | 303.9242 | 1.6314 | 8.08 | 0.29165 | 0.04982 | 293.4323 | 1.9385 | 6.79 | 0.24495 | 0.04116 | 281.5668 | 1.9835 | 7 | 0.24691 | 0.04073 | 286.0321 | 2.1046 | 6.62 | 0.23302 | 0.03868 | 277.2302 | 2.1416 | 6.49 | 0.22854 | 0.0375 | 281.5624 | 2.2726 | 6.12 | 0.21558 | 0.03552 | 286.0207 | 2.2526 | 6.87 | 0.25543 | 0.03815 | 286.0248 | 2.5497 | 6.08 | 0.22585 | 0.0338 | 312.8389 | 2.4286 | 7.23 | 0.28464 | 0.03925 | 305.187 | 2.7807 | 7.02 | 0.2806 | 0.03586 | 285.1061 | 3.0528 | 5.72 | 0.22549 | 0.03001 | 308.9624 | 2.9228 | 6.68 | 0.2672 | 0.0343 | 288.7577 | 3.2799 | 5.36 | 0.21041 | 0.02796 | 297.9347 | 3.2248 | 6.07 | 0.24213 | 0.03047 | 290.9988 | 3.2659 | 5.98 | 0.23879 | 0.02979 | 281.1959 | 3.851 | 5.06 | 0.20202 | 0.02497 | 278.0713 | 4.1071 | 4.75 | 0.18941 | 0.02326 | 286.7331 | 4.0381 | 5.32 | 0.2116 | 0.0252 | 295.9981 | 4.1371 | 5.21 | 0.20696 | 0.02504 | 299.2155 | 4.3611 | 4.95 | 0.19648 | 0.02373 | 280.623 | 5.6515 | 4.17 | 0.16304 | 0.01874 | 275.4694 | 5.7095 | 4.12 | 0.16125 | 0.01842 | 275.799 | 7.2459 | 3.81 | 0.14299 | 0.01585 | 282.4722 | 7.4629 | 3.71 | 0.1392 | 0.01554 | 271.5178 | 7.625 | 3.63 | 0.13599 | 0.01499 | 275.924 | 7.558 | 3.92 | 0.14396 | 0.01578 | 283.8732 | 8.6093 | 3.7 | 0.1322 | 0.01481 | 277.9476 | 9.5636 | 3.34 | 0.11905 | 0.01334 | 283.1524 | 10.1028 | 3.57 | 0.1358 | 0.01377 | 303.1589 | 11.0128 | 3.66 | 0.14183 | 0.01334 | 295.9736 | 11.243 | 3.59 | 0.13897 | 0.01335 | 331.587 | 11.953 | 4.11 | 0.15634 | 0.01451 | 303.0793 | 14.6637 | 3.37 | 0.1275 | 0.01153 | 304.6196 | 14.8738 | 3.33 | 0.12577 | 0.01149 | 312.5346 | 15.414 | 3.49 | 0.12965 | 0.0118 | 311.0345 | 16.3441 | 3.31 | 0.12262 | 0.01109 | 301.6747 | 18.3749 | 3.17 | 0.11515 | 0.01044 | 297.8166 | 19.7851 | 2.93 | 0.10662 | 0.00943 | 294.0546 | 19.9152 | 2.91 | 0.10591 | 0.00933
322.4206 | 0.0023866 | 105.02 | 4.39 | 5.01 | 347.567 | 0.0022966 | 237.56 | 9.36 | 8.17 | 364.7215 | 0.0022416 | 384.69 | 16.27 | 10.89 | 364.7215 | 0.0089763 | 96.03 | 4.06 | 2.63 | 349.7377 | 0.0091664 | 119.19 | 4.72 | 2.87 | 356.3284 | 0.020455 | 95.59 | 3.88 | 1.73 | 324.578 | 0.057556 | 43.62 | 1.72 | 0.66637 | 317.9217 | 0.058197 | 46.37 | 1.79 | 0.67831 | 291.6667 | 0.088476 | 30.25 | 1.17 | 0.42298 | 285.6531 | 0.12384 | 24.64 | 0.91423 | 0.31518 | 300 | 0.12053 | 28.61 | 1.13 | 0.35227 | 312.5977 | 0.15424 | 24.97 | 1.01 | 0.29457 | 323.5484 | 0.15144 | 28.07 | 1.13 | 0.32036 | 333.3519 | 0.14904 | 31.2 | 1.24 | 0.34524 | 342.1413 | 0.18555 | 27.21 | 1.06 | 0.29093 | 325.1301 | 0.23446 | 21.44 | 0.83823 | 0.22413 | 333.4286 | 0.23136 | 23.45 | 0.89852 | 0.23882 | 318.312 | 0.23706 | 22.78 | 0.87394 | 0.22793 | 333.5418 | 0.33189 | 18.7 | 0.77757 | 0.17723 | 333.5557 | 0.4153 | 16.91 | 0.71552 | 0.14677 | 357.4365 | 0.44331 | 17.64 | 0.74432 | 0.15158 | 345.1132 | 0.45132 | 17.26 | 0.72948 | 0.14644 | 344.051 | 0.61395 | 14.04 | 0.58261 | 0.11128 | 343.1611 | 0.67027 | 13.96 | 0.5692 | 0.10698 | 351.6745 | 0.66197 | 15.35 | 0.61129 | 0.11422 | 361.4324 | 0.75378 | 13.53 | 0.53788 | 0.09999 | 350.3328 | 0.76579 | 14.3 | 0.55531 | 0.10081 | 350.324 | 0.90763 | 12.07 | 0.46869 | 0.08636 | 341.2581 | 0.91994 | 12.73 | 0.4825 | 0.08726 | 333.66 | 0.93074 | 13.39 | 0.49555 | 0.08828 | 333.6948 | 1.1153 | 11.18 | 0.41362 | 0.07377 | 320.3524 | 1.1393 | 10.9 | 0.40365 | 0.07087 | 333.6997 | 1.2243 | 10.83 | 0.39092 | 0.06916 | 327.2944 | 1.3504 | 9.81 | 0.35411 | 0.06203 | 321.8021 | 1.5824 | 8.86 | 0.31223 | 0.0543 | 310.693 | 1.8795 | 7.45 | 0.2623 | 0.04486 | 312.852 | 1.8725 | 8.31 | 0.30884 | 0.04775 | 317.8134 | 1.9875 | 7.85 | 0.2913 | 0.04533 | 308.0335 | 2.0215 | 7.7 | 0.28594 | 0.04397 | 312.8471 | 2.1456 | 7.26 | 0.26959 | 0.04164 | 321.7733 | 2.1146 | 8.31 | 0.32733 | 0.04554 | 321.7779 | 2.3926 | 7.36 | 0.28936 | 0.04033 | 347.5988 | 2.2996 | 8.57 | 0.34171 | 0.0459 | 335.7057 | 2.6447 | 8.18 | 0.32538 | 0.04131 | 316.7845 | 2.8838 | 6.79 | 0.27113 | 0.03513 | 339.8586 | 2.7807 | 7.79 | 0.30977 | 0.0395 | 320.8419 | 3.1008 | 6.35 | 0.25278 | 0.03268 | 327.7282 | 3.0668 | 7.07 | 0.28072 | 0.03507 | 320.0987 | 3.1038 | 6.97 | 0.27695 | 0.03431 | 309.3155 | 3.658 | 5.9 | 0.23447 | 0.02876 | 305.8784 | 3.9 | 5.53 | 0.21984 | 0.02679 | 312.7998 | 3.854 | 6.12 | 0.23999 | 0.02866 | 322.907 | 3.951 | 5.99 | 0.2346 | 0.02846 | 326.4169 | 4.166 | 5.69 | 0.22267 | 0.02696 | 304.0082 | 5.4124 | 4.74 | 0.18195 | 0.02107 | 298.4252 | 5.4664 | 4.69 | 0.17998 | 0.02072 | 295.499 | 6.9808 | 4.25 | 0.15617 | 0.01752 | 302.6488 | 7.1948 | 4.14 | 0.15196 | 0.01716 | 290.9119 | 7.3469 | 4.05 | 0.14851 | 0.01656 | 294.3189 | 7.3019 | 4.35 | 0.15601 | 0.01732 | 319.3573 | 8.0951 | 4.45 | 0.17005 | 0.01752 | 312.6911 | 8.9903 | 4.02 | 0.15311 | 0.01576 | 314.6138 | 9.5665 | 4.21 | 0.16336 | 0.01597 | 333.4748 | 10.4925 | 4.25 | 0.16435 | 0.01524 | 325.5709 | 10.7127 | 4.17 | 0.16104 | 0.01524 | 359.2192 | 11.5028 | 4.64 | 0.1739 | 0.01619 | 328.3359 | 14.1034 | 3.81 | 0.1418 | 0.01284 | 330.0045 | 14.3135 | 3.76 | 0.13986 | 0.01278 | 336.5757 | 14.8837 | 3.9 | 0.14242 | 0.01302 | 334.9603 | 15.7838 | 3.71 | 0.13462 | 0.01222 | 344.7711 | 17.2643 | 3.88 | 0.15265 | 0.01244 | 340.3618 | 18.5746 | 3.59 | 0.14156 | 0.01125 | 336.0624 | 18.6846 | 3.56 | 0.14065 | 0.01114
347.2222 | 0.0022976 | 118.43 | 4.84 | 5.6 | 397.2195 | 0.0021505 | 294.2 | 12.44 | 9.94 | 397.878 | 0.0021496 | 442.07 | 18.27 | 12.37 | 397.878 | 0.0086061 | 110.36 | 4.56 | 2.99 | 374.719 | 0.0088573 | 133.17 | 5.13 | 3.18 | 391.9612 | 0.019525 | 111.36 | 4.49 | 1.99 | 349.5456 | 0.055385 | 49.21 | 1.9 | 0.74529 | 340.6304 | 0.056126 | 51.89 | 1.96 | 0.75308 | 312.5 | 0.085204 | 33.88 | 1.28 | 0.47025 | 321.3597 | 0.11613 | 29.9 | 1.18 | 0.37774 | 333.3333 | 0.11393 | 33.99 | 1.37 | 0.41379 | 343.8575 | 0.14674 | 29.16 | 1.17 | 0.34043 | 352.9619 | 0.14474 | 32.33 | 1.28 | 0.36538 | 361.1312 | 0.14314 | 35.52 | 1.38 | 0.38943 | 368.4598 | 0.17875 | 30.67 | 1.17 | 0.32516 | 350.1401 | 0.22556 | 24.18 | 0.92474 | 0.25072 | 381.0613 | 0.21625 | 29.09 | 1.2 | 0.29178 | 363.7852 | 0.22126 | 28.29 | 1.17 | 0.27889 | 375.2345 | 0.31258 | 22.61 | 0.95586 | 0.21149 | 370.6174 | 0.39379 | 20.03 | 0.84141 | 0.17167 | 393.1801 | 0.423 | 20.55 | 0.85148 | 0.17462 | 379.6245 | 0.43031 | 20.13 | 0.83502 | 0.16883 | 375.3284 | 0.58794 | 16.14 | 0.65441 | 0.12656 | 371.7578 | 0.64376 | 15.88 | 0.63112 | 0.12056 | 378.7264 | 0.63796 | 17.29 | 0.67054 | 0.12754 | 389.2349 | 0.72677 | 15.24 | 0.58979 | 0.11158 | 375.3566 | 0.73978 | 15.97 | 0.60414 | 0.1117 | 375.3472 | 0.87682 | 13.48 | 0.50988 | 0.09569 | 364.0086 | 0.89022 | 14.12 | 0.52151 | 0.09608 | 354.5138 | 0.90213 | 14.76 | 0.5327 | 0.09667 | 354.5508 | 1.0813 | 12.33 | 0.44461 | 0.08077 | 340.3744 | 1.1043 | 12.03 | 0.43408 | 0.07763 | 353.3291 | 1.1893 | 11.88 | 0.41815 | 0.07532 | 346.547 | 1.3103 | 10.76 | 0.37884 | 0.06757 | 357.5579 | 1.4984 | 10.5 | 0.38912 | 0.06355 | 345.2145 | 1.7785 | 8.83 | 0.32718 | 0.05251 | 351.9585 | 1.7614 | 10.05 | 0.39486 | 0.05692 | 357.5401 | 1.8705 | 9.48 | 0.37221 | 0.054 | 346.5377 | 1.9005 | 9.31 | 0.36569 | 0.05242 | 351.9529 | 2.0185 | 8.78 | 0.34462 | 0.04961 | 357.5259 | 2.0025 | 9.85 | 0.39279 | 0.05324 | 357.531 | 2.2666 | 8.71 | 0.34718 | 0.04713 | 382.3587 | 2.1935 | 9.97 | 0.39541 | 0.05278 | 366.2243 | 2.5316 | 9.4 | 0.36835 | 0.04694 | 348.463 | 2.7457 | 7.91 | 0.3142 | 0.04044 | 370.7549 | 2.6617 | 8.95 | 0.3506 | 0.04487 | 352.9261 | 2.9537 | 7.39 | 0.29272 | 0.03758 | 357.5217 | 2.9347 | 8.12 | 0.31777 | 0.03983 | 349.1986 | 2.9697 | 8.01 | 0.3136 | 0.03897 | 337.435 | 3.4959 | 6.78 | 0.26567 | 0.03269 | 333.6856 | 3.7269 | 6.36 | 0.24912 | 0.03044 | 338.8664 | 3.6969 | 6.96 | 0.26757 | 0.03223 | 349.8159 | 3.7919 | 6.81 | 0.26145 | 0.03198 | 353.6183 | 4 | 6.46 | 0.24811 | 0.03029 | 327.3935 | 5.2073 | 5.33 | 0.20045 | 0.02347 | 321.381 | 5.2573 | 5.27 | 0.19833 | 0.02308 | 315.1989 | 6.7477 | 4.71 | 0.16918 | 0.01923 | 322.8254 | 6.9597 | 4.59 | 0.16454 | 0.01883 | 310.306 | 7.1028 | 4.48 | 0.16086 | 0.01817 | 331.1088 | 6.8707 | 5.24 | 0.20057 | 0.02052 | 354.8415 | 7.6809 | 5.25 | 0.20429 | 0.02033 | 347.4345 | 8.5281 | 4.74 | 0.18395 | 0.01827 | 346.0752 | 9.1233 | 4.88 | 0.18926 | 0.01825 | 363.7907 | 10.0623 | 4.86 | 0.1859 | 0.01719 | 355.1683 | 10.2625 | 4.77 | 0.18216 | 0.01719 | 386.8515 | 11.1126 | 5.2 | 0.19098 | 0.0179 | 353.5925 | 13.6232 | 4.26 | 0.15575 | 0.01417 | 355.3895 | 13.8233 | 4.21 | 0.15359 | 0.0141 | 384.6579 | 14.0033 | 4.78 | 0.18861 | 0.01554 | 382.8118 | 14.8734 | 4.53 | 0.17804 | 0.01456 | 387.8675 | 16.3939 | 4.63 | 0.1859 | 0.0145 | 382.907 | 17.6141 | 4.28 | 0.17256 | 0.01314 | 378.0702 | 17.7141 | 4.26 | 0.17149 | 0.01301
372.0238 | 0.0022196 | 132.33 | 5.29 | 6.2 | 446.8719 | 0.0020385 | 354.32 | 15.18 | 11.78 | 431.0345 | 0.0020715 | 501.77 | 20.22 | 13.89 | 431.0345 | 0.008294 | 125.27 | 5.05 | 3.36 | 399.7002 | 0.0085882 | 147.62 | 5.54 | 3.5 | 427.5941 | 0.018745 | 127.83 | 5.07 | 2.26 | 374.5131 | 0.053504 | 55 | 2.07 | 0.82616 | 363.3391 | 0.054315 | 57.59 | 2.12 | 0.82963 | 333.3333 | 0.082343 | 37.64 | 1.39 | 0.51875 | 357.0663 | 0.10993 | 35.48 | 1.42 | 0.44297 | 366.6667 | 0.10853 | 39.67 | 1.59 | 0.47758 | 375.1172 | 0.14044 | 33.55 | 1.33 | 0.38778 | 382.3754 | 0.13914 | 36.77 | 1.43 | 0.41169 | 388.9105 | 0.13793 | 40.01 | 1.52 | 0.43476 | 421.097 | 0.16764 | 37.96 | 1.56 | 0.39598 | 400.1601 | 0.21115 | 29.96 | 1.24 | 0.30583 | 428.6939 | 0.20455 | 35.09 | 1.47 | 0.34688 | 409.2583 | 0.20895 | 34.15 | 1.44 | 0.33202 | 416.9272 | 0.29727 | 26.75 | 1.12 | 0.24701 | 407.6792 | 0.37629 | 23.3 | 0.96145 | 0.19739 | 428.9238 | 0.4062 | 23.59 | 0.95485 | 0.19831 | 414.1358 | 0.4128 | 23.12 | 0.93695 | 0.19189 | 406.6058 | 0.56603 | 18.33 | 0.72432 | 0.14225 | 400.3546 | 0.62105 | 17.87 | 0.69177 | 0.13449 | 405.7783 | 0.61715 | 19.3 | 0.72878 | 0.14117 | 417.0374 | 0.70346 | 17 | 0.64078 | 0.12342 | 400.3804 | 0.71707 | 17.71 | 0.65227 | 0.12283 | 400.3703 | 0.8499 | 14.94 | 0.55048 | 0.10522 | 386.7592 | 0.86411 | 15.56 | 0.56007 | 0.10509 | 375.3675 | 0.87682 | 16.18 | 0.56949 | 0.10523 | 375.4067 | 1.0513 | 13.51 | 0.47531 | 0.08791 | 360.3964 | 1.0723 | 13.18 | 0.46424 | 0.08454 | 392.5879 | 1.1293 | 14.05 | 0.51973 | 0.088 | 385.0523 | 1.2433 | 12.74 | 0.47113 | 0.07897 | 402.2526 | 1.4153 | 12.67 | 0.49557 | 0.07555 | 388.3663 | 1.6774 | 10.66 | 0.41707 | 0.06245 | 391.0649 | 1.6724 | 11.89 | 0.47296 | 0.06644 | 397.2668 | 1.7764 | 11.21 | 0.44565 | 0.063 | 385.0419 | 1.8034 | 11.01 | 0.43814 | 0.0612 | 391.0588 | 1.9165 | 10.38 | 0.41274 | 0.0579 | 393.2785 | 1.9115 | 11.46 | 0.45433 | 0.06121 | 393.2841 | 2.1635 | 10.14 | 0.40153 | 0.05417 | 417.1185 | 2.1055 | 11.44 | 0.44675 | 0.05985 | 396.743 | 2.4356 | 10.67 | 0.40995 | 0.05272 | 380.1414 | 2.6296 | 9.08 | 0.35548 | 0.04592 | 401.6511 | 2.5616 | 10.16 | 0.39011 | 0.05039 | 385.0103 | 2.8317 | 8.48 | 0.33099 | 0.04263 | 387.3151 | 2.8237 | 9.22 | 0.35364 | 0.04472 | 378.2985 | 2.8547 | 9.09 | 0.34912 | 0.04377 | 365.5546 | 3.3578 | 7.7 | 0.29594 | 0.03674 | 361.4927 | 3.5799 | 7.23 | 0.27752 | 0.03421 | 364.9331 | 3.5629 | 7.82 | 0.29452 | 0.03589 | 376.7249 | 3.6569 | 7.65 | 0.28766 | 0.0356 | 380.8197 | 3.8579 | 7.27 | 0.27292 | 0.03371 | 350.7787 | 5.0292 | 5.95 | 0.21863 | 0.02593 | 344.3368 | 5.0762 | 5.88 | 0.21636 | 0.0255 | 354.5988 | 6.3585 | 5.68 | 0.21726 | 0.02277 | 363.1785 | 6.5655 | 5.52 | 0.211 | 0.02227 | 349.0943 | 6.6926 | 5.4 | 0.20651 | 0.02151 | 367.8986 | 6.5245 | 6.18 | 0.24084 | 0.02383 | 390.3256 | 7.3407 | 6.09 | 0.23637 | 0.02324 | 382.178 | 8.1489 | 5.49 | 0.21286 | 0.02087 | 377.5366 | 8.7521 | 5.59 | 0.21401 | 0.02059 | 394.1066 | 9.6942 | 5.5 | 0.20671 | 0.01919 | 384.7656 | 9.8873 | 5.39 | 0.20257 | 0.01918 | 442.116 | 10.4823 | 6.37 | 0.25262 | 0.02141 | 404.1057 | 12.8228 | 5.22 | 0.20615 | 0.01692 | 406.1594 | 13.0129 | 5.15 | 0.20324 | 0.01682 | 432.7402 | 13.3129 | 5.7 | 0.22949 | 0.01814 | 430.6632 | 14.143 | 5.4 | 0.21644 | 0.01696 | 430.9639 | 15.6835 | 5.42 | 0.21668 | 0.01662 | 425.4523 | 16.8437 | 5.02 | 0.20128 | 0.01507 | 420.0781 | 16.9338 | 4.98 | 0.20008 | 0.01493
396.8254 | 0.0021515 | 146.7 | 5.73 | 6.82 | 496.5243 | 0.0019494 | 417.47 | 17.73 | 13.67 | 464.191 | 0.0020055 | 563.57 | 22.12 | 15.44 | 464.191 | 0.0080288 | 140.71 | 5.52 | 3.73 | 424.6815 | 0.00835 | 162.5 | 5.95 | 3.82 | 463.2269 | 0.018094 | 144.94 | 5.63 | 2.53 | 399.4807 | 0.051863 | 60.98 | 2.24 | 0.90874 | 408.7565 | 0.051303 | 69.54 | 2.72 | 0.98733 | 375 | 0.07757 | 45.53 | 1.79 | 0.61897 | 392.773 | 0.10493 | 41.35 | 1.65 | 0.51044 | 400 | 0.10403 | 45.6 | 1.8 | 0.5433 | 406.377 | 0.13513 | 38.13 | 1.48 | 0.43639 | 411.7889 | 0.13423 | 41.39 | 1.57 | 0.45912 | 444.4691 | 0.12963 | 49.44 | 2.03 | 0.52831 | 473.7341 | 0.15904 | 45.68 | 1.91 | 0.46929 | 450.1801 | 0.20005 | 36.09 | 1.51 | 0.36304 | 476.3266 | 0.19524 | 41.4 | 1.73 | 0.40365 | 454.7315 | 0.19915 | 40.34 | 1.69 | 0.38687 | 458.62 | 0.28477 | 31.09 | 1.28 | 0.28353 | 444.7409 | 0.36168 | 26.72 | 1.08 | 0.22377 | 464.6674 | 0.39199 | 26.76 | 1.06 | 0.22254 | 448.6472 | 0.39799 | 26.23 | 1.04 | 0.21549 | 437.8831 | 0.54722 | 20.59 | 0.79261 | 0.15829 | 428.9514 | 0.60144 | 19.94 | 0.7513 | 0.14871 | 432.8302 | 0.59904 | 21.38 | 0.7861 | 0.15506 | 444.8399 | 0.68315 | 18.82 | 0.69093 | 0.13549 | 425.4041 | 0.69706 | 19.49 | 0.69975 | 0.13417 | 425.3935 | 0.82629 | 16.45 | 0.59054 | 0.11493 | 409.5097 | 0.841 | 17.04 | 0.5982 | 0.11427 | 417.0751 | 0.8338 | 19.13 | 0.70655 | 0.12282 | 417.1185 | 0.99944 | 15.97 | 0.58963 | 0.10258 | 400.4405 | 1.0182 | 15.6 | 0.57668 | 0.09875 | 441.6614 | 1.0692 | 16.93 | 0.66 | 0.1044 | 433.1838 | 1.1773 | 15.34 | 0.59865 | 0.09372 | 446.9473 | 1.3483 | 14.95 | 0.59182 | 0.08795 | 431.5181 | 1.5974 | 12.58 | 0.49844 | 0.07274 | 430.1714 | 1.5994 | 13.82 | 0.54619 | 0.07626 | 436.9935 | 1.7004 | 13.03 | 0.51446 | 0.07228 | 423.5461 | 1.7244 | 12.8 | 0.50611 | 0.07026 | 430.1647 | 1.8334 | 12.06 | 0.4766 | 0.06644 | 429.0311 | 1.8354 | 13.14 | 0.51313 | 0.0694 | 429.0372 | 2.0785 | 11.62 | 0.45345 | 0.0614 | 451.8784 | 2.0305 | 12.96 | 0.49627 | 0.0671 | 427.2617 | 2.3535 | 11.98 | 0.45043 | 0.05864 | 411.8199 | 2.5326 | 10.3 | 0.3954 | 0.05154 | 432.5473 | 2.4766 | 11.41 | 0.42855 | 0.05603 | 417.0945 | 2.7276 | 9.61 | 0.36796 | 0.0478 | 417.1086 | 2.7276 | 10.35 | 0.38856 | 0.04972 | 407.3984 | 2.7576 | 10.22 | 0.38371 | 0.04869 | 393.6742 | 3.2408 | 8.66 | 0.32546 | 0.04089 | 389.2998 | 3.4538 | 8.12 | 0.30523 | 0.03806 | 390.9997 | 3.4468 | 8.72 | 0.32093 | 0.03964 | 403.6338 | 3.5388 | 8.53 | 0.31332 | 0.03929 | 408.0212 | 3.7349 | 8.1 | 0.29721 | 0.0372 | 374.164 | 4.8731 | 6.58 | 0.23652 | 0.02845 | 367.2926 | 4.9162 | 6.51 | 0.2341 | 0.02798 | 393.9986 | 6.0464 | 6.69 | 0.26064 | 0.02644 | 403.5317 | 6.2494 | 6.51 | 0.25287 | 0.02583 | 387.8825 | 6.3645 | 6.37 | 0.2477 | 0.02496 | 404.6885 | 6.2414 | 7.17 | 0.27852 | 0.02725 | 425.8097 | 7.0576 | 6.97 | 0.26693 | 0.02622 | 416.9215 | 7.8318 | 6.28 | 0.24041 | 0.02354 | 408.998 | 8.438 | 6.32 | 0.23789 | 0.023 | 424.4225 | 9.38 | 6.16 | 0.22692 | 0.02124 | 414.363 | 9.5642 | 6.04 | 0.2224 | 0.02122 | 497.3805 | 9.9991 | 7.6 | 0.30692 | 0.02502 | 454.6189 | 12.2126 | 6.23 | 0.25068 | 0.01975 | 456.9293 | 12.3826 | 6.15 | 0.24712 | 0.01963 | 480.8224 | 12.7627 | 6.67 | 0.26722 | 0.0208 | 478.5147 | 13.5627 | 6.31 | 0.25188 | 0.01941 | 474.0603 | 15.1032 | 6.24 | 0.24575 | 0.01878 | 467.9975 | 16.2134 | 5.78 | 0.22843 | 0.01705 | 462.0859 | 16.2935 | 5.74 | 0.22711 | 0.01689
446.4286 | 0.0020395 | 176.69 | 7.25 | 8.08 | 546.1768 | 0.0018774 | 483.28 | 20.15 | 15.59 | 497.3475 | 0.0019485 | 627.3 | 23.98 | 17.01 | 497.3475 | 0.0077997 | 156.63 | 5.99 | 4.11 | 449.6628 | 0.0081399 | 177.78 | 6.35 | 4.15 | 498.8597 | 0.017544 | 162.63 | 6.17 | 2.81 | 449.4158 | 0.049142 | 73.47 | 2.86 | 1.08 | 454.1739 | 0.048912 | 82.12 | 3.26 | 1.15 | 416.6667 | 0.073768 | 53.87 | 2.15 | 0.72278 | 428.4796 | 0.10072 | 47.48 | 1.87 | 0.57977 | 433.3333 | 0.10022 | 51.78 | 2 | 0.61065 | 437.6368 | 0.13063 | 42.88 | 1.63 | 0.48609 | 470.6159 | 0.12643 | 51.06 | 2.09 | 0.55676 | 500.0278 | 0.12333 | 59.41 | 2.47 | 0.62486 | 526.3712 | 0.15233 | 53.78 | 2.23 | 0.54449 | 500.2001 | 0.19124 | 42.54 | 1.77 | 0.42185 | 523.9592 | 0.18764 | 47.99 | 1.96 | 0.46172 | 500.2046 | 0.19124 | 46.8 | 1.92 | 0.44309 | 500.3127 | 0.27446 | 35.6 | 1.43 | 0.32087 | 481.8027 | 0.34947 | 30.27 | 1.19 | 0.2507 | 500.4111 | 0.37988 | 30.02 | 1.15 | 0.24722 | 483.1585 | 0.38549 | 29.45 | 1.13 | 0.23956 | 469.1605 | 0.53101 | 22.93 | 0.85946 | 0.17462 | 457.5481 | 0.58433 | 22.06 | 0.80981 | 0.1632 | 459.8821 | 0.58303 | 23.51 | 0.84254 | 0.16919 | 472.6423 | 0.66524 | 20.69 | 0.74029 | 0.14776 | 450.4279 | 0.67935 | 21.32 | 0.74661 | 0.14569 | 450.4166 | 0.80528 | 17.99 | 0.63007 | 0.1248 | 455.0108 | 0.80168 | 20.11 | 0.73995 | 0.13307 | 469.2094 | 0.79108 | 23.01 | 0.89551 | 0.1455 | 469.2584 | 0.94821 | 19.21 | 0.74725 | 0.1215 | 450.4955 | 0.96522 | 18.78 | 0.73187 | 0.1171 | 490.7349 | 1.0212 | 19.94 | 0.78645 | 0.12129 | 481.3153 | 1.1242 | 18.08 | 0.71367 | 0.10892 | 491.6421 | 1.2943 | 17.34 | 0.68167 | 0.10067 | 474.6699 | 1.5323 | 14.6 | 0.57449 | 0.0833 | 469.2779 | 1.5393 | 15.83 | 0.61596 | 0.08633 | 476.7202 | 1.6374 | 14.92 | 0.57998 | 0.08178 | 462.0503 | 1.6594 | 14.66 | 0.57088 | 0.07954 | 469.2706 | 1.7644 | 13.82 | 0.53744 | 0.0752 | 464.7837 | 1.7724 | 14.89 | 0.56979 | 0.07778 | 464.7903 | 2.0064 | 13.17 | 0.50349 | 0.06879 | 486.6383 | 1.9674 | 14.54 | 0.54429 | 0.07448 | 457.7804 | 2.2825 | 13.35 | 0.48994 | 0.06467 | 443.4983 | 2.4486 | 11.57 | 0.43421 | 0.05729 | 463.4436 | 2.4025 | 12.7 | 0.46607 | 0.06177 | 449.1786 | 2.6396 | 10.79 | 0.40388 | 0.05309 | 446.9021 | 2.6456 | 11.53 | 0.42266 | 0.05482 | 436.4982 | 2.6726 | 11.38 | 0.41752 | 0.0537 | 421.7938 | 3.1387 | 9.65 | 0.35433 | 0.04512 | 417.1069 | 3.3448 | 9.05 | 0.33233 | 0.04201 | 417.0664 | 3.3448 | 9.65 | 0.34685 | 0.04347 | 430.5427 | 3.4368 | 9.43 | 0.33849 | 0.04306 | 435.2226 | 3.6278 | 8.95 | 0.32104 | 0.04076 | 420.9345 | 4.612 | 7.92 | 0.30235 | 0.03363 | 413.2042 | 4.651 | 7.83 | 0.29944 | 0.03308 | 433.3985 | 5.7913 | 7.76 | 0.30116 | 0.03021 | 443.8849 | 5.9913 | 7.54 | 0.29195 | 0.02949 | 426.6708 | 6.0953 | 7.38 | 0.28619 | 0.02852 | 441.4784 | 6.0053 | 8.2 | 0.31438 | 0.03075 | 461.2939 | 6.8185 | 7.88 | 0.29633 | 0.02926 | 451.6649 | 7.5646 | 7.1 | 0.26693 | 0.02626 | 440.4593 | 8.1689 | 7.08 | 0.26106 | 0.02545 | 485.0543 | 8.8698 | 7.54 | 0.29965 | 0.02543 | 473.5577 | 9.0379 | 7.4 | 0.29381 | 0.0254 | 552.645 | 9.6129 | 8.89 | 0.35685 | 0.0287 | 505.1321 | 11.7123 | 7.28 | 0.29174 | 0.02265 | 507.6993 | 11.8824 | 7.18 | 0.28759 | 0.02249 | 528.9046 | 12.3224 | 7.68 | 0.30276 | 0.0235 | 526.3662 | 13.0925 | 7.26 | 0.28526 | 0.02191 | 517.1567 | 14.623 | 7.09 | 0.27351 | 0.02097 | 510.5427 | 15.6832 | 6.57 | 0.25438 | 0.01906 | 504.0937 | 15.7632 | 6.53 | 0.25295 | 0.01888
496.0317 | 0.0019504 | 208.2 | 8.63 | 9.38 | 595.8292 | 0.0018184 | 551.43 | 22.46 | 17.55 | 530.504 | 0.0018984 | 692.8 | 25.81 | 18.6 | 530.504 | 0.0076006 | 172.99 | 6.45 | 4.5 | 499.6253 | 0.0077848 | 209.44 | 7.81 | 4.81 | 534.4926 | 0.017064 | 180.84 | 6.7 | 3.09 | 499.3508 | 0.046981 | 86.59 | 3.42 | 1.25 | 499.5912 | 0.046971 | 95.28 | 3.76 | 1.32 | 458.3333 | 0.070667 | 62.6 | 2.48 | 0.8295 | 464.1862 | 0.097203 | 53.85 | 2.08 | 0.65067 | 466.6667 | 0.096983 | 58.17 | 2.2 | 0.67937 | 500.1563 | 0.12333 | 52.82 | 2.15 | 0.58813 | 529.4429 | 0.12053 | 61.28 | 2.54 | 0.65723 | 555.5864 | 0.11823 | 69.86 | 2.88 | 0.72361 | 579.0083 | 0.14683 | 62.22 | 2.53 | 0.62108 | 550.2201 | 0.18414 | 49.26 | 2.01 | 0.48187 | 571.5919 | 0.18144 | 54.83 | 2.19 | 0.52078 | 545.6778 | 0.18474 | 53.51 | 2.14 | 0.50037 | 542.0054 | 0.26576 | 40.27 | 1.58 | 0.35886 | 518.8644 | 0.33897 | 33.93 | 1.3 | 0.27809 | 536.1547 | 0.36948 | 33.39 | 1.25 | 0.27226 | 517.6698 | 0.37468 | 32.77 | 1.23 | 0.26401 | 500.4379 | 0.51691 | 25.34 | 0.92501 | 0.1912 | 486.1449 | 0.56932 | 24.25 | 0.86736 | 0.17791 | 486.9339 | 0.56892 | 25.7 | 0.89815 | 0.18353 | 500.4448 | 0.64944 | 22.61 | 0.78889 | 0.1602 | 500.4755 | 0.64944 | 25.12 | 0.9205 | 0.16922 | 500.4629 | 0.76987 | 21.2 | 0.77672 | 0.14495 | 511.8872 | 0.76286 | 24.14 | 0.93492 | 0.15722 | 521.3438 | 0.75726 | 27.09 | 1.07 | 0.16878 | 521.3982 | 0.90769 | 22.61 | 0.88906 | 0.14093 | 500.5506 | 0.9228 | 22.12 | 0.87168 | 0.13598 | 539.8084 | 0.9829 | 23.09 | 0.90412 | 0.13854 | 529.4469 | 1.0812 | 20.95 | 0.82078 | 0.12447 | 536.3368 | 1.2493 | 19.82 | 0.76691 | 0.11364 | 517.8217 | 1.4783 | 16.69 | 0.64671 | 0.09409 | 508.3844 | 1.4893 | 17.91 | 0.68302 | 0.09659 | 516.4468 | 1.5843 | 16.88 | 0.64294 | 0.09146 | 500.5545 | 1.6043 | 16.6 | 0.63317 | 0.08902 | 508.3765 | 1.7074 | 15.63 | 0.59592 | 0.08412 | 500.5363 | 1.7174 | 16.7 | 0.6247 | 0.08631 | 500.5434 | 1.9444 | 14.76 | 0.55198 | 0.07632 | 521.3982 | 1.9134 | 16.17 | 0.59102 | 0.08198 | 488.2991 | 2.2205 | 14.75 | 0.52861 | 0.0708 | 475.1768 | 2.3765 | 12.88 | 0.47206 | 0.06314 | 494.3398 | 2.3375 | 14.03 | 0.50276 | 0.06761 | 481.2628 | 2.5625 | 12 | 0.4389 | 0.05846 | 476.6955 | 2.5735 | 12.74 | 0.45603 | 0.06 | 465.5981 | 2.5986 | 12.57 | 0.45062 | 0.05879 | 449.9134 | 3.0497 | 10.66 | 0.38263 | 0.04943 | 444.9141 | 3.2487 | 10.01 | 0.3589 | 0.04602 | 469.1996 | 3.1757 | 11.59 | 0.44202 | 0.05131 | 484.3605 | 3.2667 | 11.32 | 0.43082 | 0.05078 | 489.6254 | 3.4497 | 10.74 | 0.40839 | 0.04804 | 467.705 | 4.4049 | 9.31 | 0.36145 | 0.03896 | 459.1157 | 4.44 | 9.22 | 0.35814 | 0.03834 | 472.7983 | 5.5792 | 8.87 | 0.33965 | 0.03407 | 484.2381 | 5.7772 | 8.61 | 0.32903 | 0.03323 | 465.4591 | 5.8722 | 8.43 | 0.32275 | 0.03215 | 478.2682 | 5.8062 | 9.27 | 0.34884 | 0.03433 | 496.778 | 6.6144 | 8.82 | 0.32478 | 0.03235 | 486.4084 | 7.3355 | 7.95 | 0.2926 | 0.02904 | 503.3821 | 7.7326 | 8.67 | 0.34439 | 0.03047 | 545.686 | 8.4766 | 9 | 0.36355 | 0.02972 | 532.7524 | 8.6327 | 8.83 | 0.35659 | 0.02969 | 607.9095 | 9.3007 | 10.22 | 0.4037 | 0.03243 | 555.6454 | 11.3121 | 8.38 | 0.33036 | 0.02559 | 558.4692 | 11.4822 | 8.26 | 0.32566 | 0.0254 | 576.9869 | 11.9523 | 8.72 | 0.33661 | 0.02624 | 574.2176 | 12.7023 | 8.23 | 0.31704 | 0.02444 | 560.2531 | 14.2228 | 7.96 | 0.3002 | 0.02318 | 553.0879 | 15.2429 | 7.39 | 0.27933 | 0.0211 | 546.1015 | 15.313 | 7.34 | 0.27782 | 0.0209
545.6349 | 0.0018774 | 241.03 | 9.92 | 10.7 | 645.4816 | 0.0017683 | 621.65 | 24.68 | 19.51 | 563.6605 | 0.0018554 | 759.92 | 27.6 | 20.2 | 563.6605 | 0.0074265 | 189.75 | 6.89 | 4.89 | 562.0784 | 0.0074346 | 250.85 | 9.8 | 5.66 | 570.1254 | 0.016654 | 199.54 | 7.22 | 3.38 | 549.2859 | 0.04523 | 100.27 | 3.93 | 1.43 | 545.0086 | 0.04537 | 108.94 | 4.23 | 1.49 | 500 | 0.068116 | 71.69 | 2.8 | 0.93853 | 499.8929 | 0.094201 | 60.44 | 2.28 | 0.72284 | 533.3333 | 0.09178 | 71.54 | 2.91 | 0.82006 | 562.6758 | 0.11772 | 63.29 | 2.62 | 0.69279 | 588.2699 | 0.11572 | 71.96 | 2.96 | 0.75971 | 611.1451 | 0.11422 | 80.71 | 3.27 | 0.82391 | 631.6454 | 0.14233 | 70.94 | 2.82 | 0.69865 | 600.2401 | 0.17824 | 56.22 | 2.24 | 0.5428 | 619.2245 | 0.17634 | 61.88 | 2.41 | 0.58056 | 591.1509 | 0.17924 | 60.44 | 2.36 | 0.55845 | 583.6981 | 0.25845 | 45.08 | 1.72 | 0.39735 | 555.9262 | 0.33006 | 37.7 | 1.4 | 0.30583 | 571.8983 | 0.36047 | 36.85 | 1.34 | 0.2976 | 552.1811 | 0.36528 | 36.18 | 1.32 | 0.28877 | 531.7153 | 0.5046 | 27.81 | 0.98932 | 0.20799 | 514.7416 | 0.55612 | 26.49 | 0.92399 | 0.19281 | 541.0377 | 0.54521 | 30.23 | 1.1 | 0.2127 | 556.0498 | 0.62282 | 26.58 | 0.96881 | 0.18549 | 563.0349 | 0.61982 | 30.09 | 1.16 | 0.19931 | 563.0208 | 0.73495 | 25.39 | 0.9779 | 0.17072 | 568.7635 | 0.73215 | 28.36 | 1.11 | 0.18191 | 573.4782 | 0.72985 | 31.33 | 1.22 | 0.19252 | 573.538 | 0.87488 | 26.15 | 1.02 | 0.16073 | 550.6057 | 0.88848 | 25.6 | 1 | 0.15526 | 588.8819 | 0.95119 | 26.35 | 1.02 | 0.15607 | 577.5784 | 1.0452 | 23.91 | 0.92214 | 0.14028 | 581.0316 | 1.2122 | 22.38 | 0.84852 | 0.12681 | 560.9735 | 1.4323 | 18.86 | 0.71593 | 0.10505 | 547.4909 | 1.4463 | 20.06 | 0.74785 | 0.10701 | 556.1735 | 1.5393 | 18.9 | 0.70377 | 0.10128 | 539.0586 | 1.5573 | 18.59 | 0.69342 | 0.09864 | 547.4824 | 1.6573 | 17.51 | 0.65245 | 0.09319 | 536.2889 | 1.6713 | 18.56 | 0.67809 | 0.09496 | 536.2966 | 1.8914 | 16.41 | 0.59913 | 0.08396 | 556.1581 | 1.8654 | 17.84 | 0.6366 | 0.08957 | 549.3365 | 2.1194 | 17.65 | 0.66998 | 0.08329 | 506.8552 | 2.3145 | 14.22 | 0.50906 | 0.06908 | 556.1323 | 2.2315 | 16.79 | 0.63688 | 0.07951 | 513.347 | 2.4965 | 13.25 | 0.47311 | 0.06392 | 536.2825 | 2.4545 | 15.25 | 0.57811 | 0.07057 | 523.7979 | 2.4765 | 15.06 | 0.57177 | 0.0692 | 506.1526 | 2.9026 | 12.78 | 0.4863 | 0.05825 | 500.5283 | 3.0916 | 12 | 0.45628 | 0.05423 | 521.3329 | 3.0416 | 13.62 | 0.52719 | 0.05935 | 538.1784 | 3.1316 | 13.29 | 0.51337 | 0.05868 | 544.0282 | 3.3077 | 12.6 | 0.48647 | 0.05549 | 514.4755 | 4.2369 | 10.77 | 0.41637 | 0.04441 | 505.0273 | 4.2679 | 10.67 | 0.41271 | 0.04373 | 512.1982 | 5.4011 | 10.02 | 0.37658 | 0.038 | 524.5912 | 5.5971 | 9.72 | 0.36457 | 0.03703 | 504.2473 | 5.6841 | 9.52 | 0.35784 | 0.03586 | 515.0581 | 5.6371 | 10.37 | 0.38215 | 0.03795 | 567.7463 | 6.2862 | 10.77 | 0.42674 | 0.03866 | 555.8953 | 6.9684 | 9.71 | 0.38464 | 0.03469 | 566.3049 | 7.3975 | 10.34 | 0.41749 | 0.0356 | 606.3178 | 8.1665 | 10.51 | 0.42212 | 0.03408 | 591.9472 | 8.3126 | 10.32 | 0.41419 | 0.03405 | 663.174 | 9.0446 | 11.6 | 0.44816 | 0.03618 | 606.1586 | 10.982 | 9.51 | 0.3671 | 0.02856 | 609.2391 | 11.142 | 9.38 | 0.36188 | 0.02835 | 625.0691 | 11.6421 | 9.78 | 0.36907 | 0.029 | 622.0691 | 12.3822 | 9.24 | 0.34752 | 0.02698 | 603.3495 | 13.8826 | 8.86 | 0.32596 | 0.02541 | 595.6332 | 14.8727 | 8.22 | 0.30344 | 0.02315 | 588.1093 | 14.9328 | 8.18 | 0.30185 | 0.02294
595.2381 | 0.0018184 | 275.04 | 11.15 | 12.05 | 695.1341 | 0.0017273 | 693.69 | 26.83 | 21.49 | 596.817 | 0.0018164 | 828.53 | 29.36 | 21.82 | 596.817 | 0.0072735 | 206.89 | 7.33 | 5.28 | 624.5316 | 0.0071594 | 294.04 | 11.59 | 6.52 | 641.3911 | 0.015973 | 238.18 | 9.08 | 3.96 | 599.221 | 0.043799 | 114.43 | 4.42 | 1.61 | 590.426 | 0.044029 | 123.04 | 4.69 | 1.66 | 541.6667 | 0.065964 | 81.09 | 3.1 | 1.05 | 571.3061 | 0.089389 | 74.19 | 3 | 0.87016 | 600 | 0.087798 | 85.59 | 3.53 | 0.96388 | 625.1954 | 0.11332 | 74.21 | 3.04 | 0.79923 | 647.0969 | 0.11192 | 83.04 | 3.35 | 0.86355 | 666.7037 | 0.11082 | 91.92 | 3.64 | 0.92527 | 684.2826 | 0.13863 | 79.92 | 3.09 | 0.77688 | 650.2601 | 0.17343 | 63.4 | 2.46 | 0.60436 | 666.8572 | 0.17193 | 69.12 | 2.62 | 0.64085 | 636.6241 | 0.17463 | 67.57 | 2.57 | 0.61712 | 625.3909 | 0.25215 | 50.02 | 1.86 | 0.43621 | 592.9879 | 0.32226 | 41.57 | 1.51 | 0.33386 | 607.642 | 0.35257 | 40.38 | 1.43 | 0.32317 | 586.6924 | 0.35707 | 39.67 | 1.41 | 0.31379 | 562.9926 | 0.4937 | 30.34 | 1.05 | 0.22495 | 571.9351 | 0.53381 | 31.12 | 1.13 | 0.22309 | 608.6674 | 0.5218 | 36.14 | 1.39 | 0.24988 | 625.556 | 0.59671 | 31.75 | 1.21 | 0.21768 | 625.5943 | 0.59661 | 35.28 | 1.37 | 0.22993 | 625.5787 | 0.70744 | 29.76 | 1.16 | 0.19694 | 625.6399 | 0.70744 | 32.74 | 1.27 | 0.20697 | 625.6126 | 0.70744 | 35.72 | 1.37 | 0.21657 | 625.6778 | 0.84806 | 29.81 | 1.15 | 0.1808 | 600.6607 | 0.86027 | 29.21 | 1.12 | 0.17483 | 637.9554 | 0.92478 | 29.71 | 1.12 | 0.17379 | 625.7099 | 1.0162 | 26.97 | 1.02 | 0.15628 | 625.7263 | 1.1812 | 25.01 | 0.92711 | 0.14012 | 604.1253 | 1.3943 | 21.09 | 0.78266 | 0.11615 | 586.5974 | 1.4093 | 22.27 | 0.81074 | 0.11755 | 595.9002 | 1.5003 | 20.97 | 0.76275 | 0.11122 | 577.5628 | 1.5173 | 20.64 | 0.75188 | 0.10839 | 586.5882 | 1.6153 | 19.43 | 0.70729 | 0.10236 | 572.0415 | 1.6303 | 20.47 | 0.73014 | 0.10372 | 572.0497 | 1.8464 | 18.09 | 0.64509 | 0.09169 | 625.6778 | 1.7883 | 21.29 | 0.80269 | 0.10497 | 610.3739 | 2.0384 | 20.69 | 0.79589 | 0.09602 | 570.2121 | 2.2104 | 17.01 | 0.64421 | 0.08117 | 617.9248 | 2.1484 | 19.68 | 0.75628 | 0.09162 | 577.5154 | 2.3875 | 15.83 | 0.59801 | 0.07501 | 595.8694 | 2.3604 | 17.87 | 0.6869 | 0.08134 | 581.9976 | 2.3805 | 17.66 | 0.6798 | 0.07981 | 562.3917 | 2.7856 | 15 | 0.57887 | 0.06726 | 556.1426 | 2.9666 | 14.08 | 0.54326 | 0.06262 | 573.4662 | 2.9326 | 15.73 | 0.60606 | 0.06754 | 591.9962 | 3.0226 | 15.34 | 0.58972 | 0.06672 | 598.431 | 3.1946 | 14.54 | 0.55866 | 0.06307 | 561.246 | 4.0978 | 12.29 | 0.46827 | 0.04995 | 550.9389 | 4.1258 | 12.17 | 0.46432 | 0.0492 | 551.5981 | 5.249 | 11.2 | 0.41222 | 0.04198 | 564.9444 | 5.444 | 10.86 | 0.39883 | 0.04088 | 543.0356 | 5.5241 | 10.65 | 0.39171 | 0.03961 | 588.6378 | 5.365 | 12.66 | 0.50141 | 0.04534 | 638.7146 | 6.0361 | 12.82 | 0.51582 | 0.04508 | 625.3822 | 6.6862 | 11.56 | 0.46511 | 0.04045 | 629.2276 | 7.1333 | 12.07 | 0.48442 | 0.0408 | 666.9496 | 7.9173 | 12.08 | 0.47693 | 0.03849 | 651.1419 | 8.0545 | 11.86 | 0.46812 | 0.03846 | 718.4384 | 8.8315 | 13.01 | 0.49063 | 0.03996 | 656.6718 | 10.7118 | 10.67 | 0.40228 | 0.03155 | 660.009 | 10.8619 | 10.53 | 0.39657 | 0.03131 | 673.1514 | 11.372 | 10.88 | 0.40034 | 0.03177 | 669.9206 | 12.102 | 10.27 | 0.37686 | 0.02953 | 646.4458 | 13.5824 | 9.78 | 0.35092 | 0.02765 | 638.1784 | 14.5426 | 9.08 | 0.3268 | 0.02521 | 630.1171 | 14.6026 | 9.03 | 0.32514 | 0.02499
644.8413 | 0.0017693 | 310.07 | 12.32 | 13.4 | 744.7865 | 0.0016913 | 767.36 | 28.92 | 23.48 | 663.13 | 0.0017534 | 969.72 | 35.69 | 25.09 | 663.13 | 0.0070173 | 242.16 | 8.91 | 6.07 | 686.9848 | 0.0069393 | 338.74 | 13.25 | 7.39 | 712.6568 | 0.015453 | 278.31 | 10.73 | 4.54 | 649.1561 | 0.042599 | 129.03 | 4.89 | 1.79 | 635.8434 | 0.042899 | 137.55 | 5.12 | 1.83 | 583.3333 | 0.064143 | 90.79 | 3.4 | 1.16 | 642.7194 | 0.085717 | 88.59 | 3.63 | 1.02 | 666.6667 | 0.084686 | 100.22 | 4.09 | 1.11 | 687.7149 | 0.10972 | 85.52 | 3.44 | 0.90678 | 705.9239 | 0.10892 | 94.46 | 3.73 | 0.96822 | 722.2623 | 0.10812 | 103.43 | 3.99 | 1.03 | 736.9197 | 0.13552 | 89.12 | 3.36 | 0.85551 | 700.2801 | 0.16933 | 70.76 | 2.67 | 0.66634 | 714.4899 | 0.16823 | 76.53 | 2.82 | 0.70147 | 682.0972 | 0.17073 | 74.87 | 2.77 | 0.6762 | 667.0836 | 0.24675 | 55.08 | 1.99 | 0.47536 | 630.0497 | 0.31556 | 45.53 | 1.61 | 0.36212 | 643.3856 | 0.34567 | 44 | 1.52 | 0.34892 | 621.2038 | 0.34987 | 43.24 | 1.5 | 0.33901 | 625.5474 | 0.47539 | 35.54 | 1.29 | 0.25927 | 643.427 | 0.5119 | 37.15 | 1.42 | 0.26156 | 676.2971 | 0.50359 | 42.29 | 1.64 | 0.28757 | 695.0623 | 0.5762 | 37.13 | 1.43 | 0.25027 | 688.1537 | 0.5781 | 40.65 | 1.57 | 0.2609 | 688.1365 | 0.68542 | 34.29 | 1.32 | 0.22346 | 682.5162 | 0.68723 | 37.26 | 1.42 | 0.23229 | 677.747 | 0.68883 | 40.24 | 1.51 | 0.24085 | 677.8176 | 0.82565 | 33.58 | 1.26 | 0.20105 | 650.7158 | 0.83676 | 32.93 | 1.24 | 0.1946 | 687.0289 | 0.90256 | 33.16 | 1.22 | 0.19166 | 673.8415 | 0.99138 | 30.11 | 1.11 | 0.17241 | 670.421 | 1.1542 | 27.72 | 1 | 0.15353 | 647.2771 | 1.3613 | 23.38 | 0.84722 | 0.12734 | 625.7039 | 1.3773 | 24.53 | 0.8719 | 0.1282 | 635.6269 | 1.4673 | 23.1 | 0.8201 | 0.12124 | 616.067 | 1.4823 | 22.74 | 0.80877 | 0.11823 | 625.6941 | 1.5793 | 21.41 | 0.76063 | 0.11162 | 643.5467 | 1.5643 | 24.42 | 0.91966 | 0.12147 | 643.5559 | 1.7713 | 21.58 | 0.81244 | 0.10735 | 695.1976 | 1.7273 | 24.88 | 0.95002 | 0.12055 | 671.4113 | 1.9744 | 23.83 | 0.91187 | 0.1089 | 633.569 | 2.1294 | 19.92 | 0.76444 | 0.09347 | 679.7172 | 2.0814 | 22.66 | 0.86623 | 0.10387 | 641.6838 | 2.3014 | 18.52 | 0.70905 | 0.08627 | 655.4564 | 2.2854 | 20.58 | 0.78717 | 0.09225 | 640.1974 | 2.3034 | 20.35 | 0.77946 | 0.09057 | 618.6309 | 2.6925 | 17.31 | 0.66437 | 0.07641 | 611.7569 | 2.8655 | 16.24 | 0.62363 | 0.07115 | 625.5995 | 2.8435 | 17.91 | 0.68036 | 0.07584 | 645.814 | 2.9335 | 17.46 | 0.66158 | 0.07485 | 652.8338 | 3.1006 | 16.55 | 0.62657 | 0.07073 | 608.0165 | 3.9817 | 13.85 | 0.51782 | 0.05556 | 596.8505 | 4.0077 | 13.72 | 0.51362 | 0.05475 | 630.3978 | 5.0069 | 13.66 | 0.53959 | 0.05007 | 645.6507 | 5.1989 | 13.23 | 0.52119 | 0.04868 | 620.6121 | 5.2679 | 12.99 | 0.51277 | 0.04723 | 662.2175 | 5.1569 | 15.06 | 0.60545 | 0.05283 | 709.6829 | 5.84 | 14.95 | 0.59702 | 0.05155 | 694.8691 | 6.4661 | 13.48 | 0.53852 | 0.04626 | 692.1504 | 6.9222 | 13.87 | 0.54697 | 0.04606 | 727.5814 | 7.7132 | 13.7 | 0.52879 | 0.04292 | 710.3366 | 7.8433 | 13.44 | 0.51919 | 0.04289 | 773.7029 | 8.6534 | 14.45 | 0.53141 | 0.04373 | 707.185 | 10.4817 | 11.86 | 0.43613 | 0.03455 | 710.779 | 10.6317 | 11.7 | 0.42995 | 0.03428 | 721.2336 | 11.1518 | 12 | 0.43055 | 0.03455 | 717.772 | 11.8619 | 11.32 | 0.40522 | 0.03209 | 689.5422 | 13.3323 | 10.71 | 0.37514 | 0.0299 | 680.7236 | 14.2724 | 9.96 | 0.34949 | 0.02728 | 672.1249 | 14.3225 | 9.9 | 0.34777 | 0.02704
694.4444 | 0.0017273 | 346.03 | 13.46 | 14.76 | 794.4389 | 0.0016613 | 842.46 | 30.94 | 25.47 | 746.0212 | 0.0016913 | 1150 | 44.3 | 29.2 | 746.0212 | 0.0067682 | 287.87 | 11.06 | 7.07 | 749.4379 | 0.0067602 | 384.74 | 14.8 | 8.27 | 783.9225 | 0.015033 | 319.67 | 12.25 | 5.13 | 699.0912 | 0.041598 | 144 | 5.33 | 1.98 | 726.6782 | 0.041108 | 167.58 | 6.67 | 2.18 | 666.6667 | 0.061252 | 110.91 | 4.44 | 1.39 | 714.1327 | 0.082865 | 103.56 | 4.21 | 1.17 | 733.3333 | 0.082205 | 115.33 | 4.62 | 1.26 | 750.2344 | 0.10692 | 97.16 | 3.82 | 1.01 | 764.7509 | 0.10632 | 106.18 | 4.08 | 1.07 | 777.821 | 0.10582 | 115.22 | 4.33 | 1.13 | 789.5568 | 0.13282 | 98.52 | 3.62 | 0.93431 | 750.3001 | 0.16583 | 78.28 | 2.88 | 0.72856 | 762.1225 | 0.16503 | 84.1 | 3.02 | 0.76228 | 727.5704 | 0.16733 | 82.33 | 2.97 | 0.73554 | 708.7763 | 0.24204 | 60.24 | 2.12 | 0.5147 | 667.1114 | 0.30955 | 49.56 | 1.71 | 0.39054 | 714.8729 | 0.33416 | 51.42 | 1.85 | 0.40083 | 690.2264 | 0.33786 | 50.57 | 1.82 | 0.38989 | 703.7408 | 0.45758 | 42.31 | 1.6 | 0.30267 | 714.9189 | 0.49489 | 43.42 | 1.67 | 0.30045 | 743.9269 | 0.48898 | 48.65 | 1.87 | 0.32554 | 764.5685 | 0.55999 | 42.68 | 1.64 | 0.28307 | 750.7132 | 0.56289 | 46.17 | 1.75 | 0.29206 | 750.6944 | 0.66751 | 38.95 | 1.48 | 0.25014 | 739.3926 | 0.67052 | 41.91 | 1.57 | 0.25777 | 729.8813 | 0.67312 | 44.87 | 1.65 | 0.26526 | 729.9575 | 0.80694 | 37.44 | 1.38 | 0.22142 | 700.7708 | 0.81705 | 36.74 | 1.35 | 0.21452 | 736.1024 | 0.88365 | 36.7 | 1.32 | 0.20961 | 721.973 | 0.97017 | 33.33 | 1.2 | 0.18863 | 715.1158 | 1.1302 | 30.48 | 1.08 | 0.16702 | 690.4289 | 1.3332 | 25.72 | 0.90986 | 0.13861 | 703.9169 | 1.3252 | 29.2 | 1.09 | 0.14969 | 715.0802 | 1.4122 | 27.48 | 1.03 | 0.14147 | 693.0754 | 1.4263 | 27.08 | 1.02 | 0.1381 | 703.9059 | 1.5193 | 25.48 | 0.95441 | 0.1303 | 715.0518 | 1.5123 | 28.52 | 1.09 | 0.13941 | 715.0621 | 1.7123 | 25.2 | 0.96075 | 0.12318 | 764.7173 | 1.6793 | 28.58 | 1.09 | 0.13623 | 732.4487 | 1.9223 | 27.07 | 1.02 | 0.12186 | 696.9259 | 2.0644 | 22.92 | 0.87505 | 0.10589 | 741.5097 | 2.0263 | 25.73 | 0.96925 | 0.11619 | 705.8522 | 2.2324 | 21.3 | 0.81114 | 0.09764 | 715.0433 | 2.2234 | 23.38 | 0.8812 | 0.10323 | 698.3972 | 2.2394 | 23.13 | 0.87299 | 0.10141 | 674.8701 | 2.6155 | 19.68 | 0.74472 | 0.08566 | 667.3711 | 2.7835 | 18.48 | 0.69918 | 0.07976 | 677.7328 | 2.7695 | 20.16 | 0.75107 | 0.08421 | 699.6319 | 2.8595 | 19.63 | 0.7299 | 0.08304 | 707.2367 | 3.0235 | 18.61 | 0.69112 | 0.07845 | 654.787 | 3.8837 | 15.45 | 0.56542 | 0.06122 | 642.762 | 3.9067 | 15.32 | 0.561 | 0.06035 | 709.1975 | 4.8228 | 16.23 | 0.65045 | 0.05825 | 726.3571 | 5.0138 | 15.7 | 0.62757 | 0.05656 | 698.1886 | 5.0728 | 15.43 | 0.61818 | 0.05495 | 735.7973 | 4.9958 | 17.55 | 0.70016 | 0.06038 | 780.6512 | 5.6849 | 17.13 | 0.67259 | 0.05805 | 764.356 | 6.291 | 15.46 | 0.60688 | 0.0521 | 755.0731 | 6.7501 | 15.71 | 0.60609 | 0.05133 | 788.2132 | 7.5462 | 15.35 | 0.57822 | 0.04735 | 769.5313 | 7.6692 | 15.07 | 0.5679 | 0.04733 | 828.9674 | 8.5023 | 15.92 | 0.57069 | 0.04751 | 757.6982 | 10.2816 | 13.08 | 0.4688 | 0.03755 | 761.5489 | 10.4216 | 12.9 | 0.46217 | 0.03726 | 769.3158 | 10.9617 | 13.14 | 0.4598 | 0.03733 | 765.6235 | 11.6618 | 12.39 | 0.43268 | 0.03465 | 732.6386 | 13.1122 | 11.67 | 0.39869 | 0.03215 | 723.2688 | 14.0323 | 10.85 | 0.37155 | 0.02935 | 714.1327 | 14.0823 | 10.79 | 0.36978 | 0.0291
793.6508 | 0.0016623 | 420.24 | 17.28 | 17.5 | 844.0914 | 0.0016353 | 918.85 | 32.91 | 27.45 | 828.9125 | 0.0016433 | 1340 | 51.94 | 33.31 | 828.9125 | 0.0065771 | 335.08 | 12.97 | 8.07 | 811.8911 | 0.0066121 | 431.87 | 16.28 | 9.14 | 855.1881 | 0.014692 | 362.09 | 13.66 | 5.71 | 798.9614 | 0.040007 | 174.92 | 6.91 | 2.34 | 817.5129 | 0.039767 | 198.77 | 8.01 | 2.53 | 750 | 0.059071 | 131.87 | 5.35 | 1.62 | 785.546 | 0.080594 | 118.99 | 4.75 | 1.32 | 800 | 0.080194 | 130.86 | 5.12 | 1.4 | 812.754 | 0.10452 | 109.09 | 4.18 | 1.12 | 823.5779 | 0.10422 | 118.16 | 4.42 | 1.18 | 833.3796 | 0.10382 | 127.25 | 4.65 | 1.23 | 842.1939 | 0.13052 | 108.1 | 3.86 | 1.01 | 800.3201 | 0.16283 | 85.96 | 3.08 | 0.79088 | 809.7552 | 0.16233 | 91.81 | 3.21 | 0.82314 | 773.0435 | 0.16443 | 89.94 | 3.16 | 0.79503 | 750.469 | 0.23794 | 65.49 | 2.25 | 0.55416 | 741.2349 | 0.29975 | 57.84 | 2.07 | 0.4477 | 804.232 | 0.32295 | 61.02 | 2.3 | 0.46604 | 776.5047 | 0.32616 | 60.07 | 2.27 | 0.45395 | 781.9342 | 0.44377 | 49.3 | 1.89 | 0.34631 | 786.4108 | 0.48128 | 49.88 | 1.91 | 0.33954 | 811.5566 | 0.47718 | 55.17 | 2.09 | 0.36362 | 834.0747 | 0.54688 | 48.37 | 1.82 | 0.31593 | 813.2726 | 0.55049 | 51.84 | 1.93 | 0.32329 | 813.2523 | 0.65281 | 43.73 | 1.63 | 0.27688 | 796.2689 | 0.65651 | 46.66 | 1.71 | 0.2833 | 782.0157 | 0.65981 | 49.6 | 1.78 | 0.28974 | 782.0973 | 0.79103 | 41.39 | 1.49 | 0.24184 | 750.8259 | 0.80024 | 40.64 | 1.46 | 0.23453 | 785.1759 | 0.86744 | 40.3 | 1.42 | 0.22761 | 770.1045 | 0.95206 | 36.61 | 1.29 | 0.20491 | 804.5052 | 1.0932 | 36.15 | 1.34 | 0.19409 | 776.7325 | 1.2872 | 30.53 | 1.14 | 0.16126 | 782.1299 | 1.2852 | 34.03 | 1.29 | 0.17131 | 794.5336 | 1.3702 | 32.01 | 1.21 | 0.16181 | 770.0838 | 1.3822 | 31.57 | 1.2 | 0.15812 | 782.1177 | 1.4732 | 29.69 | 1.13 | 0.14911 | 786.557 | 1.4712 | 32.75 | 1.24 | 0.15743 | 786.5683 | 1.6653 | 28.94 | 1.1 | 0.13909 | 834.2371 | 1.6403 | 32.38 | 1.21 | 0.15194 | 793.4861 | 1.8793 | 30.39 | 1.12 | 0.13487 | 760.2828 | 2.0113 | 26.02 | 0.97861 | 0.11837 | 803.3022 | 1.9813 | 28.88 | 1.07 | 0.12855 | 770.0205 | 2.1764 | 24.16 | 0.90666 | 0.10905 | 774.6303 | 2.1734 | 26.25 | 0.97031 | 0.11426 | 756.5969 | 2.1874 | 25.98 | 0.96169 | 0.11231 | 731.1093 | 2.5514 | 22.12 | 0.82102 | 0.09495 | 722.9854 | 2.7155 | 20.77 | 0.77094 | 0.08843 | 729.8661 | 2.7075 | 22.46 | 0.81878 | 0.09262 | 753.4497 | 2.7975 | 21.86 | 0.79527 | 0.09126 | 761.6395 | 2.9585 | 20.71 | 0.75285 | 0.08619 | 748.328 | 3.7276 | 18.77 | 0.73472 | 0.07263 | 734.5852 | 3.7476 | 18.61 | 0.72961 | 0.07165 | 787.9972 | 4.6807 | 18.88 | 0.75114 | 0.06647 | 807.0634 | 4.8707 | 18.25 | 0.72407 | 0.06447 | 775.7651 | 4.9228 | 17.95 | 0.71394 | 0.06271 | 809.377 | 4.8677 | 20.1 | 0.78818 | 0.06795 | 851.6195 | 5.5588 | 19.38 | 0.74376 | 0.06454 | 833.8429 | 6.1489 | 17.49 | 0.6713 | 0.05795 | 817.9959 | 6.6081 | 17.6 | 0.66239 | 0.0566 | 848.845 | 7.4061 | 17.04 | 0.62557 | 0.05178 | 828.726 | 7.5242 | 16.73 | 0.61458 | 0.05177 | 884.2319 | 8.3742 | 17.42 | 0.60862 | 0.05127 | 808.2114 | 10.1115 | 14.31 | 0.5004 | 0.04055 | 812.3188 | 10.2515 | 14.12 | 0.49334 | 0.04023 | 817.3981 | 10.8016 | 14.3 | 0.48819 | 0.0401 | 813.475 | 11.4917 | 13.48 | 0.45932 | 0.03721 | 775.735 | 12.9221 | 12.64 | 0.42161 | 0.03439 | 765.8141 | 13.8222 | 11.75 | 0.39304 | 0.03142 | 756.1405 | 13.8622 | 11.69 | 0.39122 | 0.03116
892.8571 | 0.0016132 | 497.04 | 20.62 | 20.23 | 893.7438 | 0.0016133 | 996.38 | 34.82 | 29.43 | 911.8037 | 0.0016053 | 1540 | 58.94 | 37.41 | 911.8037 | 0.006426 | 383.53 | 14.72 | 9.06 | 874.3442 | 0.00649 | 479.96 | 17.68 | 10.01 | 926.4538 | 0.014412 | 405.4 | 14.99 | 6.29 | 898.8315 | 0.038836 | 206.91 | 8.27 | 2.71 | 908.3477 | 0.038736 | 230.9 | 9.22 | 2.89 | 833.3333 | 0.05739 | 153.53 | 6.17 | 1.85 | 856.9592 | 0.078763 | 134.81 | 5.25 | 1.48 | 866.6667 | 0.078543 | 146.75 | 5.6 | 1.55 | 875.2735 | 0.10262 | 121.26 | 4.52 | 1.23 | 882.4048 | 0.10242 | 130.37 | 4.75 | 1.28 | 888.9383 | 0.10222 | 139.49 | 4.97 | 1.33 | 894.831 | 0.12862 | 117.83 | 4.1 | 1.09 | 850.3401 | 0.16023 | 93.77 | 3.27 | 0.85317 | 857.3878 | 0.15993 | 99.63 | 3.4 | 0.88397 | 818.5167 | 0.16183 | 97.67 | 3.34 | 0.85454 | 833.8545 | 0.23114 | 76.25 | 2.72 | 0.6332 | 833.8893 | 0.29014 | 68.53 | 2.57 | 0.51934 | 893.5912 | 0.31445 | 70.91 | 2.69 | 0.53121 | 862.783 | 0.31715 | 69.88 | 2.66 | 0.51808 | 860.1276 | 0.43277 | 56.5 | 2.14 | 0.38996 | 857.9027 | 0.47037 | 56.51 | 2.13 | 0.37865 | 879.1863 | 0.46757 | 61.85 | 2.29 | 0.40168 | 903.581 | 0.53608 | 54.2 | 2 | 0.34873 | 875.832 | 0.54018 | 57.62 | 2.1 | 0.3545 | 875.8101 | 0.6406 | 48.61 | 1.77 | 0.3036 | 853.1453 | 0.6448 | 51.51 | 1.84 | 0.30884 | 834.1501 | 0.6485 | 54.42 | 1.91 | 0.31424 | 834.2371 | 0.77743 | 45.41 | 1.59 | 0.26228 | 800.881 | 0.78583 | 44.61 | 1.57 | 0.25457 | 883.3229 | 0.84133 | 47.68 | 1.76 | 0.26361 | 866.3676 | 0.92274 | 43.34 | 1.6 | 0.23748 | 893.8947 | 1.0642 | 42 | 1.58 | 0.22116 | 863.0362 | 1.2522 | 35.5 | 1.34 | 0.18395 | 860.3429 | 1.2532 | 39 | 1.47 | 0.19295 | 873.987 | 1.3362 | 36.67 | 1.38 | 0.18215 | 847.0922 | 1.3472 | 36.2 | 1.37 | 0.17817 | 860.3294 | 1.4372 | 34.03 | 1.28 | 0.16793 | 858.0622 | 1.4382 | 37.08 | 1.39 | 0.17547 | 858.0745 | 1.6283 | 32.77 | 1.22 | 0.15501 | 903.7568 | 1.6082 | 36.27 | 1.33 | 0.16762 | 854.5235 | 1.8433 | 33.78 | 1.22 | 0.14787 | 823.6397 | 1.9683 | 29.19 | 1.08 | 0.13088 | 865.0947 | 1.9443 | 32.09 | 1.16 | 0.1409 | 834.1889 | 2.1303 | 27.09 | 0.99697 | 0.12048 | 834.2172 | 2.1303 | 29.18 | 1.06 | 0.12528 | 814.7967 | 2.1433 | 28.89 | 1.05 | 0.12321 | 787.3484 | 2.4984 | 24.62 | 0.89393 | 0.10428 | 778.5996 | 2.6584 | 23.12 | 0.83953 | 0.09713 | 834.1327 | 2.6094 | 27.21 | 1.06 | 0.1095 | 861.0854 | 2.6994 | 26.45 | 1.03 | 0.10773 | 870.4451 | 2.8564 | 25.05 | 0.97153 | 0.10169 | 841.8689 | 3.6115 | 22.21 | 0.88116 | 0.08407 | 826.4083 | 3.6286 | 22.04 | 0.87555 | 0.08299 | 866.7969 | 4.5677 | 21.61 | 0.84451 | 0.07469 | 887.7698 | 4.7587 | 20.87 | 0.81346 | 0.07236 | 853.3416 | 4.8027 | 20.55 | 0.80277 | 0.07046 | 882.9567 | 4.7647 | 22.72 | 0.87097 | 0.0755 | 922.5878 | 5.4568 | 21.67 | 0.81129 | 0.07101 | 903.3298 | 6.0339 | 19.56 | 0.73246 | 0.06377 | 880.9187 | 6.49 | 19.53 | 0.71625 | 0.06186 | 909.4767 | 7.288 | 18.75 | 0.67108 | 0.0562 | 887.9207 | 7.4011 | 18.42 | 0.65947 | 0.0562 | 939.4964 | 8.2642 | 18.93 | 0.64533 | 0.05502 | 858.7246 | 9.9664 | 15.57 | 0.53104 | 0.04354 | 863.0887 | 10.1115 | 15.36 | 0.52356 | 0.04319 | 865.4803 | 10.6516 | 15.48 | 0.51576 | 0.04287 | 861.3264 | 11.3416 | 14.59 | 0.4852 | 0.03976 | 861.9278 | 12.6019 | 14.61 | 0.50595 | 0.03887 | 850.9045 | 13.472 | 13.6 | 0.47212 | 0.03555 | 840.1561 | 13.512 | 13.54 | 0.47016 | 0.03526
992.0635 | 0.0015762 | 575.9 | 23.65 | 22.93 | 993.0487 | 0.0015762 | 1150 | 41.61 | 33.36 | 994.695 | 0.0015752 | 1730 | 65.46 | 41.47 | 994.695 | 0.0063059 | 433.02 | 16.35 | 10.05 | 936.7974 | 0.006387 | 528.89 | 19.03 | 10.88 | 997.7195 | 0.014192 | 449.47 | 16.26 | 6.87 | 998.7017 | 0.037936 | 239.76 | 9.5 | 3.08 | 999.1825 | 0.037936 | 263.79 | 10.34 | 3.23 | 916.6667 | 0.056069 | 175.76 | 6.93 | 2.08 | 928.3725 | 0.077272 | 150.98 | 5.73 | 1.63 | 933.3333 | 0.077182 | 162.95 | 6.05 | 1.7 | 937.7931 | 0.10092 | 133.65 | 4.85 | 1.34 | 941.2318 | 0.10092 | 142.78 | 5.07 | 1.39 | 944.4969 | 0.10082 | 151.92 | 5.27 | 1.44 | 947.4682 | 0.12692 | 127.7 | 4.34 | 1.17 | 900.3601 | 0.15802 | 101.69 | 3.46 | 0.91533 | 952.6531 | 0.15602 | 115.6 | 4.09 | 1.01 | 909.463 | 0.15762 | 113.46 | 4.02 | 0.97337 | 938.0863 | 0.22463 | 90.09 | 3.35 | 0.73172 | 926.5436 | 0.28294 | 79.54 | 3 | 0.59078 | 982.9503 | 0.30774 | 81.04 | 3.05 | 0.59603 | 949.0613 | 0.31015 | 79.93 | 3.02 | 0.58197 | 938.321 | 0.42406 | 63.86 | 2.38 | 0.43345 | 929.3946 | 0.46147 | 63.27 | 2.33 | 0.41764 | 946.816 | 0.45957 | 68.65 | 2.48 | 0.43959 | 973.0872 | 0.52727 | 60.13 | 2.17 | 0.38139 | 938.3915 | 0.53148 | 63.5 | 2.26 | 0.38561 | 938.368 | 0.63029 | 53.57 | 1.9 | 0.33024 | 910.0216 | 0.6347 | 56.44 | 1.97 | 0.33432 | 938.4189 | 0.63029 | 64.28 | 2.36 | 0.36311 | 938.5167 | 0.75561 | 53.64 | 1.97 | 0.30305 | 900.9911 | 0.76272 | 52.76 | 1.95 | 0.29461 | 981.4698 | 0.82152 | 55.26 | 2.06 | 0.29942 | 962.6307 | 0.90053 | 50.25 | 1.88 | 0.26992 | 983.2842 | 1.0421 | 47.99 | 1.79 | 0.24809 | 949.3398 | 1.2242 | 40.59 | 1.52 | 0.20655 | 938.5559 | 1.2272 | 44.09 | 1.64 | 0.21453 | 953.4403 | 1.3102 | 41.44 | 1.54 | 0.20241 | 924.1005 | 1.3192 | 40.93 | 1.52 | 0.19817 | 938.5412 | 1.4072 | 38.46 | 1.43 | 0.1867 | 929.5674 | 1.4112 | 41.51 | 1.52 | 0.19345 | 929.5807 | 1.5972 | 36.68 | 1.34 | 0.17088 | 973.2766 | 1.5812 | 40.22 | 1.44 | 0.18323 | 976.5983 | 1.7873 | 40.73 | 1.57 | 0.17377 | 886.9966 | 1.9323 | 32.42 | 1.17 | 0.14337 | 988.6796 | 1.8863 | 38.68 | 1.49 | 0.16548 | 898.3573 | 2.0923 | 30.08 | 1.08 | 0.13188 | 953.3911 | 2.0653 | 35.19 | 1.36 | 0.14726 | 931.1962 | 2.0753 | 34.87 | 1.35 | 0.14497 | 899.8268 | 2.4154 | 29.75 | 1.15 | 0.12291 | 889.8282 | 2.5684 | 27.94 | 1.08 | 0.11452 | 938.3993 | 2.5374 | 32.11 | 1.27 | 0.12632 | 968.7211 | 2.6274 | 31.19 | 1.23 | 0.12413 | 979.2508 | 2.7814 | 29.53 | 1.16 | 0.11711 | 935.4099 | 3.5225 | 25.74 | 1.01 | 0.09547 | 918.2315 | 3.5375 | 25.56 | 1.01 | 0.0943 | 945.5967 | 4.4776 | 24.4 | 0.93215 | 0.08287 | 968.4761 | 4.6686 | 23.55 | 0.89728 | 0.0802 | 930.9181 | 4.7077 | 23.2 | 0.88618 | 0.07818 | 956.5365 | 4.6806 | 25.39 | 0.94944 | 0.08301 | 993.5561 | 5.3717 | 24 | 0.87571 | 0.07745 | 972.8167 | 5.9378 | 21.66 | 0.79083 | 0.06956 | 943.8414 | 6.3919 | 21.49 | 0.76799 | 0.0671 | 970.1085 | 7.189 | 20.5 | 0.71494 | 0.06059 | 947.1154 | 7.298 | 20.14 | 0.70276 | 0.06061 | 994.7609 | 8.1701 | 20.47 | 0.6809 | 0.05874 | 909.2379 | 9.8414 | 16.84 | 0.56078 | 0.04652 | 913.8587 | 9.9784 | 16.61 | 0.5529 | 0.04615 | 961.6448 | 10.4214 | 17.87 | 0.61704 | 0.04836 | 957.0294 | 11.0915 | 16.84 | 0.58025 | 0.04482 | 969.6688 | 12.3017 | 17.15 | 0.61997 | 0.04441 | 957.2676 | 13.1418 | 15.97 | 0.57907 | 0.04067 | 945.1756 | 13.1718 | 15.9 | 0.57695 | 0.04036
1091.2698 | 0.0015482 | 656.42 | 26.45 | 25.61 | 1117.1797 | 0.0015422 | 1360 | 50.75 | 38.21 | 1077.5862 | 0.0015512 | 1940 | 71.59 | 45.5 | 1077.5862 | 0.0062098 | 483.35 | 17.88 | 11.03 | 999.2506 | 0.0063009 | 578.56 | 20.33 | 11.75 | 1140.2509 | 0.013842 | 539.42 | 20.68 | 8.02 | 1098.5719 | 0.037255 | 273.29 | 10.63 | 3.44 | 1090.0173 | 0.037305 | 297.31 | 11.38 | 3.58 | 1000 | 0.055018 | 198.46 | 7.65 | 2.31 | 999.7858 | 0.076041 | 167.43 | 6.19 | 1.78 | 1000 | 0.076041 | 179.41 | 6.49 | 1.84 | 1000.3126 | 0.099564 | 146.23 | 5.17 | 1.45 | 1000.0588 | 0.099565 | 155.36 | 5.38 | 1.49 | 1000.0556 | 0.099565 | 164.5 | 5.57 | 1.54 | 1052.7424 | 0.12422 | 147.78 | 5.19 | 1.33 | 1000.4002 | 0.15442 | 117.84 | 4.15 | 1.04 | 1071.7348 | 0.15232 | 136.06 | 5.01 | 1.16 | 1023.1458 | 0.15372 | 133.71 | 4.94 | 1.12 | 1042.3181 | 0.21973 | 104.28 | 3.91 | 0.8294 | 1019.198 | 0.27724 | 90.79 | 3.4 | 0.66168 | 1072.3094 | 0.30254 | 91.38 | 3.38 | 0.66028 | 1035.3396 | 0.30454 | 90.19 | 3.35 | 0.64539 | 1016.5145 | 0.41696 | 71.35 | 2.61 | 0.47665 | 1000.8865 | 0.45416 | 70.16 | 2.53 | 0.45643 | 1014.4457 | 0.45286 | 75.56 | 2.67 | 0.47729 | 1042.5934 | 0.51987 | 66.15 | 2.33 | 0.41383 | 1000.9509 | 0.52407 | 69.48 | 2.41 | 0.41657 | 1000.9259 | 0.62159 | 58.6 | 2.03 | 0.35674 | 1023.7743 | 0.61879 | 66.5 | 2.43 | 0.38498 | 1042.6876 | 0.61659 | 74.4 | 2.76 | 0.41158 | 1042.7964 | 0.7392 | 62.08 | 2.31 | 0.34349 | 1001.1012 | 0.74521 | 61.12 | 2.28 | 0.33442 | 1079.6168 | 0.80621 | 63.01 | 2.34 | 0.33489 | 1058.8937 | 0.88332 | 57.32 | 2.13 | 0.30208 | 1072.6736 | 1.0241 | 54.09 | 1.99 | 0.27478 | 1035.6434 | 1.2022 | 45.79 | 1.69 | 0.22899 | 1016.7689 | 1.2072 | 49.27 | 1.79 | 0.23597 | 1032.8937 | 1.2882 | 46.29 | 1.68 | 0.22254 | 1001.1089 | 1.2962 | 45.75 | 1.67 | 0.21805 | 1016.753 | 1.3842 | 42.98 | 1.56 | 0.20534 | 1001.0726 | 1.3882 | 46.02 | 1.65 | 0.21133 | 1001.0869 | 1.5722 | 40.66 | 1.46 | 0.18666 | 1112.3161 | 1.5412 | 48.3 | 1.84 | 0.21411 | 1098.673 | 1.7462 | 47.86 | 1.87 | 0.19936 | 1013.7104 | 1.8763 | 39.05 | 1.5 | 0.1682 | 1112.2646 | 1.8442 | 45.44 | 1.77 | 0.18976 | 1026.694 | 2.0343 | 36.19 | 1.39 | 0.15451 | 1072.565 | 2.0173 | 41.37 | 1.61 | 0.169 | 1047.5958 | 2.0263 | 41.02 | 1.6 | 0.16652 | 1012.3051 | 2.3543 | 35.04 | 1.37 | 0.14141 | 1001.0567 | 2.5023 | 32.92 | 1.29 | 0.13179 | 1042.6659 | 2.4833 | 37.13 | 1.45 | 0.143 | 1076.3567 | 2.5733 | 36.04 | 1.41 | 0.14035 | 1088.0564 | 2.7253 | 34.11 | 1.33 | 0.13236 | 1028.9509 | 3.4545 | 29.36 | 1.14 | 0.10678 | 1010.0546 | 3.4665 | 29.16 | 1.13 | 0.10553 | 1024.3964 | 4.4056 | 27.24 | 1.02 | 0.09099 | 1049.1824 | 4.5956 | 26.27 | 0.97652 | 0.08798 | 1008.4946 | 4.6306 | 25.9 | 0.96511 | 0.08585 | 1030.1162 | 4.6116 | 28.11 | 1.02 | 0.09047 | 1064.5244 | 5.3017 | 26.36 | 0.9374 | 0.08383 | 1042.3036 | 5.8588 | 23.8 | 0.84674 | 0.07531 | 1006.7642 | 6.3079 | 23.47 | 0.8178 | 0.0723 | 1030.7403 | 7.1039 | 22.26 | 0.7573 | 0.06495 | 1006.3102 | 7.209 | 21.88 | 0.74459 | 0.06499 | 1105.2899 | 8.017 | 23.59 | 0.8112 | 0.06611 | 1010.2643 | 9.6362 | 19.43 | 0.6699 | 0.05244 | 1015.3985 | 9.7703 | 19.17 | 0.66054 | 0.05201 | 1081.8504 | 10.2013 | 20.93 | 0.75363 | 0.05514 | 1076.6581 | 10.8613 | 19.71 | 0.70846 | 0.05106 | 1077.4097 | 12.0715 | 19.73 | 0.71995 | 0.04988 | 1063.6306 | 12.8916 | 18.4 | 0.67289 | 0.04572 | 1050.1951 | 12.9216 | 18.32 | 0.67066 | 0.04539
1190.4762 | 0.0015262 | 738.27 | 29.07 | 28.25 | 1241.3108 | 0.0015162 | 1560 | 58.77 | 42.96 | 1160.4775 | 0.0015322 | 2140 | 77.4 | 49.47 | 1160.4775 | 0.0061318 | 534.4 | 19.34 | 11.99 | 1124.1569 | 0.0061648 | 679.68 | 24.93 | 13.45 | 1282.7822 | 0.013602 | 631.29 | 24.46 | 9.13 | 1198.442 | 0.036725 | 307.38 | 11.68 | 3.79 | 1180.852 | 0.036805 | 331.33 | 12.37 | 3.92 | 1083.3333 | 0.054168 | 221.56 | 8.32 | 2.53 | 1071.199 | 0.07502 | 184.12 | 6.63 | 1.93 | 1066.6667 | 0.075081 | 196.09 | 6.91 | 1.99 | 1062.8321 | 0.098384 | 158.97 | 5.48 | 1.55 | 1058.8858 | 0.098454 | 168.1 | 5.67 | 1.6 | 1111.1728 | 0.097593 | 190.09 | 6.65 | 1.74 | 1184.3352 | 0.12172 | 173.43 | 6.34 | 1.52 | 1125.4502 | 0.15102 | 138.49 | 5.08 | 1.19 | 1190.8164 | 0.14962 | 156.94 | 5.82 | 1.3 | 1136.8287 | 0.15072 | 154.43 | 5.75 | 1.27 | 1146.5499 | 0.21593 | 118.76 | 4.42 | 0.92588 | 1111.8523 | 0.27283 | 102.26 | 3.77 | 0.73182 | 1161.6685 | 0.29834 | 101.87 | 3.7 | 0.72381 | 1121.6179 | 0.30014 | 100.62 | 3.66 | 0.70817 | 1094.7079 | 0.41125 | 78.97 | 2.82 | 0.51946 | 1072.3784 | 0.44806 | 77.15 | 2.72 | 0.49492 | 1082.0754 | 0.44726 | 82.57 | 2.85 | 0.51472 | 1112.0996 | 0.51366 | 72.25 | 2.49 | 0.44601 | 1126.0698 | 0.51256 | 81.64 | 2.96 | 0.47786 | 1126.0416 | 0.60798 | 68.86 | 2.5 | 0.40921 | 1137.527 | 0.60688 | 76.79 | 2.83 | 0.435 | 1146.9564 | 0.60608 | 84.71 | 3.13 | 0.45947 | 1147.076 | 0.72659 | 70.68 | 2.61 | 0.38345 | 1101.2113 | 0.7317 | 69.66 | 2.58 | 0.37381 | 1177.7638 | 0.7943 | 70.89 | 2.59 | 0.36993 | 1155.1568 | 0.86981 | 64.52 | 2.36 | 0.33387 | 1162.0631 | 1.0101 | 60.29 | 2.17 | 0.30117 | 1121.947 | 1.1852 | 51.07 | 1.85 | 0.25121 | 1094.9819 | 1.1902 | 54.53 | 1.94 | 0.25722 | 1112.3471 | 1.2712 | 51.22 | 1.82 | 0.24248 | 1078.1173 | 1.2782 | 50.65 | 1.81 | 0.23778 | 1094.9647 | 1.3652 | 47.57 | 1.69 | 0.22383 | 1144.0829 | 1.3542 | 55.21 | 2.1 | 0.24668 | 1144.0993 | 1.5342 | 48.78 | 1.86 | 0.21785 | 1251.3556 | 1.5132 | 56.56 | 2.18 | 0.24443 | 1220.7478 | 1.7172 | 55.15 | 2.13 | 0.22454 | 1140.4242 | 1.8362 | 45.84 | 1.78 | 0.19268 | 1235.8495 | 1.8132 | 52.34 | 2.02 | 0.21363 | 1155.0308 | 1.9912 | 42.46 | 1.65 | 0.17682 | 1191.7389 | 1.9822 | 47.68 | 1.84 | 0.1904 | 1163.9953 | 1.9892 | 47.3 | 1.83 | 0.18777 | 1124.7835 | 2.3093 | 40.45 | 1.57 | 0.15968 | 1112.2852 | 2.4533 | 38.01 | 1.48 | 0.14887 | 1146.9325 | 2.4413 | 42.26 | 1.62 | 0.15948 | 1183.9924 | 2.5323 | 40.98 | 1.57 | 0.15636 | 1196.862 | 2.6823 | 38.77 | 1.48 | 0.14739 | 1122.4919 | 3.4004 | 33.04 | 1.25 | 0.11797 | 1101.8778 | 3.4104 | 32.82 | 1.24 | 0.11665 | 1103.1961 | 4.3455 | 30.12 | 1.09 | 0.09904 | 1129.8888 | 4.5365 | 29.03 | 1.05 | 0.09568 | 1086.0711 | 4.5676 | 28.64 | 1.04 | 0.09344 | 1103.6959 | 4.5546 | 30.86 | 1.1 | 0.09785 | 1135.4927 | 5.2436 | 28.75 | 0.99664 | 0.09015 | 1111.7905 | 5.7917 | 25.97 | 0.90047 | 0.08101 | 1069.687 | 6.2378 | 25.48 | 0.86588 | 0.07747 | 1091.3721 | 7.0319 | 24.05 | 0.79829 | 0.06928 | 1065.5049 | 7.1339 | 23.63 | 0.78508 | 0.06934 | 1243.4512 | 7.8769 | 27.55 | 0.98644 | 0.07515 | 1136.5473 | 9.4451 | 22.74 | 0.81691 | 0.05972 | 1142.3233 | 9.5761 | 22.43 | 0.80558 | 0.05923 | 1202.056 | 10.0412 | 24.05 | 0.87307 | 0.06179 | 1196.2867 | 10.6912 | 22.64 | 0.82057 | 0.05719 | 1185.1507 | 11.9014 | 22.36 | 0.8104 | 0.05524 | 1169.9937 | 12.7015 | 20.86 | 0.75781 | 0.05069 | 1155.2146 | 12.7215 | 20.78 | 0.75551 | 0.05034
1289.6825 | 0.0015092 | 821.18 | 31.55 | 30.84 | 1365.4419 | 0.0014982 | 1770 | 66.02 | 47.62 | 1243.3687 | 0.0015162 | 2350 | 82.93 | 53.39 | 1243.3687 | 0.0060687 | 586.04 | 20.72 | 12.95 | 1249.0632 | 0.0060648 | 782.75 | 28.95 | 15.13 | 1425.3136 | 0.013432 | 724.55 | 27.83 | 10.22 | 1298.3122 | 0.036304 | 341.91 | 12.67 | 4.14 | 1271.6868 | 0.036405 | 365.78 | 13.3 | 4.25 | 1166.6667 | 0.053487 | 244.99 | 8.97 | 2.75 | 1142.6123 | 0.07417 | 201.02 | 7.05 | 2.08 | 1133.3333 | 0.07428 | 212.98 | 7.32 | 2.13 | 1125.3517 | 0.097383 | 171.85 | 5.78 | 1.66 | 1176.5398 | 0.096673 | 193.95 | 6.76 | 1.8 | 1250.0694 | 0.095782 | 222.69 | 8.1 | 1.98 | 1315.928 | 0.11981 | 199.53 | 7.34 | 1.71 | 1250.5002 | 0.14852 | 159.54 | 5.89 | 1.34 | 1309.8981 | 0.14752 | 178.16 | 6.55 | 1.45 | 1250.5116 | 0.14852 | 175.5 | 6.48 | 1.41 | 1250.7817 | 0.21303 | 133.45 | 4.88 | 1.02 | 1204.5067 | 0.26933 | 113.89 | 4.12 | 0.80105 | 1251.0276 | 0.29494 | 112.5 | 3.99 | 0.78649 | 1207.8962 | 0.29654 | 111.19 | 3.96 | 0.77019 | 1172.9013 | 0.40645 | 86.68 | 3.03 | 0.56182 | 1143.8703 | 0.44296 | 84.23 | 2.9 | 0.53306 | 1217.3348 | 0.43855 | 96.8 | 3.49 | 0.58857 | 1251.1121 | 0.50406 | 84.64 | 3.05 | 0.50945 | 1251.1886 | 0.50406 | 94.05 | 3.44 | 0.53811 | 1251.1573 | 0.59797 | 79.32 | 2.9 | 0.46079 | 1251.2797 | 0.59787 | 87.26 | 3.2 | 0.48422 | 1251.2252 | 0.59797 | 95.19 | 3.46 | 0.50664 | 1251.3556 | 0.71689 | 79.42 | 2.89 | 0.42281 | 1201.3215 | 0.72119 | 78.34 | 2.86 | 0.41268 | 1275.9108 | 0.78489 | 78.88 | 2.83 | 0.40445 | 1251.4199 | 0.8591 | 71.81 | 2.58 | 0.36522 | 1251.4526 | 0.99842 | 66.57 | 2.35 | 0.32723 | 1208.2506 | 1.1711 | 56.43 | 2 | 0.27317 | 1251.4078 | 1.1651 | 65.24 | 2.46 | 0.29907 | 1271.2538 | 1.2441 | 61.25 | 2.31 | 0.28171 | 1232.1341 | 1.2502 | 60.63 | 2.29 | 0.27664 | 1251.3883 | 1.3362 | 56.91 | 2.15 | 0.26022 | 1287.0933 | 1.3302 | 64.61 | 2.49 | 0.28132 | 1287.1117 | 1.5072 | 57.07 | 2.2 | 0.24842 | 1390.3952 | 1.4922 | 64.95 | 2.48 | 0.27407 | 1342.8226 | 1.6942 | 62.54 | 2.37 | 0.24925 | 1267.138 | 1.8072 | 52.76 | 2.03 | 0.21673 | 1359.4345 | 1.7902 | 59.33 | 2.25 | 0.23703 | 1283.3676 | 1.9612 | 48.84 | 1.88 | 0.1987 | 1310.9128 | 1.9552 | 54.08 | 2.05 | 0.21141 | 1280.3948 | 1.9612 | 53.69 | 2.04 | 0.20864 | 1237.2618 | 2.2753 | 45.95 | 1.75 | 0.17767 | 1223.5137 | 2.4163 | 43.19 | 1.65 | 0.16568 | 1251.1991 | 2.4093 | 47.46 | 1.78 | 0.1757 | 1291.6281 | 2.5013 | 45.99 | 1.72 | 0.1721 | 1305.6677 | 2.6493 | 43.5 | 1.63 | 0.16218 | 1216.0329 | 3.3574 | 36.77 | 1.36 | 0.129 | 1193.7009 | 3.3664 | 36.55 | 1.35 | 0.12762 | 1181.9958 | 4.2975 | 33.04 | 1.17 | 0.107 | 1210.5951 | 4.4885 | 31.83 | 1.12 | 0.10328 | 1163.6476 | 4.5155 | 31.42 | 1.11 | 0.10096 | 1177.2756 | 4.5075 | 33.64 | 1.16 | 0.10516 | 1206.461 | 5.1946 | 31.17 | 1.05 | 0.0964 | 1181.2774 | 5.7357 | 28.15 | 0.95222 | 0.08665 | 1132.6097 | 6.1778 | 27.51 | 0.91237 | 0.08259 | 1212.6357 | 6.9168 | 27.66 | 0.9482 | 0.07782 | 1183.8943 | 7.0128 | 27.2 | 0.93322 | 0.07792 | 1381.6124 | 7.7778 | 31.58 | 1.14 | 0.08398 | 1262.8304 | 9.307 | 26.1 | 0.94532 | 0.06685 | 1269.2481 | 9.435 | 25.74 | 0.93227 | 0.0663 | 1322.2616 | 9.9191 | 27.2 | 0.98083 | 0.0683 | 1315.9154 | 10.5611 | 25.61 | 0.92172 | 0.06318 | 1292.8917 | 11.7713 | 25.03 | 0.89369 | 0.06051 | 1276.3568 | 12.5614 | 23.36 | 0.83604 | 0.05556 | 1260.2342 | 12.5814 | 23.27 | 0.8337 | 0.0552
1388.8889 | 0.0014952 | 904.95 | 33.9 | 33.39 | 1489.573 | 0.0014842 | 1980 | 72.71 | 52.16 | 1326.2599 | 0.0015032 | 2550 | 88.22 | 57.26 | 1326.2599 | 0.0060167 | 638.17 | 22.04 | 13.89 | 1373.9695 | 0.0059917 | 887.29 | 32.57 | 16.76 | 1567.8449 | 0.013311 | 818.83 | 30.89 | 11.28 | 1398.1824 | 0.035974 | 376.8 | 13.61 | 4.49 | 1362.5216 | 0.036084 | 400.56 | 14.2 | 4.59 | 1250 | 0.052927 | 268.69 | 9.58 | 2.98 | 1214.0256 | 0.073459 | 218.1 | 7.46 | 2.22 | 1200 | 0.073589 | 230.03 | 7.71 | 2.27 | 1250.3907 | 0.095782 | 197.97 | 6.87 | 1.87 | 1323.6073 | 0.095051 | 226.84 | 8.21 | 2.05 | 1388.9661 | 0.094491 | 255.83 | 9.36 | 2.22 | 1447.5208 | 0.11851 | 225.99 | 8.24 | 1.89 | 1375.5502 | 0.14662 | 180.9 | 6.63 | 1.49 | 1428.9797 | 0.14602 | 199.64 | 7.23 | 1.59 | 1364.1944 | 0.14682 | 196.85 | 7.15 | 1.55 | 1355.0136 | 0.21082 | 148.33 | 5.32 | 1.11 | 1297.1611 | 0.26643 | 125.66 | 4.44 | 0.86927 | 1340.3867 | 0.29223 | 123.24 | 4.27 | 0.84827 | 1294.1745 | 0.29353 | 121.87 | 4.24 | 0.83139 | 1251.0947 | 0.40255 | 94.47 | 3.22 | 0.60367 | 1286.8541 | 0.43505 | 98.59 | 3.54 | 0.60817 | 1352.5943 | 0.43225 | 111.29 | 4.05 | 0.66088 | 1390.1246 | 0.49725 | 97.24 | 3.53 | 0.5715 | 1376.3075 | 0.49775 | 106.64 | 3.88 | 0.59715 | 1376.2731 | 0.59047 | 89.93 | 3.27 | 0.51134 | 1365.0324 | 0.59107 | 97.86 | 3.53 | 0.53255 | 1355.4939 | 0.59157 | 105.79 | 3.77 | 0.55302 | 1355.6353 | 0.70928 | 88.26 | 3.15 | 0.46151 | 1301.4316 | 0.71298 | 87.14 | 3.12 | 0.45096 | 1374.0578 | 0.77739 | 86.95 | 3.05 | 0.43842 | 1347.6829 | 0.8507 | 79.19 | 2.78 | 0.39608 | 1430.2315 | 0.98181 | 79.31 | 2.96 | 0.3782 | 1380.8579 | 1.1501 | 67.3 | 2.52 | 0.3162 | 1407.8338 | 1.1471 | 76.15 | 2.91 | 0.33987 | 1430.1605 | 1.2261 | 71.46 | 2.72 | 0.31993 | 1386.1508 | 1.2311 | 70.79 | 2.71 | 0.31456 | 1407.8118 | 1.3161 | 66.42 | 2.54 | 0.2957 | 1430.1037 | 1.3131 | 74.15 | 2.83 | 0.31514 | 1430.1241 | 1.4872 | 65.5 | 2.5 | 0.27827 | 1529.4347 | 1.4781 | 73.44 | 2.76 | 0.30299 | 1464.8974 | 1.6782 | 70.02 | 2.6 | 0.27343 | 1393.8518 | 1.7852 | 59.78 | 2.26 | 0.24029 | 1483.0194 | 1.7732 | 66.41 | 2.46 | 0.25994 | 1411.7043 | 1.9382 | 55.31 | 2.09 | 0.22011 | 1430.0866 | 1.9362 | 60.57 | 2.25 | 0.232 | 1396.7944 | 1.9412 | 60.15 | 2.24 | 0.22911 | 1349.7402 | 2.2482 | 51.53 | 1.92 | 0.19533 | 1334.7422 | 2.3883 | 48.44 | 1.81 | 0.18219 | 1355.4657 | 2.3833 | 52.72 | 1.93 | 0.19165 | 1399.2638 | 2.4763 | 51.06 | 1.87 | 0.18755 | 1414.4733 | 2.6243 | 48.29 | 1.76 | 0.17668 | 1309.5739 | 3.3234 | 40.55 | 1.46 | 0.13987 | 1285.5241 | 3.3314 | 40.31 | 1.45 | 0.13844 | 1260.7956 | 4.2575 | 35.99 | 1.24 | 0.11486 | 1291.3015 | 4.4495 | 34.65 | 1.19 | 0.11078 | 1241.2242 | 4.4725 | 34.22 | 1.18 | 0.10838 | 1250.8554 | 4.4675 | 36.45 | 1.23 | 0.11239 | 1277.4292 | 5.1526 | 33.61 | 1.11 | 0.10258 | 1250.7644 | 5.6886 | 30.36 | 1 | 0.09223 | 1258.4552 | 6.0817 | 31.63 | 1.08 | 0.09268 | 1364.2151 | 6.8127 | 32.26 | 1.15 | 0.08825 | 1331.8811 | 6.9028 | 31.73 | 1.13 | 0.08842 | 1519.7736 | 7.7077 | 35.65 | 1.28 | 0.09257 | 1389.1134 | 9.2059 | 29.51 | 1.06 | 0.07382 | 1396.173 | 9.3319 | 29.1 | 1.05 | 0.07321 | 1442.4672 | 9.831 | 30.4 | 1.08 | 0.07467 | 1435.5441 | 10.471 | 28.6 | 1.01 | 0.06904 | 1400.6327 | 11.6712 | 27.72 | 0.97128 | 0.06567 | 1382.7198 | 12.4513 | 25.88 | 0.90895 | 0.06034 | 1365.2537 | 12.4613 | 25.79 | 0.9066 | 0.05996
1488.0952 | 0.0014842 | 989.42 | 36.13 | 35.89 | 1613.7041 | 0.0014741 | 2200 | 78.93 | 56.6 | 1492.0424 | 0.0014842 | 2980 | 106.83 | 64.81 | 1492.0424 | 0.0059396 | 743.58 | 26.69 | 15.72 | 1498.8758 | 0.0059366 | 992.96 | 35.9 | 18.36 | 1710.3763 | 0.013221 | 913.85 | 33.72 | 12.31 | 1498.0525 | 0.035714 | 411.98 | 14.5 | 4.82 | 1453.3563 | 0.035824 | 435.63 | 15.05 | 4.91 | 1333.3333 | 0.052466 | 292.61 | 10.17 | 3.19 | 1285.4388 | 0.072859 | 235.34 | 7.85 | 2.37 | 1333.3333 | 0.072509 | 264.56 | 9.13 | 2.55 | 1406.6896 | 0.094351 | 231.13 | 8.32 | 2.12 | 1470.6747 | 0.09391 | 260.2 | 9.47 | 2.29 | 1527.8627 | 0.09356 | 289.36 | 10.5 | 2.46 | 1579.1136 | 0.11751 | 252.7 | 9.07 | 2.07 | 1500.6002 | 0.14532 | 202.5 | 7.3 | 1.63 | 1548.0614 | 0.14492 | 221.31 | 7.85 | 1.73 | 1477.8773 | 0.14552 | 218.42 | 7.78 | 1.69 | 1459.2454 | 0.20902 | 163.34 | 5.73 | 1.21 | 1389.8154 | 0.26423 | 137.54 | 4.75 | 0.93641 | 1429.7459 | 0.29003 | 134.06 | 4.54 | 0.90909 | 1380.4528 | 0.29123 | 132.65 | 4.5 | 0.89169 | 1407.4815 | 0.39664 | 110.25 | 3.92 | 0.68576 | 1429.8379 | 0.42955 | 113.18 | 4.1 | 0.68151 | 1487.8537 | 0.42774 | 125.95 | 4.55 | 0.73151 | 1529.137 | 0.49225 | 109.98 | 3.96 | 0.63203 | 1501.4264 | 0.49315 | 119.36 | 4.28 | 0.65491 | 1501.3888 | 0.58496 | 100.66 | 3.61 | 0.56078 | 1478.7851 | 0.58586 | 108.58 | 3.85 | 0.57993 | 1459.7627 | 0.58666 | 116.49 | 4.07 | 0.59857 | 1459.9149 | 0.70337 | 97.19 | 3.39 | 0.49951 | 1401.5417 | 0.70648 | 96.02 | 3.36 | 0.4886 | 1570.3518 | 0.76688 | 103.28 | 3.83 | 0.50462 | 1540.2091 | 0.83858 | 94.12 | 3.49 | 0.45627 | 1609.0105 | 0.97089 | 92.23 | 3.48 | 0.42757 | 1553.4651 | 1.1361 | 78.33 | 2.96 | 0.35794 | 1564.2598 | 1.1351 | 87.2 | 3.3 | 0.37955 | 1589.0672 | 1.2141 | 81.79 | 3.09 | 0.35708 | 1540.1676 | 1.2171 | 81.09 | 3.07 | 0.35147 | 1564.2353 | 1.3021 | 76.06 | 2.88 | 0.33021 | 1573.1141 | 1.3011 | 83.79 | 3.14 | 0.34811 | 1573.1365 | 1.4741 | 74.01 | 2.77 | 0.30736 | 1668.4742 | 1.4671 | 82.01 | 3.01 | 0.33117 | 1586.9722 | 1.6662 | 77.56 | 2.81 | 0.29708 | 1520.5657 | 1.7692 | 66.88 | 2.48 | 0.26331 | 1606.6044 | 1.7612 | 73.55 | 2.66 | 0.28232 | 1540.0411 | 1.9222 | 61.84 | 2.28 | 0.24103 | 1549.2605 | 1.9212 | 67.11 | 2.43 | 0.25214 | 1513.1939 | 1.9252 | 66.67 | 2.42 | 0.24915 | 1462.2185 | 2.2282 | 57.16 | 2.08 | 0.21265 | 1445.9707 | 2.3662 | 53.74 | 1.96 | 0.19839 | 1459.7322 | 2.3642 | 58.03 | 2.07 | 0.20731 | 1506.8994 | 2.4572 | 56.17 | 2 | 0.20271 | 1523.279 | 2.6053 | 53.11 | 1.89 | 0.19091 | 1403.1149 | 3.2953 | 44.36 | 1.55 | 0.15057 | 1377.3472 | 3.3023 | 44.11 | 1.55 | 0.14909 | 1339.5953 | 4.2245 | 38.96 | 1.31 | 0.12261 | 1372.0078 | 4.4165 | 37.5 | 1.26 | 0.11818 | 1318.8007 | 4.4375 | 37.06 | 1.25 | 0.11571 | 1324.4351 | 4.4355 | 39.29 | 1.29 | 0.11952 | 1419.3658 | 5.0895 | 38.53 | 1.31 | 0.11471 | 1389.7382 | 5.6156 | 34.82 | 1.18 | 0.10318 | 1415.7622 | 5.9976 | 36.85 | 1.31 | 0.10499 | 1515.7946 | 6.7416 | 36.91 | 1.32 | 0.0984 | 1479.8679 | 6.8267 | 36.33 | 1.31 | 0.09864 | 1657.9349 | 7.6577 | 39.76 | 1.4 | 0.10094 | 1515.3964 | 9.1318 | 32.95 | 1.17 | 0.08062 | 1523.0978 | 9.2569 | 32.5 | 1.15 | 0.07995 | 1562.6728 | 9.7649 | 33.62 | 1.17 | 0.08088 | 1555.1727 | 10.4009 | 31.63 | 1.1 | 0.07476 | 1508.3736 | 11.6011 | 30.43 | 1.04 | 0.07071 | 1489.0829 | 12.3612 | 28.42 | 0.97745 | 0.06502 | 1470.2732 | 12.3812 | 28.33 | 0.97511 | 0.06463
1587.3016 | 0.0014761 | 1070 | 38.27 | 38.35 | 1737.8352 | 0.0014661 | 2410 | 84.78 | 60.93 | 1657.8249 | 0.0014711 | 3400 | 122.99 | 72.12 | 1657.8249 | 0.0058876 | 850.13 | 30.73 | 17.5 | 1623.7822 | 0.0058966 | 1100 | 39 | 19.92 | 1852.9076 | 0.013171 | 1010 | 36.36 | 13.31 | 1597.9227 | 0.035514 | 447.38 | 15.35 | 5.16 | 1544.1911 | 0.035614 | 470.93 | 15.87 | 5.23 | 1416.6667 | 0.052096 | 316.73 | 10.73 | 3.41 | 1428.2654 | 0.071928 | 270.18 | 9.28 | 2.65 | 1500 | 0.071568 | 308.32 | 11.04 | 2.89 | 1562.9884 | 0.09337 | 264.71 | 9.59 | 2.37 | 1617.7422 | 0.093109 | 293.92 | 10.61 | 2.53 | 1666.7593 | 0.092899 | 323.17 | 11.54 | 2.69 | 1710.7064 | 0.11681 | 279.6 | 9.84 | 2.24 | 1625.6503 | 0.14431 | 224.27 | 7.93 | 1.77 | 1667.143 | 0.14401 | 243.14 | 8.44 | 1.87 | 1591.5602 | 0.14451 | 240.16 | 8.37 | 1.82 | 1563.4772 | 0.20772 | 178.47 | 6.12 | 1.3 | 1482.4698 | 0.26243 | 149.51 | 5.04 | 1 | 1608.4641 | 0.28683 | 155.93 | 5.5 | 1.03 | 1553.0094 | 0.28763 | 154.44 | 5.46 | 1.01 | 1563.8684 | 0.39254 | 126.23 | 4.53 | 0.76555 | 1572.8216 | 0.42554 | 127.93 | 4.6 | 0.75299 | 1623.1131 | 0.42444 | 140.75 | 5.01 | 0.80039 | 1668.1495 | 0.48874 | 122.84 | 4.36 | 0.69103 | 1626.5452 | 0.48965 | 132.2 | 4.65 | 0.71135 | 1626.5045 | 0.58086 | 111.48 | 3.92 | 0.6091 | 1592.5378 | 0.58186 | 119.38 | 4.14 | 0.62632 | 1668.3002 | 0.57976 | 138.12 | 5.09 | 0.6871 | 1668.4742 | 0.69517 | 115.22 | 4.25 | 0.57338 | 1601.7619 | 0.69727 | 113.99 | 4.22 | 0.56189 | 1766.6457 | 0.76027 | 119.8 | 4.48 | 0.56843 | 1732.7352 | 0.83098 | 109.23 | 4.09 | 0.51435 | 1787.7894 | 0.96389 | 105.26 | 3.94 | 0.47529 | 1726.0723 | 1.1271 | 89.48 | 3.36 | 0.39837 | 1720.6858 | 1.1271 | 98.35 | 3.66 | 0.41809 | 1747.9739 | 1.2061 | 92.21 | 3.43 | 0.39313 | 1694.1843 | 1.2081 | 91.49 | 3.41 | 0.38733 | 1720.6589 | 1.2931 | 85.78 | 3.19 | 0.36373 | 1716.1244 | 1.2931 | 93.51 | 3.43 | 0.38019 | 1716.149 | 1.4641 | 82.6 | 3.03 | 0.33567 | 1807.5137 | 1.4601 | 90.63 | 3.25 | 0.35861 | 1709.047 | 1.6562 | 85.15 | 3.01 | 0.32019 | 1647.2795 | 1.7572 | 74.03 | 2.67 | 0.28581 | 1730.1893 | 1.7512 | 80.73 | 2.85 | 0.30419 | 1668.3778 | 1.9102 | 68.42 | 2.47 | 0.26145 | 1668.4344 | 1.9102 | 73.69 | 2.61 | 0.27182 | 1629.5934 | 1.9132 | 73.24 | 2.59 | 0.26876 | 1574.6969 | 2.2132 | 62.84 | 2.23 | 0.22961 | 1557.1993 | 2.3492 | 59.09 | 2.1 | 0.21427 | 1563.9988 | 2.3492 | 63.39 | 2.21 | 0.22267 | 1614.5351 | 2.4432 | 61.32 | 2.13 | 0.21757 | 1632.0846 | 2.5902 | 57.97 | 2.01 | 0.20485 | 1496.6559 | 3.2733 | 48.2 | 1.65 | 0.16109 | 1469.1704 | 3.2793 | 47.95 | 1.64 | 0.15957 | 1418.395 | 4.1964 | 41.96 | 1.38 | 0.13026 | 1452.7142 | 4.3894 | 40.36 | 1.32 | 0.12547 | 1396.3772 | 4.4074 | 39.91 | 1.31 | 0.12293 | 1471.5945 | 4.3844 | 45.01 | 1.53 | 0.13351 | 1596.7866 | 5.0345 | 44.76 | 1.58 | 0.12944 | 1563.4554 | 5.5525 | 40.47 | 1.43 | 0.11649 | 1573.0691 | 5.9396 | 42.13 | 1.51 | 0.11694 | 1667.374 | 6.6926 | 41.6 | 1.48 | 0.10825 | 1627.8547 | 6.7746 | 40.96 | 1.46 | 0.10858 | 1796.0961 | 7.6226 | 43.88 | 1.52 | 0.10908 | 1641.6795 | 9.0778 | 36.41 | 1.27 | 0.08725 | 1650.0226 | 9.2018 | 35.91 | 1.25 | 0.08653 | 1682.8784 | 9.7178 | 36.85 | 1.26 | 0.08695 | 1674.8014 | 10.3509 | 34.67 | 1.18 | 0.08034 | 1616.1146 | 11.5411 | 33.15 | 1.11 | 0.07565 | 1595.446 | 12.3011 | 30.98 | 1.04 | 0.0696 | 1575.2927 | 12.3111 | 30.88 | 1.04 | 0.06919
1686.5079 | 0.0014691 | 1160 | 40.33 | 40.75 | 1861.9662 | 0.0014611 | 2620 | 90.3 | 65.15 | 1823.6074 | 0.0014631 | 3830 | 137.47 | 79.19 | 1823.6074 | 0.0058535 | 957.46 | 34.35 | 19.22 | 1748.6885 | 0.0058676 | 1210 | 41.9 | 21.45 | 1995.439 | 0.013131 | 1110 | 38.83 | 14.29 | 1697.7929 | 0.035353 | 482.97 | 16.17 | 5.48 | 1635.0259 | 0.035444 | 506.42 | 16.65 | 5.54 | 1500 | 0.051786 | 341 | 11.27 | 3.62 | 1606.7985 | 0.071127 | 314.25 | 11.19 | 3 | 1666.6667 | 0.070927 | 352.56 | 12.7 | 3.22 | 1719.2873 | 0.092699 | 298.6 | 10.72 | 2.61 | 1764.8097 | 0.092549 | 327.88 | 11.66 | 2.76 | 1805.6559 | 0.092428 | 357.19 | 12.51 | 2.91 | 1842.2992 | 0.11631 | 306.65 | 10.56 | 2.41 | 1750.7003 | 0.14351 | 246.18 | 8.51 | 1.91 | 1786.2246 | 0.14331 | 265.08 | 9 | 2 | 1705.2431 | 0.14381 | 262.03 | 8.93 | 1.95 | 1667.709 | 0.20662 | 193.69 | 6.49 | 1.38 | 1667.7785 | 0.25982 | 173.66 | 6.09 | 1.13 | 1787.1823 | 0.28473 | 177.99 | 6.32 | 1.14 | 1725.566 | 0.28533 | 176.45 | 6.29 | 1.12 | 1720.2552 | 0.38973 | 142.35 | 5.07 | 0.843 | 1715.8054 | 0.42274 | 142.79 | 5.06 | 0.82256 | 1758.3726 | 0.42204 | 155.64 | 5.44 | 0.86753 | 1807.1619 | 0.48624 | 135.77 | 4.73 | 0.74848 | 1751.6641 | 0.48704 | 145.11 | 4.99 | 0.76647 | 1751.6202 | 0.57785 | 122.36 | 4.21 | 0.65628 | 1820.0432 | 0.57665 | 141.15 | 5.16 | 0.71618 | 1876.8377 | 0.57575 | 159.94 | 5.95 | 0.77218 | 1877.0335 | 0.69026 | 133.43 | 4.97 | 0.64438 | 1801.9822 | 0.69166 | 132.15 | 4.94 | 0.63246 | 1962.9397 | 0.75636 | 136.43 | 5.06 | 0.62988 | 1925.2614 | 0.82637 | 124.44 | 4.63 | 0.57033 | 1966.5683 | 0.95958 | 118.38 | 4.35 | 0.52141 | 1898.6796 | 1.1211 | 100.69 | 3.71 | 0.43747 | 1877.1118 | 1.1221 | 109.56 | 3.99 | 0.45549 | 1906.8807 | 1.2001 | 102.69 | 3.73 | 0.4281 | 1848.2011 | 1.2021 | 101.95 | 3.72 | 0.42215 | 1877.0824 | 1.2861 | 95.56 | 3.48 | 0.39625 | 1859.1348 | 1.2871 | 103.29 | 3.7 | 0.41141 | 1859.1614 | 1.4581 | 91.23 | 3.27 | 0.36322 | 1946.5532 | 1.4551 | 99.28 | 3.47 | 0.38532 | 1831.1217 | 1.6501 | 92.78 | 3.2 | 0.34276 | 1773.9933 | 1.7492 | 81.23 | 2.86 | 0.30776 | 1853.7743 | 1.7451 | 87.94 | 3.03 | 0.32555 | 1796.7146 | 1.9012 | 75.04 | 2.64 | 0.28137 | 1787.6083 | 1.9012 | 80.31 | 2.77 | 0.29106 | 1745.9929 | 1.9042 | 79.85 | 2.76 | 0.28793 | 1687.1752 | 2.2012 | 68.56 | 2.37 | 0.24622 | 1668.4278 | 2.3372 | 64.47 | 2.23 | 0.22981 | 1668.2654 | 2.3372 | 68.77 | 2.33 | 0.23773 | 1722.1708 | 2.4312 | 66.49 | 2.25 | 0.23213 | 1740.8902 | 2.5782 | 62.84 | 2.13 | 0.2185 | 1590.1969 | 3.2563 | 52.06 | 1.73 | 0.17143 | 1560.9935 | 3.2613 | 51.8 | 1.73 | 0.16987 | 1575.9945 | 4.1554 | 48 | 1.62 | 0.14523 | 1614.1268 | 4.3494 | 46.13 | 1.55 | 0.13973 | 1551.5302 | 4.3634 | 45.66 | 1.54 | 0.13708 | 1655.5439 | 4.3424 | 52.23 | 1.84 | 0.15046 | 1774.2073 | 4.9994 | 51.04 | 1.81 | 0.14367 | 1737.1727 | 5.5115 | 46.17 | 1.64 | 0.12936 | 1730.376 | 5.9005 | 47.46 | 1.69 | 0.12853 | 1818.9535 | 6.6595 | 46.32 | 1.63 | 0.11781 | 1775.8415 | 6.7386 | 45.63 | 1.6 | 0.11823 | 1934.2574 | 7.5996 | 48.03 | 1.63 | 0.11699 | 1767.9625 | 9.0397 | 39.89 | 1.36 | 0.09372 | 1776.9474 | 9.1628 | 39.35 | 1.34 | 0.09294 | 1803.084 | 9.6838 | 40.1 | 1.34 | 0.09286 | 1794.4301 | 10.3108 | 37.72 | 1.26 | 0.08578 | 1723.8556 | 11.501 | 35.89 | 1.18 | 0.08048 | 1701.809 | 12.251 | 33.54 | 1.1 | 0.07407 | 1680.3122 | 12.2611 | 33.45 | 1.1 | 0.07367
1785.7143 | 0.0014641 | 1250 | 42.3 | 43.11 | 1986.0973 | 0.0014571 | 2840 | 95.54 | 69.26 | 1989.3899 | 0.0014571 | 4260 | 150.69 | 86.03 | 1989.3899 | 0.0058325 | 1070 | 37.65 | 20.89 | 1998.5011 | 0.0058325 | 1420 | 51.91 | 24.38 | 2137.9704 | 0.013101 | 1200 | 41.17 | 15.23 | 1797.663 | 0.035223 | 518.69 | 16.95 | 5.8 | 1816.6954 | 0.035203 | 577.8 | 19.49 | 6.16 | 1666.6667 | 0.051335 | 389.91 | 13.24 | 4.03 | 1785.3317 | 0.070617 | 358.73 | 12.84 | 3.33 | 1833.3333 | 0.070516 | 397.14 | 14.19 | 3.54 | 1875.5861 | 0.092248 | 332.68 | 11.76 | 2.84 | 1911.8772 | 0.092168 | 362.01 | 12.62 | 2.99 | 1944.5525 | 0.092108 | 391.36 | 13.42 | 3.13 | 1973.892 | 0.11591 | 333.8 | 11.24 | 2.58 | 1875.7503 | 0.14301 | 268.19 | 9.07 | 2.04 | 1905.3063 | 0.14291 | 287.1 | 9.52 | 2.13 | 1818.9259 | 0.14321 | 284 | 9.45 | 2.08 | 1876.1726 | 0.20512 | 224.31 | 7.81 | 1.56 | 1853.0872 | 0.25822 | 198 | 7 | 1.26 | 1965.9006 | 0.28342 | 200.18 | 7.06 | 1.25 | 1898.1226 | 0.28382 | 198.6 | 7.03 | 1.23 | 1876.6421 | 0.38793 | 158.56 | 5.57 | 0.91813 | 1858.7892 | 0.42074 | 157.74 | 5.48 | 0.89025 | 1893.632 | 0.42044 | 170.61 | 5.84 | 0.93294 | 1946.1744 | 0.48444 | 148.76 | 5.08 | 0.80441 | 2001.9018 | 0.48394 | 171.08 | 6.2 | 0.87283 | 2001.8517 | 0.57425 | 144.25 | 5.23 | 0.74732 | 2047.5486 | 0.57385 | 163.07 | 6.02 | 0.80219 | 2085.3753 | 0.57354 | 181.89 | 6.72 | 0.85392 | 2085.5927 | 0.68755 | 151.73 | 5.6 | 0.71259 | 2002.2024 | 0.68846 | 150.42 | 5.57 | 0.70036 | 2159.2337 | 0.75426 | 153.12 | 5.59 | 0.68906 | 2117.7875 | 0.82376 | 139.73 | 5.11 | 0.62427 | 2145.3473 | 0.95707 | 131.53 | 4.74 | 0.56597 | 2071.2868 | 1.1181 | 111.96 | 4.04 | 0.4753 | 2033.5377 | 1.1181 | 120.82 | 4.3 | 0.49177 | 2065.7874 | 1.1971 | 113.21 | 4.02 | 0.46201 | 2002.2178 | 1.1981 | 112.46 | 4 | 0.45595 | 2033.5059 | 1.2821 | 105.37 | 3.75 | 0.42781 | 2002.1452 | 1.2831 | 113.1 | 3.95 | 0.44178 | 2002.1738 | 1.4531 | 99.89 | 3.49 | 0.39002 | 2085.5927 | 1.4511 | 107.96 | 3.69 | 0.41133 | 1953.1965 | 1.6451 | 100.44 | 3.38 | 0.3648 | 1900.7071 | 1.7431 | 88.45 | 3.04 | 0.32918 | 1977.3592 | 1.7401 | 95.18 | 3.2 | 0.3464 | 1925.0513 | 1.8952 | 81.69 | 2.8 | 0.3008 | 1906.7822 | 1.8962 | 86.95 | 2.92 | 0.30986 | 1862.3925 | 1.8972 | 86.49 | 2.91 | 0.30667 | 1799.6536 | 2.1932 | 74.29 | 2.51 | 0.26247 | 1779.6563 | 2.3272 | 69.88 | 2.36 | 0.24503 | 1772.532 | 2.3282 | 74.17 | 2.46 | 0.25249 | 1829.8065 | 2.4232 | 71.69 | 2.37 | 0.24639 | 1849.6959 | 2.5702 | 67.74 | 2.24 | 0.23187 | 1683.7379 | 3.2423 | 55.94 | 1.82 | 0.18158 | 1652.8167 | 3.2463 | 55.68 | 1.81 | 0.17999 | 1772.9938 | 4.1213 | 55.62 | 1.95 | 0.16331 | 1815.8927 | 4.3184 | 53.41 | 1.86 | 0.15693 | 1745.4715 | 4.3274 | 52.91 | 1.85 | 0.15418 | 1839.4932 | 4.3153 | 59.52 | 2.11 | 0.16681 | 1951.628 | 4.9784 | 57.36 | 2.02 | 0.15741 | 1910.89 | 5.4864 | 51.9 | 1.83 | 0.1418 | 1887.6829 | 5.8755 | 52.81 | 1.85 | 0.13977 | 1970.533 | 6.6385 | 51.07 | 1.76 | 0.12709 | 1923.8282 | 6.7145 | 50.31 | 1.73 | 0.12759 | 2072.4186 | 7.5856 | 52.18 | 1.73 | 0.12469 | 1894.2455 | 9.0137 | 43.38 | 1.45 | 0.10002 | 1903.8722 | 9.1357 | 42.79 | 1.43 | 0.09919 | 1923.2896 | 9.6608 | 43.36 | 1.42 | 0.09864 | 1914.0588 | 10.2908 | 40.78 | 1.33 | 0.0911 | 1939.3375 | 11.4509 | 41.38 | 1.41 | 0.08981 | 1914.5352 | 12.1909 | 38.7 | 1.32 | 0.08275 | 1890.3512 | 12.201 | 38.6 | 1.32 | 0.08232
1984.127 | 0.0014581 | 1420 | 49.15 | 47.69 | 2234.3595 | 0.0014541 | 3270 | 113.83 | 77.19 | 2155.1724 | 0.0014551 | 4700 | 162.92 | 92.64 | 2155.1724 | 0.0058214 | 1170 | 40.71 | 22.49 | 2248.3138 | 0.0058184 | 1640 | 60.36 | 27.17 | 2280.5017 | 0.013091 | 1300 | 43.39 | 16.15 | 1997.4034 | 0.035063 | 590.44 | 19.77 | 6.42 | 2043.7824 | 0.035043 | 667.55 | 23.28 | 6.89 | 1875 | 0.050975 | 451.53 | 15.86 | 4.52 | 1963.8649 | 0.070296 | 403.47 | 14.33 | 3.65 | 2000 | 0.070256 | 441.92 | 15.54 | 3.85 | 2031.885 | 0.091968 | 366.91 | 12.73 | 3.07 | 2058.9446 | 0.091927 | 396.25 | 13.52 | 3.2 | 2083.4491 | 0.091897 | 425.62 | 14.27 | 3.34 | 2105.4848 | 0.11571 | 361.01 | 11.89 | 2.74 | 2000.8003 | 0.14261 | 290.26 | 9.59 | 2.17 | 2143.4696 | 0.14231 | 331.31 | 11.4 | 2.38 | 2046.2917 | 0.14251 | 328.13 | 11.33 | 2.33 | 2084.6362 | 0.20442 | 255.1 | 8.94 | 1.72 | 2038.396 | 0.25722 | 222.47 | 7.81 | 1.37 | 2144.6188 | 0.28272 | 222.45 | 7.73 | 1.36 | 2070.6792 | 0.28292 | 220.85 | 7.7 | 1.34 | 2033.0289 | 0.38673 | 174.84 | 6.03 | 0.99101 | 2001.773 | 0.41943 | 172.75 | 5.88 | 0.95609 | 2164.1508 | 0.41863 | 200.67 | 7.22 | 1.06 | 2224.1993 | 0.48273 | 174.84 | 6.28 | 0.91192 | 2252.1395 | 0.48263 | 197.17 | 7.22 | 0.97422 | 2252.0832 | 0.57264 | 166.24 | 6.08 | 0.8341 | 2275.054 | 0.57254 | 185.07 | 6.78 | 0.88454 | 2293.9128 | 0.57254 | 203.89 | 7.4 | 0.93247 | 2294.152 | 0.68645 | 170.09 | 6.17 | 0.77814 | 2202.4227 | 0.68675 | 168.76 | 6.15 | 0.76571 | 2355.5276 | 0.75345 | 169.85 | 6.07 | 0.74608 | 2310.3136 | 0.82266 | 155.04 | 5.55 | 0.67628 | 2324.1262 | 0.95607 | 144.72 | 5.09 | 0.60904 | 2243.894 | 1.1161 | 123.25 | 4.35 | 0.51191 | 2189.9637 | 1.1161 | 132.11 | 4.58 | 0.52699 | 2224.6941 | 1.1951 | 123.75 | 4.29 | 0.49491 | 2156.2346 | 1.1961 | 123 | 4.27 | 0.48877 | 2189.9295 | 1.2801 | 115.21 | 4 | 0.45843 | 2145.1555 | 1.2811 | 122.94 | 4.19 | 0.47133 | 2145.1862 | 1.4501 | 108.58 | 3.7 | 0.4161 | 2224.6322 | 1.4491 | 116.65 | 3.89 | 0.43666 | 2075.2713 | 1.6421 | 108.11 | 3.55 | 0.38634 | 2027.4209 | 1.7381 | 95.69 | 3.21 | 0.35009 | 2100.9442 | 1.7371 | 102.43 | 3.36 | 0.36676 | 2053.3881 | 1.8911 | 88.35 | 2.96 | 0.31975 | 2025.9561 | 1.8911 | 93.61 | 3.07 | 0.32823 | 1978.792 | 1.8931 | 93.14 | 3.06 | 0.325 | 1912.1319 | 2.1862 | 80.05 | 2.64 | 0.27837 | 1890.8848 | 2.3202 | 75.3 | 2.48 | 0.25992 | 1876.7986 | 2.3212 | 79.6 | 2.57 | 0.26696 | 1937.4421 | 2.4172 | 76.9 | 2.48 | 0.26035 | 1958.5015 | 2.5632 | 72.66 | 2.34 | 0.24495 | 1870.8199 | 3.2233 | 63.74 | 2.13 | 0.20135 | 1836.463 | 3.2263 | 63.47 | 2.12 | 0.19971 | 1969.9931 | 4.1023 | 63.28 | 2.23 | 0.18072 | 2017.6585 | 4.3003 | 60.72 | 2.13 | 0.17346 | 1939.4127 | 4.3063 | 60.22 | 2.12 | 0.17064 | 2023.4425 | 4.3003 | 66.83 | 2.35 | 0.18258 | 2129.0487 | 4.9664 | 63.7 | 2.21 | 0.17069 | 2084.6073 | 5.4724 | 57.66 | 2 | 0.15382 | 2044.9898 | 5.8595 | 58.19 | 2 | 0.15066 | 2122.1124 | 6.6265 | 55.82 | 1.88 | 0.1361 | 2071.815 | 6.7005 | 55.01 | 1.86 | 0.13669 | 2210.5798 | 7.5785 | 56.34 | 1.83 | 0.13219 | 2020.5286 | 8.9967 | 46.88 | 1.53 | 0.10616 | 2030.797 | 9.1187 | 46.25 | 1.51 | 0.10528 | 2163.7008 | 9.6377 | 49.9 | 1.69 | 0.10978 | 2153.3161 | 10.2607 | 46.91 | 1.59 | 0.10135 | 2154.8195 | 11.4308 | 46.89 | 1.61 | 0.09875 | 2127.2613 | 12.1709 | 43.88 | 1.51 | 0.09105 | 2100.3903 | 12.1709 | 43.78 | 1.51 | 0.09062
2232.1429 | 0.0014541 | 1630 | 58.24 | 53.16 | 2482.6216 | 0.0014541 | 3710 | 129.62 | 84.75 | 2320.9549 | 0.0014531 | 5130 | 174.33 | 99.04 | 2320.9549 | 0.0058164 | 1280 | 43.56 | 24.05 | 2498.1264 | 0.0058174 | 1860 | 67.78 | 29.83 | 2423.0331 | 0.013091 | 1390 | 45.51 | 17.05 | 2247.0788 | 0.034973 | 680.46 | 23.54 | 7.16 | 2270.8693 | 0.034963 | 757.6 | 26.55 | 7.59 | 2083.3333 | 0.050784 | 513.48 | 18.13 | 5 | 2142.3981 | 0.070115 | 448.36 | 15.68 | 3.96 | 2166.6667 | 0.070105 | 486.84 | 16.8 | 4.15 | 2188.1838 | 0.091807 | 401.21 | 13.63 | 3.29 | 2206.0121 | 0.091797 | 430.57 | 14.37 | 3.42 | 2222.3457 | 0.091787 | 459.94 | 15.08 | 3.54 | 2368.6704 | 0.11551 | 415.54 | 14.18 | 3.05 | 2250.9004 | 0.14221 | 334.53 | 11.46 | 2.43 | 2381.6328 | 0.14221 | 375.63 | 13.01 | 2.62 | 2273.6574 | 0.14221 | 372.42 | 12.95 | 2.57 | 2293.0999 | 0.20401 | 285.98 | 9.95 | 1.88 | 2223.7047 | 0.25672 | 247 | 8.55 | 1.49 | 2323.337 | 0.28242 | 244.77 | 8.35 | 1.46 | 2243.2358 | 0.28252 | 243.15 | 8.32 | 1.44 | 2189.4157 | 0.38613 | 191.15 | 6.45 | 1.06 | 2287.7406 | 0.41823 | 202.85 | 7.26 | 1.08 | 2434.6697 | 0.41813 | 230.81 | 8.39 | 1.18 | 2500.556 | 0.48243 | 200.81 | 7.27 | 1.01 | 2500.6256 | 0.48243 | 223.11 | 8.1 | 1.07 | 2500.563 | 0.57244 | 188.1 | 6.83 | 0.91631 | 2500.5119 | 0.57244 | 206.9 | 7.45 | 0.96277 | 2500.5735 | 0.57244 | 225.71 | 8.02 | 1.01 | 2500.4171 | 0.68635 | 188.26 | 6.69 | 0.84053 | 2402.6429 | 0.68625 | 187.13 | 6.68 | 0.82864 | 2500.5889 | 0.75355 | 182.21 | 6.32 | 0.78687 | 2500.5294 | 0.82255 | 170.19 | 5.95 | 0.72585 | 2500.581 | 0.95596 | 157.73 | 5.41 | 0.65016 | 2416.5013 | 1.1151 | 134.56 | 4.63 | 0.54735 | 2346.3897 | 1.1151 | 143.41 | 4.85 | 0.56118 | 2383.6008 | 1.1941 | 134.31 | 4.54 | 0.52684 | 2310.2514 | 1.1941 | 133.55 | 4.53 | 0.52065 | 2346.353 | 1.2791 | 125.07 | 4.23 | 0.48817 | 2288.1659 | 1.2791 | 132.79 | 4.41 | 0.50009 | 2288.1986 | 1.4491 | 117.28 | 3.9 | 0.44148 | 2363.6718 | 1.4491 | 125.35 | 4.08 | 0.46134 | 2197.3461 | 1.6401 | 115.8 | 3.71 | 0.40738 | 2154.1347 | 1.7361 | 102.95 | 3.37 | 0.37049 | 2224.5291 | 1.7351 | 109.7 | 3.51 | 0.38664 | 2181.7248 | 1.8881 | 95.02 | 3.1 | 0.33823 | 2145.13 | 1.8891 | 100.28 | 3.21 | 0.34618 | 2095.1915 | 1.8901 | 99.81 | 3.2 | 0.34291 | 2024.6103 | 2.1822 | 85.83 | 2.76 | 0.29393 | 2002.1133 | 2.3152 | 80.75 | 2.6 | 0.2745 | 2085.3318 | 2.3122 | 90.49 | 3 | 0.29504 | 2152.7135 | 2.4092 | 87.35 | 2.89 | 0.28743 | 2176.1128 | 2.5562 | 82.51 | 2.73 | 0.27033 | 2104.6724 | 3.2102 | 73.54 | 2.54 | 0.22507 | 2066.0208 | 3.2122 | 73.26 | 2.53 | 0.22339 | 2166.9924 | 4.0923 | 70.98 | 2.48 | 0.19747 | 2219.4244 | 4.2923 | 68.06 | 2.37 | 0.18936 | 2133.354 | 4.2953 | 67.55 | 2.36 | 0.18649 | 2207.3918 | 4.2933 | 74.17 | 2.57 | 0.1978 | 2306.4695 | 4.9623 | 70.05 | 2.39 | 0.18352 | 2258.3245 | 5.4654 | 63.42 | 2.16 | 0.16545 | 2202.2967 | 5.8514 | 63.57 | 2.14 | 0.16123 | 2273.6919 | 6.6204 | 60.58 | 2 | 0.14485 | 2219.8018 | 6.6935 | 59.72 | 1.97 | 0.14553 | 2486.9023 | 7.5795 | 64.65 | 2.17 | 0.1466 | 2273.0946 | 8.9836 | 53.89 | 1.82 | 0.11799 | 2284.6467 | 9.1046 | 53.16 | 1.8 | 0.11702 | 2404.112 | 9.6376 | 56.44 | 1.93 | 0.1204 | 2392.5735 | 10.2606 | 53.06 | 1.81 | 0.11112 | 2370.3014 | 11.4307 | 52.41 | 1.79 | 0.10731 | 2339.9874 | 12.1608 | 49.06 | 1.68 | 0.09901 | 2310.4293 | 12.1608 | 48.96 | 1.68 | 0.09857
2480.1587 | 0.0014541 | 1850 | 66.13 | 58.38 | 2502.4826 | 0.0014541 | 3740 | 129.72 | 85.29 | 2500 | 0.0014541 | 5600 | 186.82 | 105.75 | 2500 | 0.0058194 | 1400 | 46.68 | 25.69 | 2500.6245 | 0.0058174 | 1860 | 67.78 | 29.85 | 2500 | 0.013091 | 1450 | 46.12 | 17.53 | 2496.7542 | 0.034962 | 770.6 | 26.79 | 7.86 | 2497.9562 | 0.034962 | 847.75 | 29.47 | 8.26 | 2291.6667 | 0.050704 | 575.59 | 20.16 | 5.46 | 2320.9312 | 0.070045 | 493.34 | 16.93 | 4.27 | 2333.3333 | 0.070045 | 531.83 | 17.97 | 4.44 | 2344.4827 | 0.091737 | 435.56 | 14.47 | 3.5 | 2353.0796 | 0.091737 | 464.92 | 15.18 | 3.62 | 2500.1389 | 0.091736 | 528.65 | 17.95 | 3.94 | 2500.7896 | 0.11551 | 442.88 | 14.7 | 3.2 | 2500.5002 | 0.14221 | 378.78 | 13.06 | 2.67 | 2500.7145 | 0.14221 | 397.76 | 13.39 | 2.73 | 2500.5684 | 0.14221 | 416.66 | 14.39 | 2.8 | 2500.3127 | 0.20401 | 316.72 | 10.87 | 2.03 | 2409.0134 | 0.25662 | 271.57 | 9.23 | 1.6 | 2500.6255 | 0.28242 | 266.9 | 8.92 | 1.56 | 2415.7924 | 0.28232 | 265.47 | 8.9 | 1.54 | 2500.6255 | 0.38592 | 223.65 | 7.93 | 1.2 | 2500.5004 | 0.41823 | 225.28 | 7.93 | 1.17 | 2500.4058 | 0.41823 | 238.15 | 8.45 | 1.21 | [30 empty] | 2500.5506 | 0.68645 | 196.1 | 6.8 | 0.85855 | [15 empty] | 2500.561 | 1.1151 | 140.06 | 4.7 | 0.56419 | 2500.4693 | 1.1151 | 154.55 | 5.1 | 0.59391 | 2500.5562 | 1.1941 | 142.07 | 4.67 | 0.54974 | 2464.2681 | 1.1941 | 144.1 | 4.77 | 0.55162 | 2500.4302 | 1.2791 | 134.78 | 4.45 | 0.51664 | 2431.1763 | 1.2791 | 142.65 | 4.63 | 0.52809 | 2431.211 | 1.4491 | 125.98 | 4.09 | 0.46618 | 2500.4866 | 1.4491 | 133.92 | 4.25 | 0.48501 | 2441.4957 | 1.6381 | 131.18 | 4.3 | 0.44804 | 2280.8485 | 1.7341 | 110.22 | 3.52 | 0.39041 | 2471.699 | 1.7341 | 124.24 | 4.07 | 0.42507 | 2310.0616 | 1.8871 | 101.7 | 3.24 | 0.35628 | 2383.4777 | 1.8871 | 113.64 | 3.73 | 0.38089 | 2327.9906 | 1.8871 | 113.16 | 3.72 | 0.37758 | 2249.567 | 2.1772 | 97.4 | 3.21 | 0.32407 | 2224.5704 | 2.3092 | 91.65 | 3.02 | 0.30274 | 2345.9982 | 2.3082 | 104.13 | 3.57 | 0.32861 | 2421.8027 | 2.4072 | 100.44 | 3.43 | 0.31977 | 2448.1269 | 2.5542 | 94.85 | 3.24 | 0.30062 | 2338.5249 | 3.2062 | 83.37 | 2.9 | 0.24776 | 2295.5787 | 3.2062 | 83.09 | 2.89 | 0.24605 | 2363.9917 | 4.0893 | 78.69 | 2.71 | 0.2136 | 2421.1903 | 4.2913 | 75.4 | 2.59 | 0.20465 | 2327.2953 | 4.2913 | 74.89 | 2.58 | 0.20175 | 2391.3411 | 4.2913 | 81.52 | 2.77 | 0.21248 | 2483.8902 | 4.9623 | 76.41 | 2.55 | 0.19593 | 2432.0418 | 5.4644 | 69.19 | 2.31 | 0.17669 | 2359.6036 | 5.8494 | 68.96 | 2.27 | 0.17148 | 2425.2713 | 6.6204 | 65.34 | 2.11 | 0.15334 | 2367.7886 | 6.6914 | 64.43 | 2.08 | 0.15412 | 2500.4974 | 7.5805 | 65.06 | 2.17 | 0.14729 | 2500.5051 | 8.9895 | 60.21 | 2.03 | 0.12816 | 2500.4696 | 9.1095 | 59.05 | 1.98 | 0.12657 | 2500.5169 | 9.6426 | 59.06 | 1.96 | 0.12453 | 2500.5264 | 10.2706 | 55.83 | 1.85 | 0.11538 | 2500.4956 | 11.4407 | 55.74 | 1.85 | 0.11231 | 2500.5105 | 12.1707 | 52.97 | 1.77 | 0.1048 | 2500.5146 | 12.1707 | 53.65 | 1.8 | 0.10549
2500 | 0.0014541 | 1870 | 66.2 | 58.79 | [25 empty] | 2500.749 | 0.034962 | 771.95 | 26.79 | 7.87 | 2500.6813 | 0.034962 | 848.79 | 29.47 | 8.27 | 2500 | 0.050704 | 637.76 | 22.01 | 5.9 | 2499.4644 | 0.070035 | 538.35 | 18.09 | 4.56 | 2500 | 0.070035 | 576.83 | 19.07 | 4.72 | 2500.7815 | 0.091736 | 469.86 | 15.27 | 3.7 | 2500.7353 | 0.091766 | 499.36 | 15.94 | 3.82 | 2500.6945 | 0.091736 | 528.74 | 17.95 | 3.94 | [25 empty] | 2500.5559 | 0.25672 | 283.69 | 9.39 | 1.66 | [5 empty] | 2500.6902 | 0.28242 | 276.43 | 9.04 | 1.59 | [80 empty] | 2500.4621 | 1.1941 | 146.59 | 4.78 | 0.55878 | [5 empty] | 2500.5363 | 1.2791 | 147.43 | 4.68 | 0.5414 | 2500.572 | 1.4491 | 130.2 | 4.13 | 0.47793 | [5 empty] | 2500.4578 | 1.6391 | 134.9 | 4.33 | 0.45759 | 2500.5702 | 1.7341 | 122.82 | 3.95 | 0.42385 | 2500.4943 | 1.7341 | 125.93 | 4.08 | 0.42944 | 2500.5133 | 1.8871 | 111.62 | 3.53 | 0.38226 | 2500.5065 | 1.8881 | 120.2 | 3.84 | 0.39737 | 2500.4947 | 1.8881 | 123.06 | 3.97 | 0.4023 | 2500.5062 | 2.1761 | 110.32 | 3.7 | 0.35622 | 2500.5283 | 2.3081 | 105.2 | 3.58 | 0.33617 | 2500.5213 | 2.3091 | 112.23 | 3.75 | 0.34774 | 2500.4844 | 2.4082 | 104.27 | 3.47 | 0.32892 | 2500.4624 | 2.5552 | 97.22 | 3.25 | 0.30627 | 2500.5379 | 3.2062 | 90.18 | 3.05 | 0.2629 | 2500.528 | 3.2062 | 91.87 | 3.15 | 0.26547 | 2500.4728 | 4.0903 | 84.03 | 2.81 | 0.22444 | 2500.5246 | 4.2933 | 78.29 | 2.62 | 0.21051 | 2500.5236 | 4.2923 | 81.45 | 2.74 | 0.21492 | 2500.5335 | 4.2923 | 85.87 | 2.84 | 0.22096 | 2500.4968 | 4.9633 | 77 | 2.55 | 0.19707 | 2500.4864 | 5.4663 | 71.46 | 2.33 | 0.18103 | 2500.4877 | 5.8514 | 73.78 | 2.37 | 0.18041 | 2500.5154 | 6.6234 | 67.7 | 2.14 | 0.15747 | 2500.5032 | 6.6954 | 68.66 | 2.17 | 0.16162
[40 empty] | 2500.8333 | 0.050704 | 637.91 | 22.01 | 5.9 | 2500.1785 | 0.070035 | 538.61 | 18.09 | 4.56 | 2500.6667 | 0.070035 | 576.97 | 19.07 | 4.72

## ta2o5b (hidden)
h-1_energy | h-1_let | h-1_range | h-1_z_straggling | h-1_xy_straggling | h-2_energy | h-2_let | h-2_range | h-2_z_straggling | h-2_xy_straggling | h-3_energy | h-3_let | h-3_range | h-3_z_straggling | h-3_xy_straggling | he-3_energy | he-3_let | he-3_range | he-3_z_straggling | he-3_xy_straggling | he-4_energy | he-4_let | he-4_range | he-4_z_straggling | he-4_xy_straggling | li-7_energy | li-7_let | li-7_range | li-7_z_straggling | li-7_xy_straggling | b-10_energy | b-10_let | b-10_range | b-10_z_straggling | b-10_xy_straggling | b-11_energy | b-11_let | b-11_range | b-11_z_straggling | b-11_xy_straggling | c-12_energy | c-12_let | c-12_range | c-12_z_straggling | c-12_xy_straggling | n-14_energy | n-14_let | n-14_range | n-14_z_straggling | n-14_xy_straggling | n-15_energy | n-15_let | n-15_range | n-15_z_straggling | n-15_xy_straggling | o-16_energy | o-16_let | o-16_range | o-16_z_straggling | o-16_xy_straggling | o-17_energy | o-17_let | o-17_range | o-17_z_straggling | o-17_xy_straggling | o-18_energy | o-18_let | o-18_range | o-18_z_straggling | o-18_xy_straggling | f-19_energy | f-19_let | f-19_range | f-19_z_straggling | f-19_xy_straggling | ne-20_energy | ne-20_let | ne-20_range | ne-20_z_straggling | ne-20_xy_straggling | ne-21_energy | ne-21_let | ne-21_range | ne-21_z_straggling | ne-21_xy_straggling | ne-22_energy | ne-22_let | ne-22_range | ne-22_z_straggling | ne-22_xy_straggling | mg-24_energy | mg-24_let | mg-24_range | mg-24_z_straggling | mg-24_xy_straggling | al-27_energy | al-27_let | al-27_range | al-27_z_straggling | al-27_xy_straggling | si-28_energy | si-28_let | si-28_range | si-28_z_straggling | si-28_xy_straggling | si-29_energy | si-29_let | si-29_range | si-29_z_straggling | si-29_xy_straggling | s-32_energy | s-32_let | s-32_range | s-32_z_straggling | s-32_xy_straggling | cl-35_energy | cl-35_let | cl-35_range | cl-35_z_straggling | cl-35_xy_straggling | cl-37_energy | cl-37_let | cl-37_range | cl-37_z_straggling | cl-37_xy_straggling | ar-36_energy | ar-36_let | ar-36_range | ar-36_z_straggling | ar-36_xy_straggling | ar-40_energy | ar-40_let | ar-40_range | ar-40_z_straggling | ar-40_xy_straggling | ca-40_energy | ca-40_let | ca-40_range | ca-40_z_straggling | ca-40_xy_straggling | ca-44_energy | ca-44_let | ca-44_range | ca-44_z_straggling | ca-44_xy_straggling | ca-48_energy | ca-48_let | ca-48_range | ca-48_z_straggling | ca-48_xy_straggling | ti-48_energy | ti-48_let | ti-48_range | ti-48_z_straggling | ti-48_xy_straggling | ti-50_energy | ti-50_let | ti-50_range | ti-50_z_straggling | ti-50_xy_straggling | v-51_energy | v-51_let | v-51_range | v-51_z_straggling | v-51_xy_straggling | cr-52_energy | cr-52_let | cr-52_range | cr-52_z_straggling | cr-52_xy_straggling | fe-56_energy | fe-56_let | fe-56_range | fe-56_z_straggling | fe-56_xy_straggling | ni-58_energy | ni-58_let | ni-58_range | ni-58_z_straggling | ni-58_xy_straggling | ni-64_energy | ni-64_let | ni-64_range | ni-64_z_straggling | ni-64_xy_straggling | cu-63_energy | cu-63_let | cu-63_range | cu-63_z_straggling | cu-63_xy_straggling | cu-65_energy | cu-65_let | cu-65_range | cu-65_z_straggling | cu-65_xy_straggling | zn-64_energy | zn-64_let | zn-64_range | zn-64_z_straggling | zn-64_xy_straggling | zn-70_energy | zn-70_let | zn-70_range | zn-70_z_straggling | zn-70_xy_straggling | ge-70_energy | ge-70_let | ge-70_range | ge-70_z_straggling | ge-70_xy_straggling | ge-72_energy | ge-72_let | ge-72_range | ge-72_z_straggling | ge-72_xy_straggling | se-82_energy | se-82_let | se-82_range | se-82_z_straggling | se-82_xy_straggling | br-79_energy | br-79_let | br-79_range | br-79_z_straggling | br-79_xy_straggling | br-81_energy | br-81_let | br-81_range | br-81_z_straggling | br-81_xy_straggling | kr-78_energy | kr-78_let | kr-78_range | kr-78_z_straggling | kr-78_xy_straggling | kr-84_energy | kr-84_let | kr-84_range | kr-84_z_straggling | kr-84_xy_straggling | kr-86_energy | kr-86_let | kr-86_range | kr-86_z_straggling | kr-86_xy_straggling | y-89_energy | y-89_let | y-89_range | y-89_z_straggling | y-89_xy_straggling | zr-90_energy | zr-90_let | zr-90_range | zr-90_z_straggling | zr-90_xy_straggling | zr-96_energy | zr-96_let | zr-96_range | zr-96_z_straggling | zr-96_xy_straggling | nb-93_energy | nb-93_let | nb-93_range | nb-93_z_straggling | nb-93_xy_straggling | mo-92_energy | mo-92_let | mo-92_range | mo-92_z_straggling | mo-92_xy_straggling | ag-107_energy | ag-107_let | ag-107_range | ag-107_z_straggling | ag-107_xy_straggling | ag-109_energy | ag-109_let | ag-109_range | ag-109_z_straggling | ag-109_xy_straggling | i-127_energy | i-127_let | i-127_range | i-127_z_straggling | i-127_xy_straggling | xe-124_energy | xe-124_let | xe-124_range | xe-124_z_straggling | xe-124_xy_straggling | xe-129_energy | xe-129_let | xe-129_range | xe-129_z_straggling | xe-129_xy_straggling | xe-136_energy | xe-136_let | xe-136_range | xe-136_z_straggling | xe-136_xy_straggling | pr-141_energy | pr-141_let | pr-141_range | pr-141_z_straggling | pr-141_xy_straggling | sm-144_energy | sm-144_let | sm-144_range | sm-144_z_straggling | sm-144_xy_straggling | tb-159_energy | tb-159_let | tb-159_range | tb-159_z_straggling | tb-159_xy_straggling | ho-165_energy | ho-165_let | ho-165_range | ho-165_z_straggling | ho-165_xy_straggling | tm-169_energy | tm-169_let | tm-169_range | tm-169_z_straggling | tm-169_xy_straggling | ta-181_energy | ta-181_let | ta-181_range | ta-181_z_straggling | ta-181_xy_straggling | pt-198_energy | pt-198_let | pt-198_range | pt-198_z_straggling | pt-198_xy_straggling | au-197_energy | au-197_let | au-197_range | au-197_z_straggling | au-197_xy_straggling | pb-208_energy | pb-208_let | pb-208_range | pb-208_z_straggling | pb-208_xy_straggling | bi-209_energy | bi-209_let | bi-209_range | bi-209_z_straggling | bi-209_xy_straggling | th-232_energy | th-232_let | th-232_range | th-232_z_straggling | th-232_xy_straggling | u-235_energy | u-235_let | u-235_range | u-235_z_straggling | u-235_xy_straggling | u-238_energy | u-238_let | u-238_range | u-238_z_straggling | u-238_xy_straggling
0.10913 | 0.13313 | 0.0008764 | 0.0003146 | 0.0003107 | 0.11172 | 0.1335 | 0.00197 | 0.0005556 | 0.0005919 | 0.10776 | 0.13316 | 0.00302 | 0.0007513 | 0.0008308 | 0.10776 | 0.38669 | 0.00111 | 0.0003182 | 0.0003294 | 0.099925 | 0.37821 | 0.00143 | 0.0003881 | 0.0004093 | 0.11403 | 0.562 | 0.00219 | 0.0006201 | 0.0006437 | 0.10986 | 1.0626 | 0.00157 | 0.000419 | 0.000438 | 0.109 | 1.0589 | 0.00173 | 0.0004491 | 0.0004736 | 0.1 | 1.1947 | 0.0015 | 0.0004307 | 0.0004404 | 0.099979 | 1.4038 | 0.00152 | 0.0004402 | 0.0004479 | 0.1 | 1.4042 | 0.00164 | 0.0004634 | 0.0004749 | 0.10003 | 1.5447 | 0.00162 | 0.0004881 | 0.0004923 | 0.10001 | 1.5441 | 0.00174 | 0.0005108 | 0.0005184 | 0.10001 | 1.5445 | 0.00185 | 0.0005329 | 0.0005441 | 0.10527 | 1.7946 | 0.00177 | 0.0005089 | 0.000516 | 0.10004 | 1.7435 | 0.00173 | 0.0005392 | 0.0005355 | 0.10717 | 1.8132 | 0.00192 | 0.0005684 | 0.000572 | 0.10231 | 1.7659 | 0.00195 | 0.0005816 | 0.0005849 | 0.10423 | 2.0756 | 0.00194 | 0.0006385 | 0.0006247 | 0.10192 | 2.1073 | 0.00201 | 0.0006318 | 0.0006253 | 0.10723 | 2.553 | 0.00184 | 0.0005435 | 0.0005443 | 0.10353 | 2.5004 | 0.00187 | 0.0005524 | 0.000553 | 0.10165 | 2.5983 | 0.00187 | 0.0005621 | 0.0005591 | 0.10009 | 2.7261 | 0.0019 | 0.000561 | 0.000559 | 0.10144 | 2.7498 | 0.00204 | 0.0005849 | 0.0005872 | 0.10426 | 2.6706 | 0.002 | 0.0005781 | 0.000579 | 0.1001 | 2.6043 | 0.00218 | 0.0006129 | 0.0006169 | 0.10009 | 3.1618 | 0.0019 | 0.0005714 | 0.0005636 | 0.10238 | 3.2123 | 0.00214 | 0.000613 | 0.0006121 | 0.10427 | 3.2537 | 0.00239 | 0.0006525 | 0.0006588 | 0.10428 | 3.2404 | 0.00233 | 0.0006702 | 0.0006682 | 0.10011 | 3.1542 | 0.00236 | 0.0006799 | 0.0006771 | 0.10796 | 3.7202 | 0.00237 | 0.0006718 | 0.0006728 | 0.10589 | 3.7945 | 0.00234 | 0.0006931 | 0.0006858 | 0.10727 | 3.5666 | 0.0026 | 0.0007838 | 0.0007711 | 0.10356 | 2.5707 | 0.00318 | 0.00106 | 0.00102 | 0.10168 | 2.526 | 0.0035 | 0.00112 | 0.00108 | 0.10329 | 3.4995 | 0.00268 | 0.00082 | 0.0007979 | 0.10011 | 3.422 | 0.00271 | 0.0008275 | 0.0008042 | 0.10168 | 3.9249 | 0.00241 | 0.0007068 | 0.00069 | 0.10011 | 3.8903 | 0.00262 | 0.0007432 | 0.00073 | 0.10011 | 3.8178 | 0.00278 | 0.0008796 | 0.0008494 | 0.11123 | 4.1685 | 0.00307 | 0.0009228 | 0.0009061 | 0.10987 | 4.364 | 0.00308 | 0.0008319 | 0.0008236 | 0.10137 | 3.9208 | 0.0028 | 0.0008114 | 0.0007856 | 0.11123 | 4.1766 | 0.00309 | 0.0008519 | 0.0008381 | 0.10267 | 4.0099 | 0.0027 | 0.0007912 | 0.0007636 | 0.10726 | 4.1358 | 0.00303 | 0.0008407 | 0.0008218 | 0.10476 | 4.0741 | 0.00305 | 0.000845 | 0.0008248 | 0.10123 | 4.5102 | 0.00277 | 0.0007712 | 0.0007445 | 0.10011 | 4.3237 | 0.00283 | 0.0008114 | 0.0007776 | 0.10427 | 4.4561 | 0.00313 | 0.000856 | 0.00083 | 0.10764 | 4.2728 | 0.00311 | 0.0008635 | 0.0008328 | 0.10881 | 4.8815 | 0.0029 | 0.0008061 | 0.0007796 | 0.1029 | 4.6737 | 0.00318 | 0.0008985 | 0.0008529 | 0.10101 | 4.6095 | 0.00319 | 0.0009009 | 0.0008533 | 0.10244 | 4.6634 | 0.00344 | 0.0009235 | 0.00086 | 0.10492 | 5.5855 | 0.00296 | 0.0007699 | 0.000726 | 0.10085 | 5.4692 | 0.00299 | 0.0007723 | 0.000725 | 0.10301 | 5.5445 | 0.00321 | 0.0008029 | 0.0007596 | 0.10645 | 5.446 | 0.00347 | 0.0009109 | 0.0008516 | 0.10423 | 5.586 | 0.0033 | 0.000877 | 0.0008114 | 0.10068 | 5.793 | 0.00318 | 0.0007878 | 0.0007172 | 0.10307 | 6.441 | 0.00318 | 0.0007682 | 0.0007061 | 0.10063 | 6.162 | 0.00318 | 0.0007797 | 0.000705 | 0.11053 | 6.698 | 0.00365 | 0.0008729 | 0.0008019 | 0.10103 | 7.316 | 0.00311 | 0.0007118 | 0.0006396 | 0.10154 | 6.035 | 0.00344 | 0.0008231 | 0.0007135 | 0.10819 | 7.487 | 0.00336 | 0.000745 | 0.0006685 | 0.10767 | 7.963 | 0.00324 | 0.0007143 | 0.0006443 | 0.10774 | 7.922 | 0.00345 | 0.0007504 | 0.0006652 | 0.10636 | 8.015 | 0.00332 | 0.0007221 | 0.0006372 | 0.10502 | 8.002 | 0.00332 | 0.00072 | 0.0006346
0.11905 | 0.13381 | 0.0009525 | 0.0003266 | 0.000327 | 0.12413 | 0.13407 | 0.00218 | 0.0005778 | 0.0006262 | 0.11605 | 0.13384 | 0.00322 | 0.0007701 | 0.000862 | 0.11605 | 0.39461 | 0.00118 | 0.0003255 | 0.0003406 | 0.11242 | 0.39137 | 0.00157 | 0.0004018 | 0.0004308 | 0.12828 | 0.59341 | 0.00238 | 0.0006359 | 0.0006695 | 0.11984 | 1.1041 | 0.00167 | 0.0004279 | 0.0004521 | 0.11809 | 1.0974 | 0.00183 | 0.0004577 | 0.0004875 | 0.10833 | 1.2449 | 0.00159 | 0.0004393 | 0.0004537 | 0.10712 | 1.4529 | 0.0016 | 0.0004475 | 0.0004591 | 0.10667 | 1.4503 | 0.00172 | 0.0004706 | 0.000486 | 0.10628 | 1.6026 | 0.00169 | 0.000495 | 0.0005028 | 0.10589 | 1.6001 | 0.00181 | 0.0005175 | 0.0005288 | 0.11112 | 1.6477 | 0.00199 | 0.0005456 | 0.0005639 | 0.11843 | 1.9351 | 0.00192 | 0.0005222 | 0.0005368 | 0.11255 | 1.8635 | 0.00188 | 0.0005546 | 0.0005585 | 0.11908 | 1.9235 | 0.00206 | 0.0005822 | 0.0005932 | 0.11368 | 1.8741 | 0.0021 | 0.000596 | 0.0006069 | 0.11465 | 2.2182 | 0.00207 | 0.0006513 | 0.0006439 | 0.11119 | 2.2366 | 0.00213 | 0.0006451 | 0.000645 | 0.11617 | 2.6782 | 0.00195 | 0.0005538 | 0.0005599 | 0.11216 | 2.6235 | 0.00198 | 0.0005631 | 0.000569 | 0.10947 | 2.7277 | 0.00197 | 0.0005734 | 0.0005755 | 0.10724 | 2.8442 | 0.002 | 0.0005718 | 0.0005748 | 0.10821 | 2.8611 | 0.00214 | 0.0005954 | 0.0006025 | 0.11121 | 2.7866 | 0.0021 | 0.0005898 | 0.0005958 | 0.11261 | 2.8127 | 0.00238 | 0.0006359 | 0.00065 | 0.1126 | 3.4116 | 0.00206 | 0.00059 | 0.0005904 | 0.11375 | 3.438 | 0.00231 | 0.0006305 | 0.0006378 | 0.1147 | 3.4592 | 0.00255 | 0.000669 | 0.0006835 | 0.11471 | 3.4574 | 0.00249 | 0.0006885 | 0.000695 | 0.11012 | 3.3648 | 0.00253 | 0.0006991 | 0.0007049 | 0.11778 | 3.9565 | 0.00252 | 0.0006868 | 0.0006951 | 0.11552 | 4.0318 | 0.00248 | 0.000708 | 0.0007079 | 0.11621 | 3.7993 | 0.00274 | 0.0008011 | 0.0007962 | 0.11219 | 2.8135 | 0.00337 | 0.00109 | 0.00106 | 0.1095 | 2.7432 | 0.00369 | 0.00115 | 0.00113 | 0.11123 | 3.7002 | 0.00283 | 0.0008392 | 0.000825 | 0.10781 | 3.6164 | 0.00287 | 0.0008475 | 0.0008322 | 0.1095 | 4.1327 | 0.00254 | 0.0007236 | 0.0007137 | 0.11441 | 4.2672 | 0.00289 | 0.0007751 | 0.0007756 | 0.11441 | 4.2649 | 0.00304 | 0.0009142 | 0.0008983 | 0.12514 | 4.5933 | 0.00332 | 0.0009516 | 0.0009485 | 0.12207 | 4.708 | 0.00332 | 0.0008596 | 0.0008641 | 0.11404 | 4.2456 | 0.00306 | 0.0008465 | 0.000834 | 0.12358 | 4.4898 | 0.00334 | 0.0008823 | 0.0008816 | 0.1155 | 4.3436 | 0.00296 | 0.0008259 | 0.000811 | 0.11917 | 4.4469 | 0.00328 | 0.0008724 | 0.0008664 | 0.1164 | 4.3766 | 0.00331 | 0.0008776 | 0.0008703 | 0.11248 | 4.852 | 0.003 | 0.0008015 | 0.0007867 | 0.11123 | 4.6539 | 0.00307 | 0.0008445 | 0.0008231 | 0.11469 | 4.7617 | 0.00336 | 0.0008864 | 0.0008729 | 0.1184 | 4.5641 | 0.00336 | 0.0008967 | 0.0008784 | 0.11969 | 5.2259 | 0.00311 | 0.0008337 | 0.0008185 | 0.11225 | 5.0105 | 0.0034 | 0.0009303 | 0.0008971 | 0.11019 | 4.9387 | 0.00342 | 0.0009334 | 0.0008983 | 0.11032 | 4.9165 | 0.00366 | 0.0009574 | 0.0009054 | 0.11299 | 5.8362 | 0.00315 | 0.0007962 | 0.0007609 | 0.10861 | 5.7066 | 0.00318 | 0.0007994 | 0.0007608 | 0.11037 | 5.7707 | 0.0034 | 0.0008287 | 0.0007942 | 0.11355 | 5.661 | 0.00366 | 0.0009389 | 0.0008888 | 0.11118 | 5.788 | 0.00349 | 0.0009053 | 0.000848 | 0.10697 | 5.951 | 0.00336 | 0.0008156 | 0.0007518 | 0.10914 | 6.63 | 0.00335 | 0.0007919 | 0.0007364 | 0.10655 | 6.326 | 0.00336 | 0.0008058 | 0.0007376 | 0.12435 | 7.197 | 0.00405 | 0.0009271 | 0.0008737 | 0.11365 | 7.639 | 0.00348 | 0.0007642 | 0.000703 | 0.11423 | 6.346 | 0.00389 | 0.0008937 | 0.0007966 | 0.12021 | 7.809 | 0.00373 | 0.0007956 | 0.0007299 | 0.11963 | 8.292 | 0.00358 | 0.0007609 | 0.0007013 | 0.11852 | 8.186 | 0.00379 | 0.0007994 | 0.0007229 | 0.117 | 8.191 | 0.00367 | 0.0007718 | 0.0006934 | 0.11552 | 8.168 | 0.00366 | 0.0007699 | 0.0006909
0.12897 | 0.13399 | 0.00103 | 0.0003382 | 0.000343 | 0.13654 | 0.13395 | 0.00238 | 0.0005988 | 0.0006596 | 0.12434 | 0.13411 | 0.00343 | 0.0007881 | 0.0008924 | 0.12434 | 0.40155 | 0.00124 | 0.0003324 | 0.0003513 | 0.12491 | 0.40216 | 0.00171 | 0.0004141 | 0.0004507 | 0.14253 | 0.62106 | 0.00256 | 0.0006495 | 0.0006927 | 0.12983 | 1.1426 | 0.00177 | 0.0004359 | 0.0004652 | 0.12717 | 1.1329 | 0.00194 | 0.0004656 | 0.0005005 | 0.11667 | 1.2912 | 0.00168 | 0.0004471 | 0.0004659 | 0.11426 | 1.5001 | 0.00167 | 0.0004542 | 0.0004696 | 0.11333 | 1.4945 | 0.00179 | 0.0004771 | 0.0004964 | 0.11254 | 1.6597 | 0.00176 | 0.0005014 | 0.0005126 | 0.11765 | 1.7043 | 0.00194 | 0.0005296 | 0.0005476 | 0.12501 | 1.7657 | 0.00215 | 0.0005593 | 0.0005857 | 0.13159 | 2.065 | 0.00206 | 0.0005334 | 0.000555 | 0.12505 | 1.9769 | 0.00202 | 0.0005677 | 0.0005789 | 0.13099 | 2.0282 | 0.00221 | 0.0005942 | 0.0006123 | 0.12505 | 1.9777 | 0.00225 | 0.0006085 | 0.0006267 | 0.12508 | 2.3552 | 0.00219 | 0.0006624 | 0.0006611 | 0.12045 | 2.3613 | 0.00225 | 0.0006568 | 0.0006629 | 0.1251 | 2.7998 | 0.00205 | 0.0005631 | 0.0005742 | 0.12079 | 2.742 | 0.00208 | 0.0005727 | 0.0005837 | 0.11729 | 2.8545 | 0.00207 | 0.0005836 | 0.0005907 | 0.11439 | 2.9607 | 0.00209 | 0.0005817 | 0.0005894 | 0.12173 | 3.0798 | 0.00232 | 0.0006138 | 0.0006302 | 0.12511 | 3.0178 | 0.00229 | 0.0006104 | 0.0006259 | 0.12512 | 3.0206 | 0.00257 | 0.0006553 | 0.0006791 | 0.12512 | 3.6521 | 0.00222 | 0.0006058 | 0.000614 | 0.12513 | 3.6552 | 0.00246 | 0.0006455 | 0.0006607 | 0.12512 | 3.6579 | 0.00271 | 0.0006833 | 0.0007058 | 0.12514 | 3.6678 | 0.00264 | 0.0007045 | 0.0007189 | 0.12013 | 3.5689 | 0.00269 | 0.0007158 | 0.0007298 | 0.12759 | 4.184 | 0.00265 | 0.0006998 | 0.0007152 | 0.12514 | 4.2595 | 0.00261 | 0.0007212 | 0.0007279 | 0.12515 | 4.0293 | 0.00288 | 0.0008163 | 0.0008189 | 0.12083 | 3.0639 | 0.00355 | 0.00112 | 0.0011 | 0.12514 | 3.1957 | 0.00405 | 0.0012 | 0.0012 | 0.12713 | 4.0968 | 0.00311 | 0.0008721 | 0.0008724 | 0.12321 | 4.0013 | 0.00315 | 0.0008816 | 0.0008812 | 0.12514 | 4.5367 | 0.00279 | 0.0007525 | 0.0007555 | 0.12871 | 4.632 | 0.00313 | 0.0008014 | 0.0008147 | 0.12871 | 4.6974 | 0.00328 | 0.000942 | 0.0009394 | 0.13904 | 5.0023 | 0.00355 | 0.0009753 | 0.0009848 | 0.13428 | 5.043 | 0.00355 | 0.0008832 | 0.0008998 | 0.12671 | 4.5663 | 0.00331 | 0.0008762 | 0.0008766 | 0.13594 | 4.7979 | 0.00358 | 0.0009085 | 0.0009202 | 0.12834 | 4.6846 | 0.0032 | 0.0008552 | 0.0008526 | 0.13109 | 4.7643 | 0.00352 | 0.0008997 | 0.000906 | 0.12804 | 4.6845 | 0.00355 | 0.0009055 | 0.0009108 | 0.12373 | 5.1858 | 0.00321 | 0.0008274 | 0.0008242 | 0.12235 | 4.9742 | 0.00329 | 0.0008729 | 0.0008635 | 0.12512 | 5.0596 | 0.00359 | 0.0009129 | 0.0009114 | 0.12916 | 4.8577 | 0.00359 | 0.0009256 | 0.0009195 | 0.13057 | 5.5637 | 0.00331 | 0.0008576 | 0.0008533 | 0.1216 | 5.3491 | 0.00361 | 0.000958 | 0.0009367 | 0.11937 | 5.2708 | 0.00363 | 0.0009617 | 0.0009387 | 0.1182 | 5.1759 | 0.00387 | 0.0009877 | 0.0009473 | 0.12106 | 6.0963 | 0.00334 | 0.00082 | 0.0007934 | 0.11636 | 5.9514 | 0.00337 | 0.0008241 | 0.0007941 | 0.11773 | 6.0039 | 0.00359 | 0.0008524 | 0.0008265 | 0.12065 | 5.879 | 0.00385 | 0.0009646 | 0.0009238 | 0.11813 | 5.993 | 0.00367 | 0.0009315 | 0.0008826 | 0.11326 | 6.117 | 0.00355 | 0.0008417 | 0.0007849 | 0.12126 | 7.026 | 0.00367 | 0.0008351 | 0.0007932 | 0.11839 | 6.672 | 0.00369 | 0.0008538 | 0.0007987 | 0.13816 | 7.714 | 0.00442 | 0.0009735 | 0.000938 | 0.12628 | 7.994 | 0.00384 | 0.0008107 | 0.000762 | 0.12692 | 6.721 | 0.00431 | 0.0009555 | 0.0008739 | 0.13223 | 8.174 | 0.00408 | 0.0008408 | 0.0007873 | 0.13159 | 8.65 | 0.00391 | 0.0008027 | 0.0007546 | 0.12929 | 8.493 | 0.00413 | 0.0008439 | 0.0007777 | 0.12764 | 8.416 | 0.004 | 0.0008178 | 0.0007476 | 0.12602 | 8.383 | 0.004 | 0.0008161 | 0.0007451
0.13889 | 0.13378 | 0.00111 | 0.0003494 | 0.0003587 | 0.14896 | 0.13333 | 0.00259 | 0.000619 | 0.0006921 | 0.13263 | 0.13409 | 0.00364 | 0.0008054 | 0.000922 | 0.13263 | 0.40759 | 0.00131 | 0.0003389 | 0.0003615 | 0.1374 | 0.41076 | 0.00185 | 0.0004254 | 0.0004693 | 0.15678 | 0.64546 | 0.00274 | 0.0006616 | 0.0007138 | 0.13982 | 1.1781 | 0.00187 | 0.0004432 | 0.0004774 | 0.13625 | 1.1655 | 0.00203 | 0.0004727 | 0.0005126 | 0.125 | 1.3346 | 0.00177 | 0.0004541 | 0.0004773 | 0.1214 | 1.5443 | 0.00174 | 0.0004604 | 0.0004795 | 0.12 | 1.5358 | 0.00187 | 0.0004832 | 0.0005062 | 0.12504 | 1.766 | 0.00189 | 0.0005127 | 0.0005304 | 0.13236 | 1.8245 | 0.0021 | 0.0005425 | 0.0005683 | 0.1389 | 1.874 | 0.00231 | 0.0005708 | 0.0006048 | 0.14475 | 2.1863 | 0.00219 | 0.0005431 | 0.0005712 | 0.13756 | 2.0837 | 0.00216 | 0.0005792 | 0.0005972 | 0.1429 | 2.1282 | 0.00234 | 0.0006047 | 0.0006295 | 0.13642 | 2.0757 | 0.00239 | 0.0006196 | 0.0006446 | 0.1355 | 2.4856 | 0.0023 | 0.0006721 | 0.0006766 | 0.12972 | 2.4834 | 0.00237 | 0.0006672 | 0.0006791 | 0.13404 | 2.9168 | 0.00215 | 0.0005714 | 0.0005873 | 0.12942 | 2.8579 | 0.00218 | 0.0005813 | 0.0005973 | 0.12511 | 2.9797 | 0.00217 | 0.0005927 | 0.0006047 | 0.12869 | 3.1879 | 0.00227 | 0.0005991 | 0.0006157 | 0.13526 | 3.292 | 0.0025 | 0.0006294 | 0.0006545 | 0.13901 | 3.2485 | 0.00247 | 0.0006277 | 0.0006523 | 0.13763 | 3.2287 | 0.00275 | 0.000672 | 0.0007049 | 0.13763 | 3.881 | 0.00237 | 0.0006194 | 0.0006349 | 0.1365 | 3.8635 | 0.00261 | 0.0006585 | 0.0006812 | 0.13555 | 3.8497 | 0.00286 | 0.0006959 | 0.0007259 | 0.13556 | 3.8714 | 0.00279 | 0.0007185 | 0.0007405 | 0.13014 | 3.7671 | 0.00284 | 0.0007305 | 0.0007523 | 0.13741 | 4.4026 | 0.00278 | 0.0007113 | 0.0007333 | 0.13477 | 4.4764 | 0.00274 | 0.0007328 | 0.000746 | 0.14302 | 4.4776 | 0.00314 | 0.000842 | 0.0008582 | 0.13809 | 3.5723 | 0.00386 | 0.00116 | 0.00116 | 0.14078 | 3.6574 | 0.00436 | 0.00124 | 0.00126 | 0.14302 | 4.4857 | 0.00337 | 0.0008987 | 0.0009127 | 0.13862 | 4.3806 | 0.00341 | 0.0009093 | 0.0009228 | 0.14078 | 4.9232 | 0.00302 | 0.0007763 | 0.0007913 | 0.14301 | 4.9815 | 0.00337 | 0.0008235 | 0.0008487 | 0.14301 | 5.1139 | 0.0035 | 0.0009648 | 0.0009744 | 0.15294 | 5.3945 | 0.00376 | 0.0009952 | 0.00102 | 0.14649 | 5.365 | 0.00376 | 0.0009035 | 0.0009315 | 0.13939 | 4.88 | 0.00354 | 0.0009016 | 0.0009143 | 0.1483 | 5.0982 | 0.0038 | 0.0009311 | 0.0009547 | 0.14117 | 5.0295 | 0.00343 | 0.0008802 | 0.0008895 | 0.14301 | 5.085 | 0.00374 | 0.0009232 | 0.0009414 | 0.13968 | 4.9968 | 0.00378 | 0.0009297 | 0.000947 | 0.13497 | 5.5104 | 0.00342 | 0.00085 | 0.0008577 | 0.13347 | 5.2836 | 0.00351 | 0.0008976 | 0.0008997 | 0.13555 | 5.346 | 0.0038 | 0.0009362 | 0.0009462 | 0.13993 | 5.1518 | 0.00381 | 0.000951 | 0.0009566 | 0.14145 | 5.8931 | 0.00351 | 0.0008786 | 0.0008846 | 0.13096 | 5.6855 | 0.0038 | 0.0009823 | 0.0009725 | 0.12855 | 5.6017 | 0.00383 | 0.0009866 | 0.0009752 | 0.12608 | 5.44 | 0.00408 | 0.00102 | 0.0009861 | 0.12913 | 6.361 | 0.00351 | 0.0008416 | 0.0008237 | 0.12412 | 6.2021 | 0.00355 | 0.0008466 | 0.0008254 | 0.12509 | 6.2424 | 0.00377 | 0.000874 | 0.0008569 | 0.12774 | 6.0968 | 0.00403 | 0.0009883 | 0.0009567 | 0.12508 | 6.2 | 0.00385 | 0.0009557 | 0.0009152 | 0.12585 | 6.468 | 0.0039 | 0.0008893 | 0.0008469 | 0.13642 | 7.548 | 0.00405 | 0.0008817 | 0.000857 | 0.13319 | 7.13 | 0.0041 | 0.000906 | 0.0008683 | 0.15198 | 8.241 | 0.00477 | 0.00101 | 0.0009955 | 0.13891 | 8.374 | 0.00418 | 0.0008521 | 0.0008166 | 0.13962 | 7.147 | 0.00471 | 0.00101 | 0.000945 | 0.14425 | 8.573 | 0.00442 | 0.0008811 | 0.0008407 | 0.14355 | 9.032 | 0.00423 | 0.0008402 | 0.0008043 | 0.14006 | 8.834 | 0.00446 | 0.0008842 | 0.0008295 | 0.13827 | 8.686 | 0.00433 | 0.00086 | 0.0007994 | 0.13653 | 8.643 | 0.00434 | 0.0008587 | 0.000797
0.14881 | 0.13327 | 0.00118 | 0.0003603 | 0.0003742 | 0.16137 | 0.13231 | 0.0028 | 0.0006384 | 0.0007242 | 0.1492 | 0.13336 | 0.00406 | 0.0008392 | 0.0009798 | 0.1492 | 0.41708 | 0.00145 | 0.000351 | 0.0003809 | 0.14989 | 0.41748 | 0.00199 | 0.0004357 | 0.0004869 | 0.17104 | 0.66688 | 0.00292 | 0.0006724 | 0.0007331 | 0.14981 | 1.2097 | 0.00196 | 0.00045 | 0.0004888 | 0.14534 | 1.1961 | 0.00213 | 0.0004794 | 0.000524 | 0.13333 | 1.376 | 0.00185 | 0.0004606 | 0.000488 | 0.12854 | 1.5866 | 0.00182 | 0.0004661 | 0.0004888 | 0.13333 | 1.6135 | 0.00201 | 0.0004943 | 0.0005242 | 0.14067 | 1.8862 | 0.00204 | 0.0005249 | 0.0005501 | 0.14707 | 1.9329 | 0.00225 | 0.0005534 | 0.0005865 | 0.15279 | 1.9717 | 0.00246 | 0.0005809 | 0.0006219 | 0.15791 | 2.2978 | 0.00232 | 0.0005515 | 0.0005857 | 0.15006 | 2.1858 | 0.00229 | 0.0005893 | 0.0006138 | 0.15481 | 2.2225 | 0.00247 | 0.0006141 | 0.0006452 | 0.14779 | 2.1679 | 0.00252 | 0.0006294 | 0.0006609 | 0.14592 | 2.6113 | 0.00241 | 0.0006807 | 0.0006906 | 0.13898 | 2.6007 | 0.00248 | 0.0006764 | 0.000694 | 0.14297 | 3.0311 | 0.00224 | 0.0005789 | 0.0005995 | 0.13805 | 2.9691 | 0.00227 | 0.0005891 | 0.0006099 | 0.14075 | 3.2232 | 0.00235 | 0.0006088 | 0.0006298 | 0.14298 | 3.4083 | 0.00244 | 0.0006139 | 0.0006388 | 0.14879 | 3.4961 | 0.00266 | 0.0006429 | 0.0006761 | 0.15291 | 3.4752 | 0.00263 | 0.0006425 | 0.0006756 | 0.15014 | 3.4328 | 0.00292 | 0.0006864 | 0.000728 | 0.15014 | 4.101 | 0.00251 | 0.0006312 | 0.0006537 | 0.14788 | 4.0648 | 0.00275 | 0.00067 | 0.0006997 | 0.14598 | 4.0343 | 0.003 | 0.0007071 | 0.0007442 | 0.14599 | 4.068 | 0.00293 | 0.000731 | 0.0007602 | 0.14015 | 3.9594 | 0.00298 | 0.0007435 | 0.0007727 | 0.15704 | 4.8143 | 0.00303 | 0.0007311 | 0.0007651 | 0.15402 | 4.8809 | 0.00298 | 0.0007527 | 0.0007777 | 0.1609 | 4.9042 | 0.00338 | 0.0008626 | 0.0008911 | 0.15535 | 4.0786 | 0.00414 | 0.00119 | 0.00121 | 0.15643 | 4.1151 | 0.00464 | 0.00127 | 0.0013 | 0.15891 | 4.8638 | 0.0036 | 0.0009207 | 0.0009473 | 0.15402 | 4.7503 | 0.00365 | 0.0009322 | 0.0009586 | 0.15642 | 5.2912 | 0.00324 | 0.0007962 | 0.0008224 | 0.15731 | 5.3159 | 0.00358 | 0.0008422 | 0.0008787 | 0.15731 | 5.5125 | 0.00371 | 0.0009839 | 0.001 | 0.16685 | 5.7682 | 0.00396 | 0.00101 | 0.00104 | 0.1587 | 5.6744 | 0.00396 | 0.0009212 | 0.0009599 | 0.15206 | 5.1857 | 0.00376 | 0.0009236 | 0.0009479 | 0.16066 | 5.3901 | 0.00401 | 0.0009509 | 0.0009858 | 0.154 | 5.3756 | 0.00364 | 0.0009017 | 0.0009223 | 0.15493 | 5.4055 | 0.00396 | 0.0009436 | 0.0009731 | 0.15132 | 5.3098 | 0.00399 | 0.0009508 | 0.0009795 | 0.14622 | 5.8233 | 0.00362 | 0.0008698 | 0.0008879 | 0.1446 | 5.5803 | 0.00371 | 0.0009193 | 0.0009324 | 0.14597 | 5.6212 | 0.004 | 0.0009569 | 0.0009778 | 0.15069 | 5.4448 | 0.00402 | 0.0009733 | 0.0009904 | 0.15233 | 6.2125 | 0.00369 | 0.0008971 | 0.0009131 | 0.14031 | 6.0202 | 0.00399 | 0.001 | 0.001 | 0.13773 | 5.931 | 0.00402 | 0.00101 | 0.00101 | 0.13396 | 5.7071 | 0.00427 | 0.00104 | 0.00102 | 0.1372 | 6.631 | 0.00369 | 0.0008613 | 0.0008519 | 0.13188 | 6.459 | 0.00372 | 0.0008671 | 0.0008546 | 0.13244 | 6.4859 | 0.00395 | 0.0008939 | 0.0008855 | 0.14194 | 6.5316 | 0.00438 | 0.00103 | 0.00102 | 0.13897 | 6.617 | 0.00419 | 0.0009992 | 0.0009754 | 0.14158 | 6.935 | 0.00431 | 0.0009409 | 0.000917 | 0.15158 | 8.094 | 0.00441 | 0.0009214 | 0.0009139 | 0.14799 | 7.61 | 0.00447 | 0.0009509 | 0.0009307 | 0.16579 | 8.769 | 0.0051 | 0.00105 | 0.00105 | 0.15154 | 8.774 | 0.00451 | 0.0008891 | 0.0008671 | 0.15231 | 7.612 | 0.00509 | 0.00106 | 0.00101 | 0.15627 | 9 | 0.00474 | 0.0009171 | 0.0008904 | 0.15552 | 9.432 | 0.00454 | 0.0008739 | 0.0008506 | 0.15084 | 9.206 | 0.00477 | 0.0009208 | 0.0008782 | 0.14891 | 8.995 | 0.00465 | 0.0008987 | 0.0008487 | 0.14703 | 8.942 | 0.00466 | 0.0008977 | 0.0008466
0.15873 | 0.13246 | 0.00126 | 0.000371 | 0.0003897 | 0.17378 | 0.13099 | 0.00301 | 0.0006572 | 0.0007559 | 0.16578 | 0.13183 | 0.00449 | 0.0008713 | 0.00104 | 0.16578 | 0.4238 | 0.00158 | 0.0003622 | 0.0003991 | 0.16238 | 0.4227 | 0.00212 | 0.0004454 | 0.0005036 | 0.18529 | 0.68553 | 0.00309 | 0.0006822 | 0.0007511 | 0.15979 | 1.2394 | 0.00205 | 0.0004562 | 0.0004996 | 0.15442 | 1.2238 | 0.00222 | 0.0004855 | 0.0005347 | 0.14167 | 1.4145 | 0.00193 | 0.0004666 | 0.000498 | 0.14283 | 1.6644 | 0.00195 | 0.0004766 | 0.000506 | 0.15 | 1.7012 | 0.00218 | 0.0005064 | 0.0005444 | 0.1563 | 1.9948 | 0.00219 | 0.0005352 | 0.0005674 | 0.16177 | 2.0296 | 0.00239 | 0.0005629 | 0.0006028 | 0.16668 | 2.0595 | 0.0026 | 0.0005897 | 0.0006373 | 0.17107 | 2.3984 | 0.00244 | 0.000559 | 0.0005988 | 0.16257 | 2.2812 | 0.00242 | 0.0005983 | 0.0006289 | 0.16671 | 2.312 | 0.0026 | 0.0006226 | 0.0006597 | 0.15916 | 2.2563 | 0.00265 | 0.0006382 | 0.0006759 | 0.15635 | 2.7302 | 0.00251 | 0.0006883 | 0.0007034 | 0.14825 | 2.7154 | 0.00258 | 0.0006848 | 0.0007077 | 0.16085 | 3.2464 | 0.00242 | 0.0005923 | 0.0006214 | 0.1553 | 3.1812 | 0.00246 | 0.000603 | 0.0006325 | 0.15639 | 3.4557 | 0.00251 | 0.0006224 | 0.0006516 | 0.15728 | 3.6197 | 0.0026 | 0.0006266 | 0.0006593 | 0.16231 | 3.693 | 0.00282 | 0.0006546 | 0.0006954 | 0.16681 | 3.6968 | 0.00279 | 0.0006552 | 0.0006963 | 0.16265 | 3.6335 | 0.00308 | 0.0006989 | 0.0007486 | 0.16265 | 4.3099 | 0.00264 | 0.0006415 | 0.0006706 | 0.15925 | 4.2569 | 0.00289 | 0.0006802 | 0.0007166 | 0.16683 | 4.3824 | 0.00327 | 0.0007266 | 0.0007764 | 0.16685 | 4.4414 | 0.00319 | 0.0007524 | 0.0007946 | 0.16018 | 4.3263 | 0.00325 | 0.0007659 | 0.0008086 | 0.17666 | 5.1926 | 0.00325 | 0.0007472 | 0.000792 | 0.17327 | 5.2482 | 0.0032 | 0.0007691 | 0.0008047 | 0.17878 | 5.3084 | 0.0036 | 0.0008795 | 0.0009193 | 0.17261 | 4.5717 | 0.0044 | 0.00122 | 0.00125 | 0.17207 | 4.5603 | 0.00489 | 0.00129 | 0.00134 | 0.1748 | 5.2274 | 0.00382 | 0.0009393 | 0.0009774 | 0.16942 | 5.1074 | 0.00388 | 0.0009515 | 0.0009898 | 0.17207 | 5.6398 | 0.00345 | 0.0008132 | 0.0008498 | 0.17161 | 5.6335 | 0.00379 | 0.0008585 | 0.0009053 | 0.17161 | 5.8916 | 0.00391 | 0.001 | 0.00103 | 0.18075 | 6.1249 | 0.00415 | 0.00103 | 0.00107 | 0.1709 | 5.9718 | 0.00416 | 0.0009369 | 0.0009856 | 0.16473 | 5.483 | 0.00397 | 0.0009429 | 0.0009782 | 0.17302 | 5.674 | 0.00422 | 0.0009684 | 0.00101 | 0.16684 | 5.7212 | 0.00384 | 0.0009204 | 0.0009516 | 0.16684 | 5.7261 | 0.00416 | 0.0009615 | 0.001 | 0.16296 | 5.6231 | 0.0042 | 0.0009692 | 0.00101 | 0.15747 | 6.1247 | 0.0038 | 0.0008873 | 0.0009153 | 0.15572 | 5.8627 | 0.00391 | 0.0009386 | 0.0009621 | 0.1564 | 5.8849 | 0.0042 | 0.0009754 | 0.00101 | 0.16145 | 5.7352 | 0.00421 | 0.0009932 | 0.00102 | 0.16321 | 6.5203 | 0.00386 | 0.0009137 | 0.000939 | 0.14967 | 6.3497 | 0.00417 | 0.00102 | 0.00103 | 0.14692 | 6.256 | 0.0042 | 0.00103 | 0.00104 | 0.14184 | 5.9761 | 0.00446 | 0.00106 | 0.00106 | 0.14527 | 6.9046 | 0.00385 | 0.0008793 | 0.0008784 | 0.13964 | 6.7187 | 0.00389 | 0.0008859 | 0.0008819 | 0.14716 | 6.9811 | 0.00428 | 0.0009293 | 0.0009375 | 0.15968 | 7.0657 | 0.00479 | 0.00108 | 0.00108 | 0.15635 | 7.1363 | 0.00459 | 0.00105 | 0.00104 | 0.15731 | 7.426 | 0.0047 | 0.0009849 | 0.0009797 | 0.16674 | 8.653 | 0.00475 | 0.0009555 | 0.0009647 | 0.16279 | 8.104 | 0.00483 | 0.0009897 | 0.000987 | 0.17961 | 9.295 | 0.00541 | 0.00108 | 0.00109 | 0.16417 | 9.19 | 0.00483 | 0.000922 | 0.0009139 | 0.165 | 8.105 | 0.00545 | 0.0011 | 0.00107 | 0.16829 | 9.446 | 0.00505 | 0.0009492 | 0.0009364 | 0.16748 | 9.847 | 0.00484 | 0.0009043 | 0.0008937 | 0.16161 | 9.601 | 0.00507 | 0.000954 | 0.000924 | 0.15954 | 9.339 | 0.00496 | 0.0009341 | 0.0008955 | 0.15753 | 9.275 | 0.00497 | 0.0009335 | 0.0008936
0.16865 | 0.13155 | 0.00134 | 0.0003815 | 0.000405 | 0.1862 | 0.12948 | 0.00322 | 0.0006757 | 0.0007874 | 0.18236 | 0.13001 | 0.00493 | 0.0009023 | 0.00109 | 0.18236 | 0.42823 | 0.00171 | 0.0003725 | 0.0004164 | 0.17487 | 0.42654 | 0.00226 | 0.0004545 | 0.0005197 | 0.19954 | 0.70179 | 0.00325 | 0.0006911 | 0.0007679 | 0.16978 | 1.2661 | 0.00215 | 0.0004619 | 0.0005098 | 0.1635 | 1.2494 | 0.00232 | 0.0004912 | 0.0005449 | 0.15 | 1.451 | 0.00201 | 0.0004721 | 0.0005075 | 0.16068 | 1.7512 | 0.00212 | 0.0004881 | 0.0005253 | 0.16667 | 1.7781 | 0.00235 | 0.0005168 | 0.0005625 | 0.17193 | 2.0905 | 0.00233 | 0.0005442 | 0.0005829 | 0.17648 | 2.1165 | 0.00253 | 0.0005713 | 0.0006175 | 0.18057 | 2.1394 | 0.00273 | 0.0005975 | 0.0006513 | 0.18423 | 2.4902 | 0.00256 | 0.0005657 | 0.0006109 | 0.17507 | 2.3707 | 0.00254 | 0.0006063 | 0.0006428 | 0.17862 | 2.3956 | 0.00272 | 0.0006302 | 0.000673 | 0.17052 | 2.3398 | 0.00277 | 0.0006461 | 0.0006898 | 0.16677 | 2.8434 | 0.00262 | 0.0006952 | 0.0007152 | 0.16678 | 2.9314 | 0.00278 | 0.0006994 | 0.000732 | 0.17872 | 3.4474 | 0.00259 | 0.0006037 | 0.0006407 | 0.17256 | 3.3801 | 0.00263 | 0.0006148 | 0.0006523 | 0.17203 | 3.677 | 0.00267 | 0.0006339 | 0.0006709 | 0.17158 | 3.8219 | 0.00275 | 0.0006376 | 0.0006777 | 0.17584 | 3.8816 | 0.00297 | 0.0006649 | 0.0007129 | 0.18072 | 3.9121 | 0.00294 | 0.0006663 | 0.0007148 | 0.17517 | 3.8289 | 0.00323 | 0.00071 | 0.0007673 | 0.17516 | 4.5094 | 0.00277 | 0.0006508 | 0.000686 | 0.182 | 4.6168 | 0.00315 | 0.000698 | 0.0007462 | 0.18768 | 4.7035 | 0.00353 | 0.0007427 | 0.0008039 | 0.1877 | 4.7881 | 0.00344 | 0.0007699 | 0.0008239 | 0.1802 | 4.6676 | 0.00351 | 0.0007843 | 0.0008391 | 0.19629 | 5.5389 | 0.00347 | 0.0007608 | 0.0008154 | 0.19253 | 5.5826 | 0.00341 | 0.0007829 | 0.0008281 | 0.19666 | 5.6884 | 0.00381 | 0.0008937 | 0.0009437 | 0.18987 | 5.043 | 0.00463 | 0.00124 | 0.00129 | 0.18771 | 4.9893 | 0.00512 | 0.00131 | 0.00138 | 0.19069 | 5.5769 | 0.00403 | 0.0009551 | 0.001 | 0.18482 | 5.4506 | 0.00409 | 0.0009679 | 0.00102 | 0.18771 | 5.9684 | 0.00364 | 0.0008278 | 0.0008741 | 0.18591 | 5.9358 | 0.00399 | 0.0008726 | 0.0009292 | 0.18592 | 6.2516 | 0.00409 | 0.00101 | 0.00105 | 0.19466 | 6.4652 | 0.00433 | 0.00104 | 0.00109 | 0.18311 | 6.256 | 0.00434 | 0.0009508 | 0.00101 | 0.1774 | 5.7712 | 0.00417 | 0.0009599 | 0.00101 | 0.18538 | 5.9496 | 0.00441 | 0.000984 | 0.00104 | 0.17967 | 6.063 | 0.00403 | 0.0009367 | 0.000978 | 0.17876 | 6.0426 | 0.00435 | 0.0009774 | 0.00103 | 0.1746 | 5.9343 | 0.00439 | 0.0009855 | 0.00104 | 0.16872 | 6.4143 | 0.00398 | 0.0009029 | 0.0009404 | 0.16684 | 6.1324 | 0.00409 | 0.0009558 | 0.0009893 | 0.16683 | 6.1365 | 0.00438 | 0.000992 | 0.00103 | 0.17222 | 6.0207 | 0.0044 | 0.00101 | 0.00105 | 0.17409 | 6.8183 | 0.00403 | 0.0009285 | 0.0009628 | 0.15902 | 6.6744 | 0.00434 | 0.00104 | 0.00106 | 0.1561 | 6.5755 | 0.00437 | 0.00105 | 0.00107 | 0.1576 | 6.5127 | 0.00482 | 0.0011 | 0.00111 | 0.16141 | 7.4558 | 0.00416 | 0.0009113 | 0.0009263 | 0.15515 | 7.2472 | 0.00421 | 0.0009193 | 0.0009316 | 0.16555 | 7.6094 | 0.00467 | 0.0009666 | 0.0009943 | 0.17742 | 7.5826 | 0.00517 | 0.00111 | 0.00114 | 0.17372 | 7.6458 | 0.00497 | 0.00109 | 0.0011 | 0.17304 | 7.9331 | 0.00507 | 0.00102 | 0.00104 | 0.1819 | 9.2184 | 0.00507 | 0.0009848 | 0.00101 | 0.17758 | 8.604 | 0.00517 | 0.00102 | 0.00104 | 0.19343 | 9.815 | 0.00571 | 0.0011 | 0.00114 | 0.1768 | 9.617 | 0.00513 | 0.0009516 | 0.0009572 | 0.17769 | 8.619 | 0.00578 | 0.00113 | 0.00112 | 0.18031 | 9.908 | 0.00534 | 0.0009781 | 0.000979 | 0.17944 | 10.27 | 0.00512 | 0.0009318 | 0.0009338 | 0.17239 | 10.014 | 0.00536 | 0.000984 | 0.0009669 | 0.17018 | 9.711 | 0.00526 | 0.0009664 | 0.0009397 | 0.16803 | 9.638 | 0.00527 | 0.0009661 | 0.0009381
0.17857 | 0.13044 | 0.00143 | 0.0003918 | 0.0004203 | 0.19861 | 0.12786 | 0.00344 | 0.0006938 | 0.0008187 | 0.19894 | 0.12789 | 0.00537 | 0.0009323 | 0.00115 | 0.19894 | 0.43076 | 0.00185 | 0.0003822 | 0.000433 | 0.19985 | 0.43093 | 0.00252 | 0.000472 | 0.0005502 | 0.2138 | 0.71587 | 0.00342 | 0.0006994 | 0.0007837 | 0.17977 | 1.2908 | 0.00224 | 0.0004673 | 0.0005194 | 0.18167 | 1.2949 | 0.0025 | 0.0005019 | 0.0005638 | 0.16667 | 1.5172 | 0.00216 | 0.0004824 | 0.000525 | 0.17853 | 1.8272 | 0.00228 | 0.000498 | 0.0005426 | 0.18333 | 1.8461 | 0.0025 | 0.0005261 | 0.0005789 | 0.18756 | 2.1755 | 0.00246 | 0.0005521 | 0.000597 | 0.19119 | 2.1935 | 0.00266 | 0.0005787 | 0.000631 | 0.19446 | 2.2105 | 0.00287 | 0.0006045 | 0.0006642 | 0.19739 | 2.5732 | 0.00267 | 0.0005717 | 0.000622 | 0.18758 | 2.4554 | 0.00266 | 0.0006136 | 0.0006556 | 0.19053 | 2.4754 | 0.00283 | 0.0006371 | 0.0006854 | 0.18189 | 2.4186 | 0.00289 | 0.0006534 | 0.0007027 | 0.18762 | 3.0532 | 0.00281 | 0.0007073 | 0.0007362 | 0.18531 | 3.132 | 0.00297 | 0.0007117 | 0.0007531 | 0.19659 | 3.6341 | 0.00275 | 0.0006135 | 0.0006578 | 0.18981 | 3.5647 | 0.0028 | 0.0006249 | 0.00067 | 0.18766 | 3.887 | 0.00282 | 0.0006439 | 0.000688 | 0.18588 | 4.0147 | 0.0029 | 0.0006473 | 0.0006942 | 0.18936 | 4.0616 | 0.00312 | 0.000674 | 0.0007287 | 0.19462 | 4.1189 | 0.00308 | 0.0006761 | 0.0007316 | 0.20019 | 4.2011 | 0.00351 | 0.0007291 | 0.0007998 | 0.20019 | 4.8792 | 0.00301 | 0.0006669 | 0.0007132 | 0.20475 | 4.9446 | 0.00339 | 0.0007127 | 0.0007716 | 0.20854 | 4.9981 | 0.00376 | 0.0007562 | 0.0008279 | 0.20856 | 5.1094 | 0.00367 | 0.0007846 | 0.0008493 | 0.20022 | 4.9847 | 0.00374 | 0.0007996 | 0.0008655 | 0.21592 | 5.8566 | 0.00367 | 0.0007723 | 0.0008359 | 0.21178 | 5.8886 | 0.00361 | 0.0007946 | 0.0008488 | 0.21453 | 6.0439 | 0.004 | 0.0009059 | 0.0009651 | 0.20713 | 5.489 | 0.00484 | 0.00125 | 0.00132 | 0.20335 | 5.3968 | 0.00534 | 0.00133 | 0.00141 | 0.20658 | 5.911 | 0.00423 | 0.0009687 | 0.00103 | 0.20022 | 5.7804 | 0.0043 | 0.0009821 | 0.00104 | 0.20335 | 6.2798 | 0.00383 | 0.0008406 | 0.000896 | 0.20021 | 6.2227 | 0.00418 | 0.0008851 | 0.0009508 | 0.20022 | 6.5943 | 0.00427 | 0.00103 | 0.00108 | 0.20856 | 6.7879 | 0.0045 | 0.00105 | 0.00111 | 0.19532 | 6.5285 | 0.00452 | 0.0009632 | 0.00103 | 0.19007 | 6.0502 | 0.00436 | 0.000975 | 0.00103 | 0.19774 | 6.2157 | 0.0046 | 0.000998 | 0.00106 | 0.19251 | 6.3994 | 0.00421 | 0.0009511 | 0.001 | 0.19068 | 6.3557 | 0.00453 | 0.0009914 | 0.00105 | 0.18624 | 6.2411 | 0.00458 | 0.001 | 0.00106 | 0.17997 | 6.6908 | 0.00416 | 0.000917 | 0.0009634 | 0.17797 | 6.3891 | 0.00427 | 0.0009713 | 0.00101 | 0.17725 | 6.3769 | 0.00456 | 0.00101 | 0.00106 | 0.18298 | 6.3019 | 0.00459 | 0.00103 | 0.00108 | 0.18497 | 7.105 | 0.0042 | 0.0009419 | 0.0009847 | 0.16837 | 6.9922 | 0.0045 | 0.00106 | 0.00109 | 0.16528 | 6.8899 | 0.00454 | 0.00106 | 0.00109 | 0.1773 | 7.1716 | 0.00523 | 0.00114 | 0.00118 | 0.18159 | 8.1463 | 0.00452 | 0.0009447 | 0.0009784 | 0.17455 | 7.9109 | 0.00459 | 0.0009544 | 0.0009856 | 0.18395 | 8.237 | 0.00503 | 0.0009975 | 0.00104 | 0.19516 | 8.0799 | 0.00554 | 0.00115 | 0.00119 | 0.19109 | 8.1423 | 0.00533 | 0.00112 | 0.00115 | 0.18877 | 8.4492 | 0.00542 | 0.00106 | 0.00109 | 0.19705 | 9.7845 | 0.00537 | 0.00101 | 0.00105 | 0.19238 | 9.1082 | 0.00549 | 0.00105 | 0.00108 | 0.20724 | 10.327 | 0.00599 | 0.00113 | 0.00117 | 0.18942 | 10.051 | 0.00543 | 0.0009782 | 0.0009973 | 0.19039 | 9.146 | 0.0061 | 0.00117 | 0.00117 | 0.19233 | 10.38 | 0.00562 | 0.001 | 0.00102 | 0.19141 | 10.7 | 0.00539 | 0.0009567 | 0.0009712 | 0.19393 | 10.881 | 0.00591 | 0.00104 | 0.00104 | 0.19145 | 10.524 | 0.00583 | 0.00102 | 0.00102 | 0.18904 | 10.431 | 0.00584 | 0.00102 | 0.00102
0.19841 | 0.12792 | 0.00159 | 0.0004122 | 0.000451 | 0.22344 | 0.12454 | 0.00389 | 0.0007305 | 0.0008814 | 0.21552 | 0.12567 | 0.00583 | 0.0009618 | 0.0012 | 0.21552 | 0.43171 | 0.00198 | 0.0003913 | 0.0004491 | 0.22483 | 0.43175 | 0.00279 | 0.0004881 | 0.0005791 | 0.22805 | 0.72796 | 0.00358 | 0.0007071 | 0.0007987 | 0.19974 | 1.3333 | 0.00241 | 0.0004774 | 0.0005374 | 0.20438 | 1.3423 | 0.00272 | 0.0005139 | 0.0005853 | 0.1875 | 1.5884 | 0.00235 | 0.0004936 | 0.0005447 | 0.19639 | 1.8933 | 0.00244 | 0.0005069 | 0.0005584 | 0.2 | 1.9063 | 0.00266 | 0.0005344 | 0.000594 | 0.20319 | 2.2505 | 0.00259 | 0.0005592 | 0.0006098 | 0.20589 | 2.2626 | 0.00279 | 0.0005854 | 0.0006434 | 0.20834 | 2.2737 | 0.003 | 0.0006109 | 0.0006762 | 0.21055 | 2.6483 | 0.00279 | 0.0005772 | 0.0006323 | 0.20008 | 2.5352 | 0.00277 | 0.0006202 | 0.0006676 | 0.21435 | 2.6203 | 0.00306 | 0.0006496 | 0.0007079 | 0.20463 | 2.5634 | 0.00312 | 0.0006664 | 0.0007259 | 0.20846 | 3.2405 | 0.00299 | 0.0007175 | 0.0007545 | 0.20384 | 3.3161 | 0.00315 | 0.0007221 | 0.0007717 | 0.21446 | 3.8072 | 0.00291 | 0.0006221 | 0.0006731 | 0.20707 | 3.7367 | 0.00295 | 0.0006338 | 0.0006858 | 0.2033 | 4.0844 | 0.00297 | 0.0006527 | 0.0007034 | 0.20018 | 4.198 | 0.00304 | 0.0006558 | 0.0007093 | 0.21642 | 4.396 | 0.00339 | 0.0006899 | 0.0007566 | 0.22242 | 4.5078 | 0.00335 | 0.000693 | 0.0007607 | 0.22521 | 4.5468 | 0.00378 | 0.0007445 | 0.0008272 | 0.22521 | 5.2147 | 0.00324 | 0.0006801 | 0.0007364 | 0.22751 | 5.2448 | 0.00362 | 0.000725 | 0.0007938 | 0.22939 | 5.2708 | 0.00399 | 0.0007677 | 0.0008491 | 0.22942 | 5.4071 | 0.00389 | 0.0007971 | 0.0008716 | 0.22024 | 5.2801 | 0.00397 | 0.0008127 | 0.0008888 | 0.23555 | 6.1474 | 0.00386 | 0.0007823 | 0.0008541 | 0.23103 | 6.1668 | 0.0038 | 0.0008049 | 0.0008673 | 0.23241 | 6.3777 | 0.00419 | 0.0009164 | 0.0009842 | 0.22439 | 5.9084 | 0.00504 | 0.00127 | 0.00134 | 0.219 | 5.7836 | 0.00554 | 0.00134 | 0.00143 | 0.22247 | 6.2303 | 0.00442 | 0.0009807 | 0.00105 | 0.21562 | 6.0965 | 0.00449 | 0.0009946 | 0.00106 | 0.21899 | 6.5735 | 0.00401 | 0.000852 | 0.0009157 | 0.21452 | 6.4947 | 0.00436 | 0.0008963 | 0.0009705 | 0.21452 | 6.9203 | 0.00444 | 0.00104 | 0.00109 | 0.22246 | 7.0948 | 0.00467 | 0.00106 | 0.00113 | 0.20753 | 6.7882 | 0.0047 | 0.0009745 | 0.00105 | 0.20274 | 6.3205 | 0.00455 | 0.0009885 | 0.00105 | 0.21009 | 6.474 | 0.00478 | 0.00101 | 0.00108 | 0.20534 | 6.7294 | 0.00439 | 0.0009639 | 0.00102 | 0.2026 | 6.6631 | 0.00471 | 0.001 | 0.00107 | 0.19788 | 6.5443 | 0.00476 | 0.00101 | 0.00108 | 0.19121 | 6.9568 | 0.00432 | 0.0009297 | 0.0009846 | 0.18909 | 6.6323 | 0.00445 | 0.0009855 | 0.00104 | 0.18768 | 6.6068 | 0.00474 | 0.00102 | 0.00108 | 0.19374 | 6.5766 | 0.00476 | 0.00104 | 0.0011 | 0.19585 | 7.3812 | 0.00435 | 0.0009541 | 0.001 | 0.18708 | 7.6059 | 0.00481 | 0.00108 | 0.00113 | 0.18365 | 7.497 | 0.00485 | 0.00109 | 0.00114 | 0.197 | 7.8122 | 0.0056 | 0.00118 | 0.00123 | 0.20177 | 8.8274 | 0.00486 | 0.0009723 | 0.00102 | 0.19394 | 8.5696 | 0.00493 | 0.0009834 | 0.00103 | 0.20234 | 8.8568 | 0.00536 | 0.00102 | 0.00109 | 0.2129 | 8.5549 | 0.00588 | 0.00118 | 0.00124 | 0.20846 | 8.6231 | 0.00567 | 0.00115 | 0.0012 | 0.2045 | 8.9681 | 0.00574 | 0.00108 | 0.00113 | 0.21221 | 10.3474 | 0.00565 | 0.00103 | 0.00109 | 0.20718 | 9.6102 | 0.0058 | 0.00108 | 0.00113 | 0.22106 | 10.829 | 0.00627 | 0.00115 | 0.00121 | 0.20205 | 10.491 | 0.0057 | 0.001 | 0.00103 | 0.20308 | 9.682 | 0.00641 | 0.00119 | 0.00122 | 0.21637 | 11.335 | 0.00615 | 0.00105 | 0.00109 | 0.21533 | 11.565 | 0.00591 | 0.001 | 0.00104 | 0.21548 | 11.779 | 0.00642 | 0.00108 | 0.00111 | 0.21273 | 11.4 | 0.00635 | 0.00107 | 0.00109 | 0.21004 | 11.29 | 0.00637 | 0.00107 | 0.00109
0.22321 | 0.1245 | 0.00181 | 0.0004375 | 0.0004895 | 0.24826 | 0.12112 | 0.00435 | 0.0007666 | 0.0009444 | 0.2321 | 0.12336 | 0.00629 | 0.0009909 | 0.00126 | 0.2321 | 0.43146 | 0.00211 | 0.0004001 | 0.0004647 | 0.24981 | 0.43027 | 0.00306 | 0.0005033 | 0.0006068 | 0.2423 | 0.73836 | 0.00374 | 0.0007143 | 0.0008129 | 0.22471 | 1.3767 | 0.00263 | 0.0004888 | 0.000558 | 0.22709 | 1.3808 | 0.00293 | 0.0005245 | 0.0006049 | 0.20833 | 1.6487 | 0.00253 | 0.0005035 | 0.0005624 | 0.21424 | 1.9525 | 0.00259 | 0.0005148 | 0.0005728 | 0.21667 | 1.9596 | 0.00281 | 0.0005419 | 0.0006079 | 0.21882 | 2.3167 | 0.00272 | 0.0005656 | 0.0006217 | 0.2206 | 2.3238 | 0.00292 | 0.0005916 | 0.0006549 | 0.22223 | 2.3309 | 0.00312 | 0.0006168 | 0.0006874 | 0.23687 | 2.7757 | 0.003 | 0.0005873 | 0.0006511 | 0.22509 | 2.6802 | 0.003 | 0.0006323 | 0.0006892 | 0.23816 | 2.7496 | 0.00328 | 0.0006604 | 0.0007278 | 0.22737 | 2.6935 | 0.00335 | 0.0006776 | 0.0007465 | 0.22931 | 3.4082 | 0.00316 | 0.0007263 | 0.0007706 | 0.22237 | 3.4846 | 0.00332 | 0.0007312 | 0.0007883 | 0.23233 | 3.9667 | 0.00306 | 0.0006296 | 0.0006871 | 0.22432 | 3.8971 | 0.00311 | 0.0006416 | 0.0007001 | 0.21894 | 4.2703 | 0.00311 | 0.0006604 | 0.0007174 | 0.22877 | 4.5367 | 0.00331 | 0.0006709 | 0.0007358 | 0.24347 | 4.6976 | 0.00365 | 0.0007031 | 0.0007804 | 0.25022 | 4.8621 | 0.00359 | 0.0007068 | 0.0007854 | 0.25024 | 4.8635 | 0.00402 | 0.0007574 | 0.0008508 | 0.25023 | 5.5184 | 0.00346 | 0.0006914 | 0.0007568 | 0.25026 | 5.52 | 0.00383 | 0.0007356 | 0.0008133 | 0.25025 | 5.5214 | 0.00421 | 0.0007778 | 0.000868 | 0.25027 | 5.6838 | 0.0041 | 0.000808 | 0.0008915 | 0.24026 | 5.5545 | 0.00418 | 0.0008241 | 0.0009094 | 0.25518 | 6.4162 | 0.00405 | 0.0007911 | 0.0008706 | 0.25028 | 6.424 | 0.00399 | 0.000814 | 0.000884 | 0.25029 | 6.6884 | 0.00436 | 0.0009256 | 0.001 | 0.24165 | 6.301 | 0.00522 | 0.00128 | 0.00136 | 0.23464 | 6.1484 | 0.00573 | 0.00136 | 0.00145 | 0.23836 | 6.5348 | 0.0046 | 0.0009912 | 0.00107 | 0.23103 | 6.3977 | 0.00467 | 0.00101 | 0.00108 | 0.23464 | 6.8513 | 0.00418 | 0.0008621 | 0.0009338 | 0.22882 | 6.7528 | 0.00453 | 0.0009063 | 0.0009885 | 0.22882 | 7.2294 | 0.0046 | 0.00105 | 0.00111 | 0.23637 | 7.3867 | 0.00483 | 0.00107 | 0.00114 | 0.21973 | 7.0369 | 0.00486 | 0.0009847 | 0.00107 | 0.21541 | 6.5811 | 0.00473 | 0.001 | 0.00107 | 0.22245 | 6.7234 | 0.00495 | 0.00102 | 0.0011 | 0.21817 | 7.0515 | 0.00455 | 0.0009753 | 0.00104 | 0.21451 | 6.9647 | 0.00488 | 0.00102 | 0.00109 | 0.20952 | 6.8406 | 0.00493 | 0.00102 | 0.0011 | 0.20246 | 7.2112 | 0.00448 | 0.0009413 | 0.001 | 0.20021 | 6.865 | 0.00461 | 0.0009984 | 0.00106 | 0.20853 | 7.0362 | 0.00507 | 0.00105 | 0.00112 | 0.21527 | 7.1067 | 0.0051 | 0.00107 | 0.00114 | 0.21761 | 7.9036 | 0.00465 | 0.0009758 | 0.00104 | 0.21047 | 8.3308 | 0.00516 | 0.00111 | 0.00118 | 0.2066 | 8.2153 | 0.00521 | 0.00112 | 0.00118 | 0.2167 | 8.4284 | 0.00595 | 0.0012 | 0.00128 | 0.22194 | 9.4923 | 0.00517 | 0.0009956 | 0.00106 | 0.21334 | 9.2152 | 0.00525 | 0.00101 | 0.00107 | 0.22074 | 9.4623 | 0.00567 | 0.00105 | 0.00112 | 0.23065 | 9.0091 | 0.0062 | 0.0012 | 0.00128 | 0.22583 | 9.0856 | 0.00599 | 0.00117 | 0.00124 | 0.22023 | 9.4864 | 0.00605 | 0.00111 | 0.00117 | 0.22737 | 10.8993 | 0.00592 | 0.00105 | 0.00112 | 0.22198 | 10.1084 | 0.00609 | 0.0011 | 0.00116 | 0.24869 | 11.8018 | 0.00678 | 0.00119 | 0.00127 | 0.22731 | 11.379 | 0.00623 | 0.00104 | 0.0011 | 0.22846 | 10.76 | 0.00697 | 0.00124 | 0.0013 | 0.24041 | 12.297 | 0.00664 | 0.00109 | 0.00115 | 0.23926 | 12.436 | 0.00639 | 0.00104 | 0.0011 | 0.23703 | 12.685 | 0.00689 | 0.00112 | 0.00117 | 0.234 | 12.312 | 0.00684 | 0.00111 | 0.00116 | 0.23104 | 12.187 | 0.00686 | 0.00111 | 0.00116
0.24802 | 0.12109 | 0.00203 | 0.0004625 | 0.0005284 | 0.27309 | 0.11781 | 0.00483 | 0.0008024 | 0.00101 | 0.26525 | 0.11883 | 0.00725 | 0.00105 | 0.00137 | 0.26525 | 0.42838 | 0.00238 | 0.0004174 | 0.0004949 | 0.27479 | 0.42701 | 0.00334 | 0.0005176 | 0.0006336 | 0.25656 | 0.74717 | 0.00389 | 0.000721 | 0.0008266 | 0.24968 | 1.4113 | 0.00284 | 0.000499 | 0.0005768 | 0.2498 | 1.4114 | 0.00314 | 0.0005341 | 0.000623 | 0.22917 | 1.6991 | 0.0027 | 0.0005122 | 0.0005786 | 0.23209 | 2.0038 | 0.00273 | 0.000522 | 0.0005862 | 0.23333 | 2.007 | 0.00296 | 0.0005487 | 0.0006209 | 0.23445 | 2.376 | 0.00284 | 0.0005715 | 0.0006328 | 0.23531 | 2.3791 | 0.00305 | 0.0005972 | 0.0006656 | 0.25001 | 2.4277 | 0.00337 | 0.0006277 | 0.0007077 | 0.26319 | 2.8783 | 0.00321 | 0.0005961 | 0.0006678 | 0.2501 | 2.8085 | 0.00321 | 0.0006426 | 0.0007084 | 0.26198 | 2.8641 | 0.00349 | 0.0006698 | 0.0007456 | 0.2501 | 2.809 | 0.00356 | 0.0006874 | 0.000765 | 0.25016 | 3.5583 | 0.00333 | 0.0007339 | 0.0007851 | 0.2409 | 3.6395 | 0.00348 | 0.0007392 | 0.0008033 | 0.25021 | 4.1155 | 0.0032 | 0.0006364 | 0.0006998 | 0.24158 | 4.0458 | 0.00325 | 0.0006486 | 0.0007133 | 0.25022 | 4.6081 | 0.00337 | 0.0006741 | 0.000742 | 0.25737 | 4.8396 | 0.00355 | 0.0006834 | 0.0007585 | 0.27052 | 4.9681 | 0.00389 | 0.0007142 | 0.0008013 | 0.27802 | 5.1823 | 0.00382 | 0.0007182 | 0.0008066 | 0.27526 | 5.154 | 0.00426 | 0.0007683 | 0.0008715 | 0.27525 | 5.7941 | 0.00367 | 0.0007011 | 0.0007748 | 0.27301 | 5.772 | 0.00404 | 0.0007449 | 0.0008309 | 0.2711 | 5.7527 | 0.00442 | 0.0007867 | 0.0008851 | 0.27113 | 5.9413 | 0.0043 | 0.0008176 | 0.0009094 | 0.26029 | 5.8108 | 0.00439 | 0.000834 | 0.000928 | 0.27481 | 6.6646 | 0.00423 | 0.0007989 | 0.0008855 | 0.26954 | 6.66 | 0.00417 | 0.000822 | 0.0008993 | 0.26817 | 6.9799 | 0.00453 | 0.0009337 | 0.00102 | 0.25891 | 6.6684 | 0.0054 | 0.00129 | 0.00138 | 0.25028 | 6.491 | 0.00591 | 0.00137 | 0.00147 | 0.25425 | 6.8261 | 0.00477 | 0.001 | 0.00109 | 0.24643 | 6.6857 | 0.00485 | 0.00102 | 0.0011 | 0.25028 | 7.115 | 0.00435 | 0.0008712 | 0.0009503 | 0.24312 | 6.9988 | 0.0047 | 0.0009154 | 0.00101 | 0.24312 | 7.5225 | 0.00476 | 0.00106 | 0.00113 | 0.25027 | 7.6653 | 0.00498 | 0.00108 | 0.00116 | 0.24415 | 7.504 | 0.00518 | 0.001 | 0.0011 | 0.22808 | 6.8337 | 0.0049 | 0.00101 | 0.00109 | 0.24717 | 7.1998 | 0.00528 | 0.00104 | 0.00114 | 0.23101 | 7.3658 | 0.00471 | 0.0009855 | 0.00106 | 0.23835 | 7.5456 | 0.00519 | 0.00104 | 0.00113 | 0.2328 | 7.4141 | 0.00525 | 0.00105 | 0.00114 | 0.22496 | 7.6892 | 0.00479 | 0.0009621 | 0.00104 | 0.22246 | 7.2988 | 0.00494 | 0.00102 | 0.0011 | 0.2346 | 7.5234 | 0.00547 | 0.00107 | 0.00117 | 0.24218 | 7.7326 | 0.00548 | 0.00109 | 0.00119 | 0.24481 | 8.5057 | 0.005 | 0.0009987 | 0.00108 | 0.23385 | 9.007 | 0.00549 | 0.00113 | 0.00122 | 0.22956 | 8.888 | 0.00554 | 0.00114 | 0.00122 | 0.2364 | 9.0179 | 0.00628 | 0.00123 | 0.00132 | 0.24212 | 10.1364 | 0.00547 | 0.00102 | 0.0011 | 0.23273 | 9.8432 | 0.00556 | 0.00103 | 0.00111 | 0.23913 | 10.0503 | 0.00597 | 0.00106 | 0.00116 | 0.24839 | 9.4417 | 0.00652 | 0.00122 | 0.00132 | 0.2432 | 9.531 | 0.0063 | 0.0012 | 0.00128 | 0.23596 | 10.0023 | 0.00635 | 0.00113 | 0.00121 | 0.24253 | 11.4523 | 0.00618 | 0.00107 | 0.00115 | 0.23678 | 10.6009 | 0.00637 | 0.00112 | 0.0012 | 0.27632 | 12.726 | 0.00725 | 0.00122 | 0.00133 | 0.25257 | 12.261 | 0.00672 | 0.00108 | 0.00116 | 0.25385 | 11.829 | 0.00748 | 0.00128 | 0.00136 | 0.26445 | 13.252 | 0.0071 | 0.00112 | 0.0012 | 0.26318 | 13.299 | 0.00685 | 0.00107 | 0.00115 | 0.25858 | 13.594 | 0.00733 | 0.00115 | 0.00123 | 0.25527 | 13.247 | 0.0073 | 0.00115 | 0.00121 | 0.25205 | 13.101 | 0.00732 | 0.00115 | 0.00121
0.27282 | 0.11787 | 0.00226 | 0.0004874 | 0.0005679 | 0.29791 | 0.11469 | 0.00533 | 0.0008381 | 0.00107 | 0.29841 | 0.11461 | 0.00825 | 0.00111 | 0.00148 | 0.29841 | 0.42291 | 0.00265 | 0.0004337 | 0.0005241 | 0.29978 | 0.42266 | 0.00361 | 0.0005314 | 0.0006599 | 0.28506 | 0.76072 | 0.00421 | 0.0007341 | 0.0008523 | 0.27464 | 1.4389 | 0.00304 | 0.0005082 | 0.0005943 | 0.2725 | 1.4371 | 0.00335 | 0.0005429 | 0.0006399 | 0.25 | 1.7416 | 0.00287 | 0.0005202 | 0.0005936 | 0.24995 | 2.0493 | 0.00288 | 0.0005285 | 0.0005988 | 0.25 | 2.0494 | 0.0031 | 0.0005551 | 0.0006331 | 0.25008 | 2.4273 | 0.00297 | 0.0005768 | 0.0006431 | 0.26472 | 2.4699 | 0.00329 | 0.0006076 | 0.0006853 | 0.27779 | 2.5046 | 0.00361 | 0.0006372 | 0.0007261 | 0.2895 | 2.9602 | 0.00341 | 0.0006038 | 0.000683 | 0.27511 | 2.9211 | 0.00341 | 0.0006517 | 0.0007257 | 0.2858 | 2.9658 | 0.00369 | 0.0006782 | 0.0007619 | 0.27284 | 2.9117 | 0.00376 | 0.000696 | 0.0007817 | 0.271 | 3.6916 | 0.00349 | 0.0007406 | 0.0007983 | 0.25943 | 3.7816 | 0.00364 | 0.0007463 | 0.0008169 | 0.28595 | 4.3807 | 0.00348 | 0.0006487 | 0.0007225 | 0.27609 | 4.312 | 0.00353 | 0.0006612 | 0.0007366 | 0.2815 | 4.9058 | 0.00361 | 0.0006853 | 0.000763 | 0.28597 | 5.1103 | 0.00379 | 0.000694 | 0.0007783 | 0.29757 | 5.2123 | 0.00412 | 0.0007238 | 0.0008197 | 0.30583 | 5.4722 | 0.00404 | 0.000728 | 0.0008253 | 0.30029 | 5.4182 | 0.00448 | 0.0007778 | 0.0008898 | 0.30028 | 6.0455 | 0.00386 | 0.0007096 | 0.000791 | 0.29576 | 6.0036 | 0.00424 | 0.0007531 | 0.0008468 | 0.29195 | 5.9675 | 0.00462 | 0.0007947 | 0.0009007 | 0.29198 | 6.1815 | 0.0045 | 0.000826 | 0.0009257 | 0.28031 | 6.0498 | 0.00459 | 0.0008429 | 0.0009449 | 0.29444 | 6.8948 | 0.0044 | 0.0008059 | 0.0008992 | 0.28879 | 6.8796 | 0.00434 | 0.0008293 | 0.0009133 | 0.28605 | 7.2531 | 0.0047 | 0.000941 | 0.00103 | 0.27617 | 7.0107 | 0.00557 | 0.0013 | 0.0014 | 0.26592 | 6.8133 | 0.00609 | 0.00137 | 0.00149 | 0.27014 | 7.1031 | 0.00494 | 0.00101 | 0.0011 | 0.26183 | 6.9606 | 0.00502 | 0.00102 | 0.00112 | 0.26592 | 7.3646 | 0.00451 | 0.0008794 | 0.0009656 | 0.25742 | 7.2334 | 0.00486 | 0.0009237 | 0.00102 | 0.25742 | 7.8023 | 0.00491 | 0.00106 | 0.00114 | 0.27808 | 8.1848 | 0.00527 | 0.00109 | 0.00119 | 0.27467 | 8.0372 | 0.00556 | 0.00102 | 0.00114 | 0.25343 | 7.3145 | 0.00522 | 0.00103 | 0.00113 | 0.27807 | 7.7543 | 0.00567 | 0.00106 | 0.00118 | 0.25667 | 7.968 | 0.00501 | 0.001 | 0.00109 | 0.26814 | 8.2286 | 0.00556 | 0.00106 | 0.00117 | 0.2619 | 8.0907 | 0.00563 | 0.00107 | 0.00118 | 0.25308 | 8.2362 | 0.00516 | 0.0009842 | 0.00108 | 0.25026 | 7.7906 | 0.00532 | 0.00105 | 0.00114 | 0.26067 | 7.9662 | 0.00584 | 0.00109 | 0.00121 | 0.26909 | 8.3171 | 0.00584 | 0.00112 | 0.00123 | 0.27201 | 9.0595 | 0.00533 | 0.00102 | 0.00111 | 0.25724 | 9.6391 | 0.0058 | 0.00115 | 0.00125 | 0.25251 | 9.5167 | 0.00586 | 0.00116 | 0.00126 | 0.2561 | 9.5825 | 0.00659 | 0.00125 | 0.00136 | 0.2623 | 10.7558 | 0.00574 | 0.00103 | 0.00113 | 0.25212 | 10.4506 | 0.00584 | 0.00105 | 0.00114 | 0.25753 | 10.6201 | 0.00625 | 0.00108 | 0.00119 | 0.26613 | 9.8559 | 0.00682 | 0.00124 | 0.00135 | 0.26058 | 9.9582 | 0.0066 | 0.00122 | 0.00132 | 0.25169 | 10.511 | 0.00663 | 0.00115 | 0.00124 | 0.27284 | 12.5083 | 0.00667 | 0.0011 | 0.00121 | 0.26638 | 11.5716 | 0.00689 | 0.00116 | 0.00126 | 0.30395 | 13.6199 | 0.00769 | 0.00124 | 0.00137 | 0.27782 | 13.1244 | 0.00718 | 0.00111 | 0.00121 | 0.27923 | 12.881 | 0.00795 | 0.00131 | 0.00142 | 0.28849 | 14.188 | 0.00752 | 0.00115 | 0.00125 | 0.28711 | 14.143 | 0.00727 | 0.0011 | 0.0012 | 0.28013 | 14.483 | 0.00775 | 0.00118 | 0.00127 | 0.27654 | 14.183 | 0.00772 | 0.00118 | 0.00126 | 0.27305 | 14.026 | 0.00775 | 0.00118 | 0.00126
0.29762 | 0.11466 | 0.0025 | 0.0005123 | 0.000608 | 0.32274 | 0.11178 | 0.00584 | 0.0008738 | 0.00114 | 0.33156 | 0.11079 | 0.00929 | 0.00117 | 0.00159 | 0.33156 | 0.41606 | 0.00293 | 0.0004495 | 0.0005528 | 0.32476 | 0.41761 | 0.00389 | 0.0005448 | 0.0006857 | 0.3207 | 0.77136 | 0.00459 | 0.0007493 | 0.0008822 | 0.29961 | 1.4606 | 0.00325 | 0.0005166 | 0.0006107 | 0.29521 | 1.4568 | 0.00355 | 0.000551 | 0.0006558 | 0.27083 | 1.7781 | 0.00304 | 0.0005274 | 0.0006076 | 0.2678 | 2.0897 | 0.00302 | 0.0005346 | 0.0006106 | 0.26667 | 2.0879 | 0.00324 | 0.0005609 | 0.0006446 | 0.28134 | 2.5132 | 0.0032 | 0.0005869 | 0.0006622 | 0.29413 | 2.5429 | 0.00352 | 0.0006169 | 0.0007031 | 0.30557 | 2.5677 | 0.00384 | 0.0006457 | 0.0007428 | 0.31582 | 3.0252 | 0.00361 | 0.0006108 | 0.000697 | 0.30012 | 3.0209 | 0.00361 | 0.0006597 | 0.0007414 | 0.30961 | 3.0567 | 0.00388 | 0.0006857 | 0.0007768 | 0.29558 | 3.0045 | 0.00396 | 0.0007038 | 0.0007971 | 0.29185 | 3.8111 | 0.00365 | 0.0007467 | 0.0008104 | 0.29649 | 4.0294 | 0.00394 | 0.000759 | 0.000841 | 0.32169 | 4.6097 | 0.00374 | 0.0006589 | 0.0007422 | 0.3106 | 4.5428 | 0.0038 | 0.0006718 | 0.0007568 | 0.31277 | 5.1672 | 0.00385 | 0.0006949 | 0.0007813 | 0.31456 | 5.3527 | 0.00401 | 0.0007031 | 0.0007959 | 0.32462 | 5.4321 | 0.00434 | 0.0007322 | 0.0008362 | 0.33363 | 5.7327 | 0.00425 | 0.0007365 | 0.0008418 | 0.32531 | 5.6588 | 0.00469 | 0.0007861 | 0.0009062 | 0.3253 | 6.2776 | 0.00405 | 0.0007171 | 0.0008057 | 0.31851 | 6.2178 | 0.00443 | 0.0007605 | 0.0008613 | 0.31281 | 6.1669 | 0.00481 | 0.0008019 | 0.000915 | 0.31284 | 6.4062 | 0.00468 | 0.0008336 | 0.0009406 | 0.30033 | 6.2744 | 0.00478 | 0.0008508 | 0.0009604 | 0.31407 | 7.1094 | 0.00457 | 0.0008123 | 0.0009119 | 0.30804 | 7.0849 | 0.00451 | 0.0008359 | 0.0009263 | 0.30392 | 7.5089 | 0.00486 | 0.0009476 | 0.00104 | 0.29343 | 7.3296 | 0.00573 | 0.00131 | 0.00141 | 0.28157 | 7.1153 | 0.00625 | 0.00138 | 0.00151 | 0.28603 | 7.3678 | 0.0051 | 0.00102 | 0.00112 | 0.27723 | 7.2231 | 0.00518 | 0.00103 | 0.00113 | 0.28156 | 7.6019 | 0.00466 | 0.000887 | 0.0009798 | 0.28602 | 7.6706 | 0.00518 | 0.0009387 | 0.00105 | 0.28602 | 8.3241 | 0.0052 | 0.00108 | 0.00117 | 0.31284 | 8.7726 | 0.00562 | 0.00111 | 0.00121 | 0.30519 | 8.5236 | 0.00591 | 0.00104 | 0.00117 | 0.28511 | 7.8745 | 0.00561 | 0.00105 | 0.00117 | 0.30896 | 8.2722 | 0.00604 | 0.00108 | 0.00121 | 0.28876 | 8.6693 | 0.00536 | 0.00102 | 0.00113 | 0.29793 | 8.8621 | 0.0059 | 0.00107 | 0.0012 | 0.291 | 8.7198 | 0.00597 | 0.00108 | 0.00121 | 0.2812 | 8.7363 | 0.0055 | 0.001 | 0.00111 | 0.27807 | 8.2396 | 0.00568 | 0.00107 | 0.00118 | 0.28673 | 8.3745 | 0.0062 | 0.00111 | 0.00124 | 0.296 | 8.8632 | 0.00618 | 0.00113 | 0.00126 | 0.29922 | 9.572 | 0.00564 | 0.00103 | 0.00114 | 0.28062 | 10.231 | 0.0061 | 0.00117 | 0.00128 | 0.27547 | 10.1052 | 0.00615 | 0.00118 | 0.00129 | 0.2758 | 10.1216 | 0.00688 | 0.00126 | 0.00139 | 0.28247 | 11.3596 | 0.00601 | 0.00105 | 0.00115 | 0.27152 | 11.0366 | 0.00611 | 0.00106 | 0.00117 | 0.27592 | 11.1749 | 0.00652 | 0.0011 | 0.00122 | 0.28387 | 10.2522 | 0.0071 | 0.00126 | 0.00138 | 0.27795 | 10.3698 | 0.00688 | 0.00124 | 0.00135 | 0.28315 | 11.5097 | 0.00716 | 0.00118 | 0.0013 | 0.30316 | 13.5248 | 0.00712 | 0.00113 | 0.00125 | 0.29597 | 12.5045 | 0.00737 | 0.00119 | 0.00131 | 0.33159 | 14.4614 | 0.00811 | 0.00126 | 0.00141 | 0.30308 | 13.9767 | 0.00762 | 0.00114 | 0.00126 | 0.30462 | 13.8924 | 0.00838 | 0.00134 | 0.00147 | 0.31253 | 15.091 | 0.00792 | 0.00117 | 0.00129 | 0.31103 | 14.9649 | 0.00768 | 0.00112 | 0.00124 | 0.30167 | 15.37 | 0.00814 | 0.0012 | 0.00132 | 0.29782 | 15.107 | 0.00812 | 0.0012 | 0.00131 | 0.29405 | 14.95 | 0.00816 | 0.0012 | 0.00131
0.32242 | 0.11175 | 0.00274 | 0.0005373 | 0.0006487 | 0.34757 | 0.10897 | 0.00636 | 0.0009096 | 0.0012 | 0.36472 | 0.10718 | 0.01037 | 0.00123 | 0.0017 | 0.36472 | 0.40861 | 0.00322 | 0.0004647 | 0.0005812 | 0.34974 | 0.41207 | 0.00418 | 0.0005579 | 0.0007113 | 0.35633 | 0.77653 | 0.00497 | 0.0007632 | 0.0009101 | 0.32458 | 1.4784 | 0.00345 | 0.0005245 | 0.0006262 | 0.31792 | 1.4735 | 0.00376 | 0.0005585 | 0.0006709 | 0.29167 | 1.8078 | 0.0032 | 0.0005341 | 0.0006207 | 0.28565 | 2.1253 | 0.00316 | 0.0005403 | 0.0006217 | 0.3 | 2.1511 | 0.00352 | 0.0005722 | 0.000666 | 0.3126 | 2.5812 | 0.00343 | 0.0005958 | 0.0006794 | 0.32355 | 2.6011 | 0.00375 | 0.0006251 | 0.0007194 | 0.33335 | 2.618 | 0.00407 | 0.0006534 | 0.0007583 | 0.34214 | 3.0784 | 0.0038 | 0.0006173 | 0.00071 | 0.32513 | 3.1099 | 0.0038 | 0.000667 | 0.0007559 | 0.33343 | 3.1377 | 0.00407 | 0.0006925 | 0.0007906 | 0.31831 | 3.0875 | 0.00416 | 0.0007108 | 0.0008113 | 0.33354 | 4.0156 | 0.00395 | 0.0007577 | 0.0008319 | 0.33356 | 4.2388 | 0.00422 | 0.0007697 | 0.0008618 | 0.35744 | 4.8082 | 0.00399 | 0.0006678 | 0.0007596 | 0.34511 | 4.7432 | 0.00405 | 0.0006809 | 0.0007747 | 0.34405 | 5.3982 | 0.00407 | 0.0007031 | 0.0007976 | 0.34316 | 5.5696 | 0.00423 | 0.0007111 | 0.0008118 | 0.35167 | 5.6303 | 0.00456 | 0.0007397 | 0.0008513 | 0.36143 | 5.9687 | 0.00446 | 0.000744 | 0.0008568 | 0.35033 | 5.8789 | 0.0049 | 0.0007934 | 0.0009211 | 0.35032 | 6.4901 | 0.00424 | 0.0007239 | 0.0008191 | 0.34126 | 6.4164 | 0.00462 | 0.0007671 | 0.0008746 | 0.33366 | 6.3526 | 0.005 | 0.0008084 | 0.0009282 | 0.33369 | 6.6183 | 0.00486 | 0.0008405 | 0.0009543 | 0.32035 | 6.4844 | 0.00496 | 0.000858 | 0.0009746 | 0.3337 | 7.3105 | 0.00473 | 0.0008181 | 0.0009236 | 0.32729 | 7.2776 | 0.00467 | 0.000842 | 0.0009383 | 0.3218 | 7.7491 | 0.00501 | 0.0009536 | 0.00106 | 0.31069 | 7.627 | 0.00588 | 0.00131 | 0.00143 | 0.31285 | 7.6657 | 0.00657 | 0.0014 | 0.00154 | 0.31781 | 7.8638 | 0.00541 | 0.00103 | 0.00114 | 0.30803 | 7.7168 | 0.0055 | 0.00105 | 0.00116 | 0.31285 | 8.045 | 0.00496 | 0.0009007 | 0.00101 | 0.32177 | 8.1673 | 0.00555 | 0.0009548 | 0.00108 | 0.32178 | 8.9134 | 0.00553 | 0.00109 | 0.0012 | 0.3476 | 9.3051 | 0.00594 | 0.00112 | 0.00124 | 0.33571 | 8.9724 | 0.00625 | 0.00105 | 0.00119 | 0.31678 | 8.3967 | 0.00597 | 0.00107 | 0.0012 | 0.33986 | 8.7575 | 0.00638 | 0.0011 | 0.00124 | 0.32084 | 9.314 | 0.00569 | 0.00104 | 0.00116 | 0.32773 | 9.4484 | 0.00622 | 0.00109 | 0.00122 | 0.3201 | 9.3037 | 0.0063 | 0.0011 | 0.00124 | 0.30932 | 9.1986 | 0.00582 | 0.00102 | 0.00114 | 0.30588 | 8.654 | 0.00603 | 0.00109 | 0.00121 | 0.3128 | 8.7555 | 0.00654 | 0.00113 | 0.00127 | 0.32291 | 9.374 | 0.0065 | 0.00115 | 0.00129 | 0.32642 | 10.0523 | 0.00594 | 0.00105 | 0.00117 | 0.30401 | 10.781 | 0.00637 | 0.00118 | 0.00131 | 0.29843 | 10.6569 | 0.00643 | 0.00119 | 0.00132 | 0.2955 | 10.6415 | 0.00716 | 0.00128 | 0.00142 | 0.30265 | 11.9263 | 0.00626 | 0.00106 | 0.00118 | 0.29091 | 11.6025 | 0.00637 | 0.00108 | 0.0012 | 0.29432 | 11.7023 | 0.00678 | 0.00111 | 0.00124 | 0.31936 | 11 | 0.00765 | 0.00129 | 0.00144 | 0.31269 | 11.146 | 0.00742 | 0.00127 | 0.0014 | 0.31461 | 12.4702 | 0.00765 | 0.00121 | 0.00135 | 0.33347 | 14.4792 | 0.00754 | 0.00115 | 0.00129 | 0.32557 | 13.3959 | 0.00783 | 0.00121 | 0.00136 | 0.35922 | 15.2791 | 0.00851 | 0.00128 | 0.00145 | 0.32834 | 14.8163 | 0.00802 | 0.00116 | 0.0013 | 0.33 | 14.8611 | 0.00879 | 0.00136 | 0.00151 | 0.33658 | 15.9709 | 0.0083 | 0.00119 | 0.00133 | 0.33496 | 15.7737 | 0.00806 | 0.00114 | 0.00128 | 0.34477 | 17.053 | 0.00887 | 0.00124 | 0.00139 | 0.34036 | 16.915 | 0.00885 | 0.00124 | 0.00138 | 0.33606 | 16.737 | 0.0089 | 0.00125 | 0.00139
0.34722 | 0.10895 | 0.003 | 0.0005625 | 0.0006902 | 0.39722 | 0.10396 | 0.00745 | 0.000987 | 0.00134 | 0.39788 | 0.10387 | 0.01148 | 0.0013 | 0.00182 | 0.39788 | 0.40087 | 0.00351 | 0.0004797 | 0.0006094 | 0.37472 | 0.40634 | 0.00446 | 0.0005708 | 0.0007366 | 0.39196 | 0.77772 | 0.00536 | 0.0007762 | 0.0009367 | 0.34955 | 1.4921 | 0.00365 | 0.0005318 | 0.0006409 | 0.34063 | 1.4873 | 0.00396 | 0.0005656 | 0.0006853 | 0.3125 | 1.8334 | 0.00336 | 0.0005403 | 0.0006332 | 0.32136 | 2.1855 | 0.00343 | 0.0005512 | 0.0006424 | 0.33333 | 2.2034 | 0.00379 | 0.0005822 | 0.0006855 | 0.34386 | 2.6345 | 0.00366 | 0.0006039 | 0.0006953 | 0.35296 | 2.6484 | 0.00398 | 0.0006326 | 0.0007345 | 0.36113 | 2.6593 | 0.0043 | 0.0006605 | 0.0007728 | 0.36846 | 3.1206 | 0.00399 | 0.0006232 | 0.0007222 | 0.35014 | 3.189 | 0.00399 | 0.0006736 | 0.0007693 | 0.38106 | 3.2761 | 0.00444 | 0.0007055 | 0.0008156 | 0.36379 | 3.2298 | 0.00453 | 0.0007241 | 0.000837 | 0.37523 | 4.1806 | 0.00424 | 0.0007671 | 0.0008507 | 0.37062 | 4.4156 | 0.0045 | 0.0007789 | 0.0008802 | 0.39318 | 4.9801 | 0.00423 | 0.0006756 | 0.0007753 | 0.37962 | 4.918 | 0.0043 | 0.0006889 | 0.0007907 | 0.37533 | 5.6027 | 0.00429 | 0.0007104 | 0.0008123 | 0.37176 | 5.7649 | 0.00444 | 0.0007182 | 0.0008261 | 0.37873 | 5.8108 | 0.00476 | 0.0007464 | 0.000865 | 0.38923 | 6.182 | 0.00465 | 0.0007506 | 0.0008703 | 0.37536 | 6.0793 | 0.0051 | 0.0008 | 0.0009347 | 0.37535 | 6.688 | 0.00442 | 0.00073 | 0.0008315 | 0.36401 | 6.6014 | 0.0048 | 0.0007732 | 0.000887 | 0.35451 | 6.5266 | 0.00519 | 0.0008143 | 0.0009405 | 0.35455 | 6.8169 | 0.00504 | 0.0008468 | 0.000967 | 0.34037 | 6.6838 | 0.00514 | 0.0008645 | 0.0009877 | 0.35333 | 7.4979 | 0.00489 | 0.0008234 | 0.0009345 | 0.34655 | 7.4577 | 0.00483 | 0.0008476 | 0.0009496 | 0.35756 | 8.1898 | 0.00531 | 0.0009645 | 0.00108 | 0.34521 | 8.1654 | 0.00618 | 0.00133 | 0.00145 | 0.35196 | 8.2648 | 0.00693 | 0.00141 | 0.00157 | 0.35754 | 8.4274 | 0.00577 | 0.00104 | 0.00117 | 0.34654 | 8.277 | 0.00586 | 0.00106 | 0.00119 | 0.35195 | 8.5488 | 0.00532 | 0.0009155 | 0.00103 | 0.35753 | 8.6183 | 0.0059 | 0.0009684 | 0.0011 | 0.35753 | 9.4471 | 0.00586 | 0.0011 | 0.00122 | 0.38236 | 9.7904 | 0.00625 | 0.00113 | 0.00126 | 0.36622 | 9.3901 | 0.00657 | 0.00106 | 0.00122 | 0.34846 | 8.8863 | 0.00631 | 0.00108 | 0.00123 | 0.37075 | 9.2147 | 0.00671 | 0.00111 | 0.00127 | 0.35293 | 9.9071 | 0.00599 | 0.00105 | 0.00118 | 0.35752 | 9.9906 | 0.00653 | 0.0011 | 0.00125 | 0.3492 | 9.8438 | 0.00661 | 0.00111 | 0.00126 | 0.33744 | 9.6314 | 0.00614 | 0.00103 | 0.00117 | 0.33369 | 9.043 | 0.00636 | 0.0011 | 0.00124 | 0.33887 | 9.1158 | 0.00687 | 0.00115 | 0.0013 | 0.34982 | 9.8531 | 0.00681 | 0.00116 | 0.00132 | 0.35362 | 10.5029 | 0.00623 | 0.00106 | 0.0012 | 0.32739 | 11.3125 | 0.00664 | 0.00119 | 0.00133 | 0.32138 | 11.178 | 0.0067 | 0.0012 | 0.00134 | 0.3152 | 11.1308 | 0.00743 | 0.00129 | 0.00145 | 0.32283 | 12.4754 | 0.0065 | 0.00107 | 0.0012 | 0.31031 | 12.1409 | 0.00662 | 0.00109 | 0.00122 | 0.33111 | 12.7034 | 0.00726 | 0.00113 | 0.00128 | 0.35484 | 11.6915 | 0.00817 | 0.00132 | 0.00149 | 0.34743 | 11.8737 | 0.00793 | 0.0013 | 0.00145 | 0.34608 | 13.3881 | 0.0081 | 0.00124 | 0.0014 | 0.36379 | 15.39 | 0.00793 | 0.00117 | 0.00133 | 0.35517 | 14.264 | 0.00825 | 0.00123 | 0.0014 | 0.38685 | 16.0618 | 0.00888 | 0.0013 | 0.00148 | 0.35359 | 15.6218 | 0.00841 | 0.00118 | 0.00133 | 0.35539 | 15.8059 | 0.00917 | 0.00138 | 0.00155 | 0.38466 | 17.6462 | 0.009 | 0.00122 | 0.00139 | 0.38281 | 17.3171 | 0.00877 | 0.00118 | 0.00134 | 0.38787 | 18.6558 | 0.00953 | 0.00128 | 0.00145 | 0.38291 | 18.644 | 0.00952 | 0.00128 | 0.00145 | 0.37807 | 18.455 | 0.00957 | 0.00128 | 0.00145
0.37202 | 0.10634 | 0.00326 | 0.0005878 | 0.0007323 | 0.44687 | 0.099491 | 0.0086 | 0.00107 | 0.00148 | 0.43103 | 0.10086 | 0.01264 | 0.00136 | 0.00194 | 0.43103 | 0.39304 | 0.0038 | 0.0004945 | 0.0006376 | 0.3997 | 0.40041 | 0.00476 | 0.0005835 | 0.0007619 | 0.42759 | 0.77573 | 0.00574 | 0.0007885 | 0.0009621 | 0.37451 | 1.5029 | 0.00384 | 0.0005388 | 0.000655 | 0.36334 | 1.4981 | 0.00416 | 0.0005724 | 0.0006992 | 0.33333 | 1.8551 | 0.00352 | 0.0005462 | 0.000645 | 0.35707 | 2.2338 | 0.0037 | 0.0005609 | 0.0006615 | 0.36667 | 2.2458 | 0.00406 | 0.0005913 | 0.0007035 | 0.37512 | 2.6778 | 0.00389 | 0.0006112 | 0.00071 | 0.38238 | 2.6858 | 0.0042 | 0.0006395 | 0.0007487 | 0.38891 | 2.6937 | 0.00452 | 0.000667 | 0.0007864 | 0.4211 | 3.1824 | 0.00437 | 0.000635 | 0.0007448 | 0.40016 | 3.3234 | 0.00435 | 0.0006862 | 0.0007936 | 0.42869 | 3.3888 | 0.0048 | 0.0007167 | 0.0008378 | 0.40926 | 3.3454 | 0.00489 | 0.0007357 | 0.0008597 | 0.41693 | 4.3169 | 0.00452 | 0.0007753 | 0.0008675 | 0.40768 | 4.5668 | 0.00476 | 0.0007869 | 0.0008967 | 0.42892 | 5.1313 | 0.00447 | 0.0006826 | 0.0007896 | 0.41414 | 5.0712 | 0.00454 | 0.0006961 | 0.0008053 | 0.40661 | 5.7854 | 0.00449 | 0.0007169 | 0.0008256 | 0.40035 | 5.9426 | 0.00464 | 0.0007247 | 0.0008393 | 0.40578 | 5.9746 | 0.00497 | 0.0007525 | 0.0008777 | 0.41704 | 6.3747 | 0.00484 | 0.0007566 | 0.0008828 | 0.40038 | 6.2629 | 0.00529 | 0.000806 | 0.0009472 | 0.40037 | 6.8712 | 0.0046 | 0.0007356 | 0.000843 | 0.38676 | 6.7747 | 0.00498 | 0.0007787 | 0.0008985 | 0.37537 | 6.6899 | 0.00537 | 0.0008198 | 0.000952 | 0.37541 | 7.0047 | 0.00521 | 0.0008526 | 0.0009788 | 0.3604 | 6.8715 | 0.00532 | 0.0008705 | 0.001 | 0.39259 | 7.8437 | 0.0052 | 0.0008335 | 0.0009544 | 0.38505 | 7.7919 | 0.00514 | 0.0008581 | 0.0009702 | 0.40225 | 8.6762 | 0.00566 | 0.0009763 | 0.0011 | 0.38837 | 8.7484 | 0.00652 | 0.00134 | 0.00148 | 0.39106 | 8.7837 | 0.00728 | 0.00142 | 0.00159 | 0.39727 | 8.9379 | 0.00611 | 0.00106 | 0.00119 | 0.38504 | 8.7862 | 0.00621 | 0.00107 | 0.00121 | 0.39106 | 9.0066 | 0.00565 | 0.000928 | 0.00106 | 0.39328 | 9.034 | 0.00624 | 0.0009801 | 0.00113 | 0.39328 | 9.9347 | 0.00616 | 0.00111 | 0.00124 | 0.41712 | 10.2343 | 0.00655 | 0.00114 | 0.00128 | 0.39674 | 9.7812 | 0.00688 | 0.00108 | 0.00124 | 0.38014 | 9.3478 | 0.00663 | 0.0011 | 0.00125 | 0.40165 | 9.6475 | 0.00702 | 0.00112 | 0.00129 | 0.38501 | 10.4572 | 0.00628 | 0.00106 | 0.00121 | 0.38732 | 10.4886 | 0.00682 | 0.00111 | 0.00127 | 0.3783 | 10.3425 | 0.0069 | 0.00112 | 0.00128 | 0.36555 | 10.0391 | 0.00644 | 0.00105 | 0.00119 | 0.36149 | 9.413 | 0.00668 | 0.00112 | 0.00127 | 0.36493 | 9.4598 | 0.00719 | 0.00116 | 0.00132 | 0.37672 | 10.3019 | 0.0071 | 0.00118 | 0.00134 | 0.38082 | 10.9293 | 0.0065 | 0.00107 | 0.00122 | 0.35078 | 11.806 | 0.00689 | 0.00121 | 0.00135 | 0.34434 | 11.6713 | 0.00696 | 0.00121 | 0.00136 | 0.3546 | 12.0652 | 0.00794 | 0.00132 | 0.00149 | 0.36318 | 13.5194 | 0.00695 | 0.00109 | 0.00124 | 0.34909 | 13.1637 | 0.00708 | 0.00111 | 0.00126 | 0.3679 | 13.641 | 0.00771 | 0.00115 | 0.00132 | 0.39033 | 12.3489 | 0.00866 | 0.00134 | 0.00153 | 0.38218 | 12.5577 | 0.00841 | 0.00132 | 0.0015 | 0.37754 | 14.2718 | 0.00853 | 0.00126 | 0.00144 | 0.39411 | 16.2558 | 0.00831 | 0.00118 | 0.00136 | 0.38477 | 15.0974 | 0.00865 | 0.00125 | 0.00143 | 0.44212 | 17.539 | 0.00959 | 0.00133 | 0.00154 | 0.40411 | 17.1766 | 0.00913 | 0.00121 | 0.00139 | 0.40616 | 17.5695 | 0.00988 | 0.00141 | 0.00162 | 0.43274 | 19.2073 | 0.00965 | 0.00125 | 0.00145 | 0.43066 | 18.7765 | 0.00943 | 0.00121 | 0.00139 | 0.43096 | 20.1631 | 0.01014 | 0.0013 | 0.0015 | 0.42545 | 20.2681 | 0.01013 | 0.00131 | 0.0015 | 0.42008 | 20.0684 | 0.01018 | 0.00131 | 0.0015
0.39683 | 0.10393 | 0.00352 | 0.0006133 | 0.0007751 | 0.49652 | 0.09554 | 0.0098 | 0.00114 | 0.00162 | 0.46419 | 0.098078 | 0.01382 | 0.00142 | 0.00206 | 0.46419 | 0.38541 | 0.00411 | 0.0005091 | 0.0006658 | 0.42468 | 0.39458 | 0.00506 | 0.0005961 | 0.0007871 | 0.46323 | 0.77145 | 0.00612 | 0.0008002 | 0.0009868 | 0.39948 | 1.5117 | 0.00404 | 0.0005454 | 0.0006686 | 0.40876 | 1.5137 | 0.00455 | 0.0005862 | 0.0007253 | 0.375 | 1.8886 | 0.00384 | 0.0005578 | 0.0006673 | 0.39277 | 2.2733 | 0.00397 | 0.0005699 | 0.0006791 | 0.4 | 2.2803 | 0.00432 | 0.0005997 | 0.0007204 | 0.40638 | 2.7112 | 0.00411 | 0.0006179 | 0.0007239 | 0.41179 | 2.7172 | 0.00442 | 0.000646 | 0.000762 | 0.44447 | 2.7448 | 0.00496 | 0.0006803 | 0.0008117 | 0.47373 | 3.2224 | 0.00475 | 0.0006456 | 0.0007655 | 0.45018 | 3.4331 | 0.00471 | 0.0006971 | 0.0008153 | 0.47633 | 3.4817 | 0.00515 | 0.0007266 | 0.0008579 | 0.45473 | 3.4423 | 0.00524 | 0.0007458 | 0.0008803 | 0.45862 | 4.4305 | 0.00479 | 0.0007826 | 0.0008828 | 0.44474 | 4.6953 | 0.00502 | 0.0007941 | 0.0009118 | 0.46467 | 5.2637 | 0.0047 | 0.0006889 | 0.0008028 | 0.44865 | 5.2065 | 0.00477 | 0.0007025 | 0.0008188 | 0.43788 | 5.9485 | 0.0047 | 0.0007228 | 0.0008379 | 0.42895 | 6.1025 | 0.00484 | 0.0007305 | 0.0008515 | 0.43283 | 6.1236 | 0.00516 | 0.0007581 | 0.0008895 | 0.44484 | 6.5506 | 0.00503 | 0.0007621 | 0.0008943 | 0.4254 | 6.4309 | 0.00548 | 0.0008115 | 0.0009588 | 0.42539 | 7.0427 | 0.00477 | 0.0007407 | 0.0008537 | 0.40951 | 6.9362 | 0.00515 | 0.0007838 | 0.0009092 | 0.41708 | 6.9883 | 0.00571 | 0.0008304 | 0.0009729 | 0.41712 | 7.3523 | 0.00554 | 0.0008634 | 0.001 | 0.40044 | 7.2179 | 0.00565 | 0.0008817 | 0.00102 | 0.44166 | 8.2253 | 0.00557 | 0.0008446 | 0.0009763 | 0.43318 | 8.1649 | 0.00552 | 0.0008697 | 0.0009929 | 0.44695 | 9.1051 | 0.00599 | 0.0009862 | 0.00112 | 0.43152 | 9.251 | 0.00685 | 0.00135 | 0.0015 | 0.43017 | 9.238 | 0.00761 | 0.00143 | 0.00161 | 0.43699 | 9.4048 | 0.00643 | 0.00107 | 0.00122 | 0.42355 | 9.252 | 0.00654 | 0.00108 | 0.00124 | 0.43016 | 9.428 | 0.00598 | 0.0009388 | 0.00108 | 0.42903 | 9.418 | 0.00656 | 0.0009904 | 0.00115 | 0.42904 | 10.3808 | 0.00645 | 0.00112 | 0.00126 | 0.45188 | 10.6563 | 0.00683 | 0.00115 | 0.0013 | 0.42726 | 10.1496 | 0.00718 | 0.00109 | 0.00126 | 0.41182 | 9.7848 | 0.00694 | 0.00111 | 0.00127 | 0.43255 | 10.0595 | 0.00732 | 0.00113 | 0.00131 | 0.41709 | 10.9568 | 0.00656 | 0.00107 | 0.00123 | 0.41711 | 10.9589 | 0.00709 | 0.00112 | 0.00129 | 0.4074 | 10.8125 | 0.00718 | 0.00113 | 0.0013 | 0.39367 | 10.4244 | 0.00673 | 0.00106 | 0.00121 | 0.3893 | 9.7677 | 0.00698 | 0.00113 | 0.00129 | 0.391 | 9.7912 | 0.00749 | 0.00117 | 0.00135 | 0.40363 | 10.7302 | 0.00738 | 0.00119 | 0.00136 | 0.40802 | 11.3473 | 0.00677 | 0.00108 | 0.00124 | 0.37416 | 12.2713 | 0.00714 | 0.00121 | 0.00137 | 0.36729 | 12.1363 | 0.0072 | 0.00122 | 0.00138 | 0.394 | 12.9255 | 0.00841 | 0.00134 | 0.00153 | 0.40353 | 14.4795 | 0.00737 | 0.00111 | 0.00127 | 0.38788 | 14.1127 | 0.00751 | 0.00113 | 0.00129 | 0.40469 | 14.5036 | 0.00813 | 0.00117 | 0.00135 | 0.42581 | 12.9608 | 0.00913 | 0.00136 | 0.00157 | 0.41692 | 13.1967 | 0.00887 | 0.00134 | 0.00154 | 0.409 | 15.1102 | 0.00893 | 0.00127 | 0.00147 | 0.42442 | 17.0757 | 0.00866 | 0.0012 | 0.00138 | 0.41436 | 15.9052 | 0.00903 | 0.00127 | 0.00146 | 0.49738 | 18.9179 | 0.01024 | 0.00135 | 0.00158 | 0.45462 | 18.6354 | 0.0098 | 0.00124 | 0.00145 | 0.45693 | 19.1973 | 0.01052 | 0.00144 | 0.00167 | 0.48082 | 20.6699 | 0.01025 | 0.00127 | 0.00149 | 0.47851 | 20.1677 | 0.01004 | 0.00123 | 0.00144 | 0.47406 | 21.5814 | 0.01071 | 0.00132 | 0.00154 | 0.468 | 21.8036 | 0.01069 | 0.00133 | 0.00154 | 0.46209 | 21.6032 | 0.01075 | 0.00133 | 0.00155
0.44643 | 0.099511 | 0.00408 | 0.0006667 | 0.0008629 | 0.54618 | 0.09198 | 0.01105 | 0.00122 | 0.00176 | 0.49735 | 0.09549 | 0.01505 | 0.00148 | 0.00218 | 0.49735 | 0.37788 | 0.00442 | 0.0005237 | 0.0006941 | 0.44966 | 0.38875 | 0.00536 | 0.0006085 | 0.0008123 | 0.49886 | 0.76547 | 0.00651 | 0.0008115 | 0.00101 | 0.44942 | 1.5234 | 0.00444 | 0.0005591 | 0.0006944 | 0.45417 | 1.5244 | 0.00494 | 0.0005989 | 0.0007499 | 0.41667 | 1.9131 | 0.00415 | 0.0005684 | 0.0006879 | 0.42848 | 2.3048 | 0.00423 | 0.0005781 | 0.0006956 | 0.43333 | 2.3088 | 0.00458 | 0.0006075 | 0.0007363 | 0.43764 | 2.7397 | 0.00433 | 0.0006242 | 0.000737 | 0.47062 | 2.7633 | 0.00486 | 0.0006591 | 0.0007869 | 0.50003 | 2.78 | 0.00539 | 0.0006923 | 0.0008348 | 0.52637 | 3.2486 | 0.00512 | 0.0006554 | 0.0007847 | 0.5002 | 3.5211 | 0.00505 | 0.0007069 | 0.000835 | 0.52396 | 3.5578 | 0.00549 | 0.0007356 | 0.0008764 | 0.5002 | 3.5213 | 0.00559 | 0.000755 | 0.0008991 | 0.50031 | 4.5253 | 0.00506 | 0.0007892 | 0.0008969 | 0.4818 | 4.8069 | 0.00527 | 0.0008006 | 0.0009256 | 0.50041 | 5.3803 | 0.00492 | 0.0006947 | 0.000815 | 0.48316 | 5.3261 | 0.005 | 0.0007084 | 0.0008312 | 0.46916 | 6.0947 | 0.0049 | 0.0007281 | 0.0008492 | 0.45755 | 6.2476 | 0.00503 | 0.0007359 | 0.0008629 | 0.45988 | 6.2598 | 0.00536 | 0.0007633 | 0.0009005 | 0.47264 | 6.7096 | 0.00521 | 0.0007671 | 0.000905 | 0.45043 | 6.585 | 0.00566 | 0.0008165 | 0.0009697 | 0.45042 | 7.2024 | 0.00493 | 0.0007454 | 0.0008638 | 0.45501 | 7.2319 | 0.00549 | 0.0007937 | 0.0009289 | 0.46921 | 7.3175 | 0.00613 | 0.0008421 | 0.000996 | 0.46926 | 7.7396 | 0.00594 | 0.0008753 | 0.00102 | 0.4505 | 7.606 | 0.00605 | 0.000894 | 0.00105 | 0.49073 | 8.5639 | 0.00593 | 0.0008542 | 0.0009956 | 0.48132 | 8.499 | 0.00588 | 0.0008797 | 0.00101 | 0.49164 | 9.4871 | 0.00631 | 0.0009948 | 0.00114 | 0.47467 | 9.689 | 0.00716 | 0.00136 | 0.00152 | 0.46928 | 9.6384 | 0.00792 | 0.00144 | 0.00163 | 0.47672 | 9.833 | 0.00674 | 0.00108 | 0.00123 | 0.46205 | 9.6799 | 0.00685 | 0.00109 | 0.00126 | 0.46927 | 9.8186 | 0.00628 | 0.0009482 | 0.0011 | 0.46478 | 9.777 | 0.00687 | 0.0009995 | 0.00117 | 0.46479 | 10.7931 | 0.00673 | 0.00113 | 0.00128 | 0.48664 | 11.0394 | 0.00711 | 0.00115 | 0.00131 | 0.45778 | 10.5019 | 0.00747 | 0.00109 | 0.00128 | 0.4435 | 10.202 | 0.00724 | 0.00112 | 0.0013 | 0.46344 | 10.4476 | 0.00761 | 0.00114 | 0.00133 | 0.44918 | 11.4177 | 0.00682 | 0.00108 | 0.00124 | 0.4469 | 11.3902 | 0.00736 | 0.00113 | 0.00131 | 0.4365 | 11.2437 | 0.00745 | 0.00114 | 0.00132 | 0.42179 | 10.7941 | 0.00701 | 0.00107 | 0.00123 | 0.41711 | 10.1108 | 0.00728 | 0.00114 | 0.00131 | 0.41707 | 10.1119 | 0.00779 | 0.00118 | 0.00137 | 0.43054 | 11.1298 | 0.00765 | 0.0012 | 0.00138 | 0.43522 | 11.7366 | 0.00703 | 0.00109 | 0.00125 | 0.42093 | 13.1459 | 0.0076 | 0.00123 | 0.00141 | 0.4132 | 13.0006 | 0.00767 | 0.00124 | 0.00142 | 0.4334 | 13.7304 | 0.00885 | 0.00135 | 0.00157 | 0.44388 | 15.3641 | 0.00777 | 0.00112 | 0.0013 | 0.42667 | 14.9965 | 0.00792 | 0.00114 | 0.00132 | 0.44148 | 15.32 | 0.00853 | 0.00118 | 0.00138 | 0.46129 | 13.5564 | 0.00957 | 0.00138 | 0.0016 | 0.45166 | 13.8098 | 0.00931 | 0.00136 | 0.00157 | 0.44046 | 15.9224 | 0.00931 | 0.00129 | 0.0015 | 0.48505 | 18.595 | 0.00933 | 0.00122 | 0.00143 | 0.47356 | 17.4209 | 0.00975 | 0.0013 | 0.00152 | 0.55264 | 20.2055 | 0.01085 | 0.00137 | 0.00162 | 0.50513 | 20.0145 | 0.01041 | 0.00126 | 0.00149 | 0.5077 | 20.6856 | 0.01112 | 0.00146 | 0.00171 | 0.5289 | 22.0313 | 0.01081 | 0.00129 | 0.00153 | 0.52637 | 21.478 | 0.01062 | 0.00125 | 0.00148 | 0.51716 | 22.9084 | 0.01125 | 0.00134 | 0.00158 | 0.51054 | 23.248 | 0.01122 | 0.00135 | 0.00158 | 0.50409 | 23.0371 | 0.01129 | 0.00135 | 0.00159
0.49603 | 0.095562 | 0.00466 | 0.0007209 | 0.0009533 | 0.59583 | 0.088752 | 0.01234 | 0.00131 | 0.00191 | 0.5305 | 0.093073 | 0.0163 | 0.00155 | 0.00231 | 0.5305 | 0.37066 | 0.00473 | 0.0005382 | 0.0007226 | 0.49963 | 0.37741 | 0.00598 | 0.0006362 | 0.0008629 | 0.53449 | 0.75811 | 0.00691 | 0.0008225 | 0.00103 | 0.49935 | 1.5291 | 0.00483 | 0.0005718 | 0.0007188 | 0.49959 | 1.5292 | 0.00534 | 0.0006109 | 0.0007733 | 0.45833 | 1.9298 | 0.00446 | 0.0005782 | 0.0007073 | 0.46419 | 2.3314 | 0.00448 | 0.0005857 | 0.0007113 | 0.46667 | 2.3324 | 0.00484 | 0.0006148 | 0.0007514 | 0.50016 | 2.7798 | 0.00476 | 0.0006372 | 0.0007615 | 0.52944 | 2.7936 | 0.00529 | 0.000671 | 0.0008098 | 0.55559 | 2.8034 | 0.00582 | 0.0007034 | 0.0008564 | 0.57901 | 3.2649 | 0.00549 | 0.0006645 | 0.0008028 | 0.55022 | 3.5942 | 0.00539 | 0.0007157 | 0.0008531 | 0.57159 | 3.621 | 0.00582 | 0.0007439 | 0.0008935 | 0.54568 | 3.5885 | 0.00593 | 0.0007634 | 0.0009165 | 0.54201 | 4.6042 | 0.00532 | 0.0007953 | 0.0009099 | 0.51886 | 4.9028 | 0.00552 | 0.0008066 | 0.0009385 | 0.53615 | 5.4821 | 0.00514 | 0.0007 | 0.0008264 | 0.51767 | 5.4318 | 0.00522 | 0.0007138 | 0.0008428 | 0.50044 | 6.2262 | 0.00509 | 0.000733 | 0.0008598 | 0.48614 | 6.3799 | 0.00522 | 0.0007408 | 0.0008735 | 0.48693 | 6.3842 | 0.00555 | 0.0007681 | 0.0009108 | 0.50044 | 6.8549 | 0.00538 | 0.0007718 | 0.000915 | 0.50048 | 6.8557 | 0.00602 | 0.0008263 | 0.0009894 | 0.50046 | 7.4925 | 0.00526 | 0.0007546 | 0.0008821 | 0.51189 | 7.5555 | 0.0059 | 0.0008047 | 0.0009506 | 0.52134 | 7.6055 | 0.00653 | 0.0008523 | 0.00102 | 0.5214 | 8.084 | 0.00632 | 0.0008855 | 0.00104 | 0.50055 | 7.9511 | 0.00644 | 0.0009045 | 0.00107 | 0.53981 | 8.8654 | 0.00627 | 0.0008627 | 0.00101 | 0.52945 | 8.8021 | 0.00622 | 0.0008885 | 0.00103 | 0.53634 | 9.828 | 0.00662 | 0.001 | 0.00116 | 0.51782 | 10.074 | 0.00746 | 0.00137 | 0.00154 | 0.50838 | 9.9957 | 0.00822 | 0.00145 | 0.00165 | 0.51645 | 10.224 | 0.00704 | 0.00108 | 0.00125 | 0.50055 | 10.0738 | 0.00716 | 0.0011 | 0.00127 | 0.50838 | 10.1812 | 0.00658 | 0.0009566 | 0.00112 | 0.50054 | 10.1139 | 0.00717 | 0.00101 | 0.00118 | 0.50054 | 11.1863 | 0.007 | 0.00114 | 0.00129 | 0.5214 | 11.3932 | 0.00738 | 0.00116 | 0.00133 | 0.4883 | 10.8351 | 0.00774 | 0.0011 | 0.00129 | 0.47518 | 10.5942 | 0.00752 | 0.00113 | 0.00131 | 0.49434 | 10.8305 | 0.00789 | 0.00115 | 0.00135 | 0.48126 | 11.8497 | 0.00708 | 0.00109 | 0.00126 | 0.4767 | 11.7925 | 0.00762 | 0.00113 | 0.00132 | 0.4656 | 11.6459 | 0.00771 | 0.00115 | 0.00134 | 0.44991 | 11.1548 | 0.00728 | 0.00107 | 0.00125 | 0.44491 | 10.4451 | 0.00757 | 0.00115 | 0.00133 | 0.4692 | 10.7292 | 0.00836 | 0.0012 | 0.00141 | 0.48436 | 11.8819 | 0.00817 | 0.00121 | 0.00142 | 0.48963 | 12.4781 | 0.00752 | 0.00111 | 0.00129 | 0.4677 | 13.9449 | 0.00804 | 0.00125 | 0.00144 | 0.45912 | 13.7992 | 0.00812 | 0.00126 | 0.00145 | 0.4728 | 14.4988 | 0.00927 | 0.00137 | 0.00159 | 0.48424 | 16.1923 | 0.00815 | 0.00114 | 0.00133 | 0.46546 | 15.8239 | 0.00831 | 0.00116 | 0.00135 | 0.47827 | 16.0795 | 0.00891 | 0.00119 | 0.00141 | 0.49678 | 14.1249 | 0.01 | 0.00139 | 0.00163 | 0.48641 | 14.3861 | 0.00973 | 0.00137 | 0.0016 | 0.50338 | 17.4256 | 0.01002 | 0.00131 | 0.00155 | 0.54569 | 19.9638 | 0.00995 | 0.00124 | 0.00147 | 0.53275 | 18.8269 | 0.01041 | 0.00132 | 0.00156 | 0.60791 | 21.4096 | 0.01143 | 0.00139 | 0.00166 | 0.55565 | 21.3115 | 0.01099 | 0.00128 | 0.00153 | 0.55847 | 22.0718 | 0.01168 | 0.00148 | 0.00175 | 0.57699 | 23.3095 | 0.01133 | 0.00131 | 0.00156 | 0.57422 | 22.7152 | 0.01116 | 0.00127 | 0.00152 | 0.56025 | 24.1622 | 0.01176 | 0.00136 | 0.00162 | 0.55309 | 24.5997 | 0.01172 | 0.00136 | 0.00162 | 0.5461 | 24.3883 | 0.01179 | 0.00137 | 0.00162
0.54563 | 0.092004 | 0.00527 | 0.000776 | 0.00105 | 0.64548 | 0.085795 | 0.01369 | 0.00139 | 0.00207 | 0.56366 | 0.090817 | 0.01759 | 0.00161 | 0.00243 | 0.56366 | 0.36364 | 0.00505 | 0.0005527 | 0.0007512 | 0.56208 | 0.36396 | 0.00678 | 0.0006724 | 0.0009266 | 0.57013 | 0.74996 | 0.0073 | 0.0008332 | 0.00106 | 0.54929 | 1.5319 | 0.00522 | 0.0005837 | 0.000742 | 0.54501 | 1.532 | 0.00573 | 0.0006222 | 0.0007956 | 0.5 | 1.9405 | 0.00477 | 0.0005873 | 0.0007258 | 0.49989 | 2.352 | 0.00474 | 0.0005929 | 0.0007262 | 0.53333 | 2.3688 | 0.00535 | 0.0006302 | 0.0007797 | 0.56268 | 2.8051 | 0.00519 | 0.000649 | 0.0007841 | 0.58827 | 2.813 | 0.00572 | 0.000682 | 0.0008312 | 0.61115 | 2.8188 | 0.00625 | 0.0007137 | 0.0008768 | 0.63165 | 3.2733 | 0.00585 | 0.000673 | 0.00082 | 0.60024 | 3.6535 | 0.00572 | 0.0007238 | 0.0008699 | 0.61922 | 3.6723 | 0.00615 | 0.0007515 | 0.0009095 | 0.59115 | 3.6438 | 0.00626 | 0.0007711 | 0.0009328 | 0.5837 | 4.6703 | 0.00558 | 0.0008008 | 0.0009222 | 0.55593 | 4.9847 | 0.00576 | 0.0008121 | 0.0009505 | 0.5719 | 5.573 | 0.00536 | 0.0007049 | 0.0008371 | 0.55218 | 5.5247 | 0.00544 | 0.0007188 | 0.0008537 | 0.53172 | 6.3438 | 0.00528 | 0.0007376 | 0.0008697 | 0.51474 | 6.5014 | 0.00541 | 0.0007454 | 0.0008835 | 0.54104 | 6.6034 | 0.00591 | 0.0007776 | 0.0009298 | 0.55605 | 7.107 | 0.00572 | 0.0007808 | 0.0009333 | 0.56303 | 7.1363 | 0.00645 | 0.0008373 | 0.00101 | 0.56302 | 7.8084 | 0.00565 | 0.000765 | 0.0009026 | 0.56876 | 7.8368 | 0.00629 | 0.0008143 | 0.0009699 | 0.57348 | 7.8582 | 0.00692 | 0.0008613 | 0.00103 | 0.57354 | 8.391 | 0.00668 | 0.0008945 | 0.00106 | 0.55061 | 8.26 | 0.00681 | 0.0009138 | 0.00109 | 0.58888 | 9.1366 | 0.00661 | 0.0008703 | 0.00103 | 0.57758 | 9.0779 | 0.00656 | 0.0008964 | 0.00105 | 0.58103 | 10.1395 | 0.00692 | 0.00101 | 0.00117 | 0.56097 | 10.4218 | 0.00775 | 0.00138 | 0.00155 | 0.54749 | 10.3147 | 0.00852 | 0.00146 | 0.00166 | 0.55617 | 10.5888 | 0.00733 | 0.00109 | 0.00127 | 0.53906 | 10.4414 | 0.00745 | 0.00111 | 0.00129 | 0.54748 | 10.5256 | 0.00687 | 0.0009642 | 0.00113 | 0.53629 | 10.4285 | 0.00746 | 0.00101 | 0.0012 | 0.5363 | 11.5403 | 0.00727 | 0.00114 | 0.00131 | 0.55616 | 11.7377 | 0.00763 | 0.00117 | 0.00134 | 0.54934 | 11.4633 | 0.00828 | 0.00112 | 0.00132 | 0.50686 | 10.9773 | 0.0078 | 0.00114 | 0.00133 | 0.55613 | 11.5283 | 0.00843 | 0.00116 | 0.00138 | 0.51335 | 12.2425 | 0.00733 | 0.00109 | 0.00127 | 0.53628 | 12.5093 | 0.00811 | 0.00115 | 0.00135 | 0.5238 | 12.3724 | 0.00821 | 0.00116 | 0.00137 | 0.50615 | 11.829 | 0.00779 | 0.00109 | 0.00128 | 0.50053 | 11.0884 | 0.00812 | 0.00117 | 0.00137 | 0.52133 | 11.3146 | 0.0089 | 0.00122 | 0.00144 | 0.53818 | 12.567 | 0.00865 | 0.00123 | 0.00145 | 0.54403 | 13.1728 | 0.00798 | 0.00112 | 0.00131 | 0.51448 | 14.6871 | 0.00846 | 0.00126 | 0.00146 | 0.50503 | 14.5411 | 0.00854 | 0.00127 | 0.00148 | 0.5122 | 15.2101 | 0.00968 | 0.00138 | 0.00162 | 0.52459 | 16.9734 | 0.00851 | 0.00115 | 0.00135 | 0.50425 | 16.5843 | 0.00868 | 0.00117 | 0.00137 | 0.51506 | 16.7915 | 0.00927 | 0.0012 | 0.00143 | 0.56775 | 15.1889 | 0.01082 | 0.00142 | 0.00168 | 0.5559 | 15.4862 | 0.01053 | 0.0014 | 0.00166 | 0.5663 | 18.8077 | 0.01068 | 0.00134 | 0.00159 | 0.60632 | 21.2097 | 0.01053 | 0.00126 | 0.00151 | 0.59195 | 20.1304 | 0.01102 | 0.00134 | 0.0016 | 0.66317 | 22.5389 | 0.01197 | 0.0014 | 0.00169 | 0.60616 | 22.5245 | 0.01154 | 0.0013 | 0.00156 | 0.60924 | 23.3442 | 0.0122 | 0.00149 | 0.00178 | 0.62507 | 24.4932 | 0.01183 | 0.00132 | 0.00159 | 0.62207 | 23.888 | 0.01167 | 0.00128 | 0.00155 | 0.60335 | 25.3415 | 0.01224 | 0.00137 | 0.00165 | 0.59563 | 25.8771 | 0.0122 | 0.00138 | 0.00165 | 0.58811 | 25.6553 | 0.01227 | 0.00138 | 0.00165
0.59524 | 0.088767 | 0.0059 | 0.0008319 | 0.00114 | 0.69513 | 0.083079 | 0.01509 | 0.00147 | 0.00222 | 0.59682 | 0.088701 | 0.01891 | 0.00168 | 0.00256 | 0.59682 | 0.35692 | 0.00538 | 0.0005673 | 0.0007801 | 0.62453 | 0.35143 | 0.00762 | 0.0007086 | 0.0009913 | 0.64139 | 0.73176 | 0.00811 | 0.0008579 | 0.0011 | 0.59922 | 1.5307 | 0.00561 | 0.0005951 | 0.0007644 | 0.59043 | 1.5308 | 0.00612 | 0.000633 | 0.0008172 | 0.54167 | 1.9482 | 0.00508 | 0.000596 | 0.0007434 | 0.57131 | 2.3824 | 0.00525 | 0.0006082 | 0.0007541 | 0.6 | 2.3913 | 0.00586 | 0.0006443 | 0.0008059 | 0.6252 | 2.8216 | 0.00562 | 0.00066 | 0.0008054 | 0.6471 | 2.8245 | 0.00615 | 0.0006923 | 0.0008514 | 0.6667 | 2.8274 | 0.00668 | 0.0007234 | 0.0008961 | 0.68428 | 3.2768 | 0.00622 | 0.0006812 | 0.0008365 | 0.65026 | 3.7008 | 0.00605 | 0.0007313 | 0.0008857 | 0.66686 | 3.7147 | 0.00648 | 0.0007586 | 0.0009247 | 0.63662 | 3.6892 | 0.00659 | 0.0007783 | 0.0009482 | 0.62539 | 4.7255 | 0.00584 | 0.0008061 | 0.0009337 | 0.59299 | 5.0568 | 0.006 | 0.0008172 | 0.0009618 | 0.60764 | 5.652 | 0.00558 | 0.0007096 | 0.0008472 | 0.58669 | 5.6067 | 0.00566 | 0.0007235 | 0.000864 | 0.56299 | 6.4506 | 0.00547 | 0.0007418 | 0.0008791 | 0.57194 | 6.7118 | 0.00577 | 0.0007546 | 0.0009019 | 0.60867 | 6.8296 | 0.00636 | 0.0007885 | 0.0009511 | 0.62556 | 7.3649 | 0.00614 | 0.0007911 | 0.0009536 | 0.62559 | 7.3655 | 0.00686 | 0.0008469 | 0.00103 | 0.62558 | 8.0811 | 0.00603 | 0.0007741 | 0.0009208 | 0.62564 | 8.0817 | 0.00666 | 0.0008229 | 0.0009873 | 0.62561 | 8.0823 | 0.0073 | 0.0008694 | 0.00105 | 0.62568 | 8.6667 | 0.00703 | 0.0009024 | 0.00108 | 0.60066 | 8.5386 | 0.00717 | 0.000922 | 0.0011 | 0.63796 | 9.3813 | 0.00693 | 0.0008771 | 0.00104 | 0.62571 | 9.3303 | 0.00688 | 0.0009036 | 0.00106 | 0.62573 | 10.4156 | 0.00721 | 0.00102 | 0.00118 | 0.60413 | 10.7272 | 0.00804 | 0.00138 | 0.00157 | 0.5866 | 10.6003 | 0.0088 | 0.00146 | 0.00168 | 0.5959 | 10.9341 | 0.00761 | 0.0011 | 0.00128 | 0.57756 | 10.7766 | 0.00773 | 0.00112 | 0.0013 | 0.58659 | 10.8406 | 0.00715 | 0.000971 | 0.00115 | 0.57204 | 10.7237 | 0.00775 | 0.00102 | 0.00121 | 0.57205 | 11.8849 | 0.00752 | 0.00115 | 0.00132 | 0.62568 | 12.3483 | 0.00813 | 0.00118 | 0.00136 | 0.61037 | 12.0336 | 0.00879 | 0.00113 | 0.00135 | 0.57021 | 11.6854 | 0.00833 | 0.00115 | 0.00136 | 0.61792 | 12.1782 | 0.00893 | 0.00118 | 0.0014 | 0.57752 | 12.9601 | 0.0078 | 0.00111 | 0.0013 | 0.59587 | 13.1384 | 0.00857 | 0.00116 | 0.00137 | 0.582 | 13.0013 | 0.00868 | 0.00117 | 0.00139 | 0.56239 | 12.4658 | 0.00829 | 0.00111 | 0.00131 | 0.55614 | 11.6945 | 0.00865 | 0.00118 | 0.0014 | 0.57347 | 11.8822 | 0.00942 | 0.00123 | 0.00147 | 0.592 | 13.1845 | 0.00912 | 0.00124 | 0.00147 | 0.59843 | 13.8299 | 0.00843 | 0.00113 | 0.00134 | 0.56125 | 15.3719 | 0.00885 | 0.00127 | 0.00148 | 0.55094 | 15.2256 | 0.00894 | 0.00128 | 0.0015 | 0.5516 | 15.8937 | 0.01006 | 0.00139 | 0.00164 | 0.56494 | 17.6968 | 0.00885 | 0.00116 | 0.00137 | 0.54304 | 17.3071 | 0.00903 | 0.00118 | 0.0014 | 0.58864 | 18.1013 | 0.00996 | 0.00122 | 0.00147 | 0.63871 | 16.1897 | 0.01158 | 0.00144 | 0.00173 | 0.62538 | 16.494 | 0.01127 | 0.00143 | 0.0017 | 0.62923 | 20.0762 | 0.0113 | 0.00135 | 0.00163 | 0.66695 | 22.351 | 0.01108 | 0.00127 | 0.00153 | 0.65114 | 21.3395 | 0.0116 | 0.00136 | 0.00164 | 0.71844 | 23.6022 | 0.01249 | 0.00142 | 0.00172 | 0.65667 | 23.6724 | 0.01206 | 0.00131 | 0.00159 | 0.66001 | 24.5316 | 0.0127 | 0.00151 | 0.00181 | 0.67315 | 25.6113 | 0.01231 | 0.00134 | 0.00162 | 0.66992 | 24.9954 | 0.01216 | 0.0013 | 0.00157 | 0.64645 | 26.4555 | 0.0127 | 0.00139 | 0.00167 | 0.63818 | 27.0694 | 0.01265 | 0.00139 | 0.00167 | 0.63012 | 26.8471 | 0.01273 | 0.0014 | 0.00168
0.64484 | 0.085821 | 0.00656 | 0.0008887 | 0.00124 | 0.74479 | 0.080564 | 0.01653 | 0.00156 | 0.00239 | 0.66313 | 0.084811 | 0.02165 | 0.00183 | 0.00282 | 0.66313 | 0.34418 | 0.00606 | 0.0006001 | 0.0008387 | 0.68698 | 0.3398 | 0.00849 | 0.000745 | 0.00106 | 0.71266 | 0.71258 | 0.00895 | 0.0008823 | 0.00115 | 0.64916 | 1.5265 | 0.006 | 0.000606 | 0.000786 | 0.63584 | 1.5276 | 0.00651 | 0.0006434 | 0.0008381 | 0.58333 | 1.9519 | 0.00539 | 0.0006043 | 0.0007603 | 0.64272 | 2.4009 | 0.00575 | 0.0006223 | 0.00078 | 0.66667 | 2.4059 | 0.00636 | 0.0006575 | 0.0008305 | 0.68771 | 2.8291 | 0.00604 | 0.0006703 | 0.0008255 | 0.70592 | 2.83 | 0.00657 | 0.000702 | 0.0008707 | 0.72226 | 2.831 | 0.0071 | 0.0007327 | 0.0009147 | 0.73692 | 3.2763 | 0.00659 | 0.000689 | 0.0008524 | 0.70028 | 3.7393 | 0.00637 | 0.0007384 | 0.0009006 | 0.71449 | 3.7492 | 0.0068 | 0.0007653 | 0.000939 | 0.6821 | 3.7266 | 0.00691 | 0.0007851 | 0.0009627 | 0.66708 | 4.7708 | 0.00609 | 0.000811 | 0.0009447 | 0.63005 | 5.118 | 0.00623 | 0.000822 | 0.0009726 | 0.64339 | 5.7211 | 0.00579 | 0.0007139 | 0.0008569 | 0.6212 | 5.6788 | 0.00587 | 0.000728 | 0.0008738 | 0.62555 | 6.6324 | 0.00584 | 0.0007504 | 0.0008964 | 0.64343 | 6.9281 | 0.00621 | 0.0007653 | 0.0009225 | 0.6763 | 7.0132 | 0.0068 | 0.0007982 | 0.0009702 | 0.69506 | 7.5693 | 0.00654 | 0.0008002 | 0.0009718 | 0.68815 | 7.5511 | 0.00726 | 0.0008555 | 0.00105 | 0.68814 | 8.3163 | 0.0064 | 0.0007822 | 0.0009372 | 0.68252 | 8.2971 | 0.00703 | 0.0008306 | 0.001 | 0.67775 | 8.2808 | 0.00767 | 0.0008768 | 0.00107 | 0.67782 | 8.9138 | 0.00737 | 0.0009096 | 0.00109 | 0.65072 | 8.7885 | 0.00751 | 0.0009293 | 0.00112 | 0.68703 | 9.6014 | 0.00725 | 0.0008833 | 0.00106 | 0.67384 | 9.5601 | 0.0072 | 0.0009101 | 0.00108 | 0.67042 | 10.6622 | 0.0075 | 0.00102 | 0.0012 | 0.64728 | 11.0032 | 0.00831 | 0.00139 | 0.00158 | 0.6257 | 10.8663 | 0.00908 | 0.00147 | 0.00169 | 0.63563 | 11.25 | 0.00788 | 0.0011 | 0.00129 | 0.61607 | 11.0924 | 0.008 | 0.00112 | 0.00132 | 0.62569 | 11.1362 | 0.00743 | 0.0009772 | 0.00116 | 0.64355 | 11.2755 | 0.00829 | 0.00103 | 0.00124 | 0.64356 | 12.4957 | 0.00801 | 0.00116 | 0.00134 | 0.6952 | 12.9005 | 0.00861 | 0.00119 | 0.00138 | 0.67141 | 12.5555 | 0.00928 | 0.00114 | 0.00137 | 0.63357 | 12.3355 | 0.00882 | 0.00116 | 0.00139 | 0.67972 | 12.7697 | 0.00942 | 0.00119 | 0.00143 | 0.64168 | 13.5699 | 0.00825 | 0.00112 | 0.00132 | 0.65546 | 13.6993 | 0.00902 | 0.00117 | 0.0014 | 0.6402 | 13.5619 | 0.00913 | 0.00118 | 0.00141 | 0.61863 | 13.0548 | 0.00876 | 0.00112 | 0.00134 | 0.61176 | 12.2929 | 0.00914 | 0.0012 | 0.00143 | 0.6256 | 12.4316 | 0.00991 | 0.00125 | 0.0015 | 0.64581 | 13.7638 | 0.00956 | 0.00125 | 0.0015 | 0.65283 | 14.4488 | 0.00885 | 0.00114 | 0.00136 | 0.60802 | 16.0186 | 0.00923 | 0.00128 | 0.00151 | 0.59685 | 15.8722 | 0.00932 | 0.00129 | 0.00152 | 0.6304 | 17.1661 | 0.01078 | 0.00141 | 0.00169 | 0.64565 | 19.0189 | 0.00951 | 0.00117 | 0.00141 | 0.62061 | 18.6283 | 0.0097 | 0.0012 | 0.00143 | 0.66222 | 19.2769 | 0.0106 | 0.00124 | 0.0015 | 0.70968 | 17.1255 | 0.0123 | 0.00146 | 0.00177 | 0.69487 | 17.4373 | 0.01198 | 0.00145 | 0.00174 | 0.69215 | 21.2397 | 0.01188 | 0.00137 | 0.00166 | 0.72758 | 23.3863 | 0.01161 | 0.00128 | 0.00156 | 0.71034 | 22.4731 | 0.01215 | 0.00137 | 0.00167 | 0.7737 | 24.6088 | 0.01299 | 0.00143 | 0.00174 | 0.70718 | 24.7443 | 0.01256 | 0.00132 | 0.00162 | 0.71078 | 25.6229 | 0.01318 | 0.00152 | 0.00184 | 0.72123 | 26.663 | 0.01277 | 0.00135 | 0.00164 | 0.71777 | 26.0364 | 0.01264 | 0.00131 | 0.0016 | 0.68954 | 27.5033 | 0.01315 | 0.0014 | 0.0017 | 0.68072 | 28.2056 | 0.01308 | 0.0014 | 0.0017 | 0.67212 | 27.983 | 0.01317 | 0.00141 | 0.00171
0.69444 | 0.083106 | 0.00724 | 0.0009464 | 0.00134 | 0.79444 | 0.078239 | 0.01801 | 0.00164 | 0.00255 | 0.74602 | 0.080511 | 0.02526 | 0.00203 | 0.00316 | 0.74602 | 0.32955 | 0.00695 | 0.0006438 | 0.0009135 | 0.74944 | 0.32897 | 0.00938 | 0.0007817 | 0.00112 | 0.78392 | 0.69302 | 0.00981 | 0.0009065 | 0.00119 | 0.69909 | 1.5214 | 0.0064 | 0.0006166 | 0.0008071 | 0.72668 | 1.5174 | 0.00731 | 0.0006678 | 0.0008783 | 0.66667 | 1.9515 | 0.00601 | 0.0006228 | 0.0007927 | 0.71413 | 2.4105 | 0.00625 | 0.0006354 | 0.0008046 | 0.73333 | 2.4115 | 0.00686 | 0.0006698 | 0.0008539 | 0.75023 | 2.8307 | 0.00647 | 0.0006801 | 0.0008448 | 0.76475 | 2.8306 | 0.007 | 0.0007114 | 0.0008893 | 0.77782 | 2.8306 | 0.00753 | 0.0007417 | 0.0009326 | 0.78956 | 3.2739 | 0.00696 | 0.0006966 | 0.0008678 | 0.7503 | 3.7698 | 0.00669 | 0.000745 | 0.0009148 | 0.76212 | 3.7768 | 0.00712 | 0.0007717 | 0.0009528 | 0.72757 | 3.7572 | 0.00723 | 0.0007915 | 0.0009766 | 0.70878 | 4.8091 | 0.00634 | 0.0008156 | 0.0009552 | 0.66711 | 5.1712 | 0.00647 | 0.0008266 | 0.0009828 | 0.71487 | 5.8346 | 0.0062 | 0.0007231 | 0.0008749 | 0.69023 | 5.7992 | 0.00629 | 0.0007373 | 0.0008921 | 0.70374 | 6.8121 | 0.00628 | 0.0007605 | 0.0009159 | 0.71492 | 7.1008 | 0.00664 | 0.0007748 | 0.0009411 | 0.74393 | 7.1612 | 0.00722 | 0.000807 | 0.0009876 | 0.76457 | 7.7322 | 0.00694 | 0.0008084 | 0.0009883 | 0.75071 | 7.7031 | 0.00766 | 0.0008633 | 0.00106 | 0.75069 | 8.5189 | 0.00675 | 0.0007896 | 0.0009523 | 0.73939 | 8.4848 | 0.00739 | 0.0008377 | 0.00102 | 0.72988 | 8.4557 | 0.00803 | 0.0008836 | 0.00108 | 0.72996 | 9.1352 | 0.00771 | 0.0009162 | 0.00111 | 0.70077 | 9.0149 | 0.00785 | 0.0009361 | 0.00113 | 0.7361 | 9.8008 | 0.00756 | 0.0008891 | 0.00107 | 0.72197 | 9.7723 | 0.00751 | 0.000916 | 0.00109 | 0.71512 | 10.8991 | 0.00778 | 0.00103 | 0.00121 | 0.69043 | 11.2496 | 0.00858 | 0.00139 | 0.00159 | 0.70392 | 11.3296 | 0.00962 | 0.00148 | 0.00171 | 0.71508 | 11.8129 | 0.0084 | 0.00111 | 0.00132 | 0.69308 | 11.6651 | 0.00853 | 0.00113 | 0.00134 | 0.70391 | 11.6886 | 0.00795 | 0.0009896 | 0.00118 | 0.71505 | 11.7587 | 0.00881 | 0.00105 | 0.00126 | 0.71506 | 13.0382 | 0.00849 | 0.00117 | 0.00136 | 0.76472 | 13.384 | 0.00907 | 0.0012 | 0.0014 | 0.73245 | 13.0385 | 0.00975 | 0.00115 | 0.00139 | 0.69693 | 12.9272 | 0.0093 | 0.00117 | 0.00141 | 0.74151 | 13.3225 | 0.00988 | 0.0012 | 0.00145 | 0.70585 | 14.1114 | 0.00869 | 0.00113 | 0.00134 | 0.71504 | 14.1814 | 0.00945 | 0.00118 | 0.00142 | 0.6984 | 14.0539 | 0.00957 | 0.00119 | 0.00143 | 0.67487 | 13.6253 | 0.00921 | 0.00113 | 0.00136 | 0.66737 | 12.8529 | 0.00962 | 0.00121 | 0.00145 | 0.67773 | 12.9625 | 0.01038 | 0.00126 | 0.00152 | 0.69963 | 14.2945 | 0.00999 | 0.00126 | 0.00152 | 0.70724 | 15.0293 | 0.00926 | 0.00115 | 0.00138 | 0.65479 | 16.627 | 0.0096 | 0.00129 | 0.00152 | 0.64276 | 16.4804 | 0.00969 | 0.0013 | 0.00154 | 0.7092 | 18.3238 | 0.01146 | 0.00143 | 0.00172 | 0.72636 | 20.1864 | 0.01012 | 0.00119 | 0.00144 | 0.69819 | 19.795 | 0.01032 | 0.00121 | 0.00146 | 0.7358 | 20.3267 | 0.01121 | 0.00125 | 0.00153 | 0.78065 | 18.0052 | 0.01298 | 0.00148 | 0.0018 | 0.76436 | 18.3248 | 0.01265 | 0.00147 | 0.00178 | 0.75507 | 22.307 | 0.01243 | 0.00138 | 0.00169 | 0.78821 | 24.3449 | 0.01211 | 0.00129 | 0.00158 | 0.76953 | 23.5202 | 0.01267 | 0.00138 | 0.00169 | 0.82897 | 25.5481 | 0.01347 | 0.00144 | 0.00176 | 0.7577 | 25.7493 | 0.01303 | 0.00134 | 0.00164 | 0.76155 | 26.6475 | 0.01364 | 0.00153 | 0.00186 | 0.76932 | 27.6478 | 0.01322 | 0.00136 | 0.00167 | 0.76562 | 27.0306 | 0.01309 | 0.00132 | 0.00162 | 0.73264 | 28.4943 | 0.01358 | 0.00141 | 0.00172 | 0.72327 | 29.2652 | 0.0135 | 0.00141 | 0.00172 | 0.71413 | 29.0423 | 0.01359 | 0.00142 | 0.00173
0.79365 | 0.078258 | 0.00866 | 0.00107 | 0.00155 | 0.84409 | 0.076065 | 0.01955 | 0.00173 | 0.00272 | 0.82891 | 0.076722 | 0.02905 | 0.00224 | 0.00352 | 0.82891 | 0.31622 | 0.00787 | 0.0006879 | 0.0009902 | 0.81189 | 0.31895 | 0.01031 | 0.0008188 | 0.00119 | 0.85519 | 0.67386 | 0.01069 | 0.0009309 | 0.00124 | 0.79896 | 1.5051 | 0.0072 | 0.0006416 | 0.0008478 | 0.81751 | 1.5011 | 0.00811 | 0.0006911 | 0.000917 | 0.75 | 1.9432 | 0.00662 | 0.0006402 | 0.0008234 | 0.78555 | 2.4122 | 0.00675 | 0.0006479 | 0.0008279 | 0.8 | 2.4122 | 0.00736 | 0.0006817 | 0.0008763 | 0.81275 | 2.8283 | 0.00689 | 0.0006895 | 0.0008634 | 0.82358 | 2.8273 | 0.00743 | 0.0007203 | 0.0009072 | 0.83338 | 2.8263 | 0.00796 | 0.0007503 | 0.00095 | 0.84219 | 3.2676 | 0.00733 | 0.0007039 | 0.0008828 | 0.80032 | 3.7943 | 0.00701 | 0.0007513 | 0.0009284 | 0.80976 | 3.7973 | 0.00744 | 0.0007778 | 0.000966 | 0.77304 | 3.7817 | 0.00755 | 0.0007977 | 0.0009899 | 0.75047 | 4.8405 | 0.00659 | 0.00082 | 0.0009652 | 0.74123 | 5.2549 | 0.00693 | 0.0008362 | 0.001 | 0.80423 | 5.938 | 0.00672 | 0.0007343 | 0.0008955 | 0.7765 | 5.9096 | 0.0068 | 0.0007485 | 0.000913 | 0.78193 | 6.9503 | 0.00672 | 0.0007696 | 0.0009335 | 0.78641 | 7.2389 | 0.00706 | 0.0007834 | 0.0009581 | 0.81156 | 7.2805 | 0.00764 | 0.0008151 | 0.001 | 0.83407 | 7.8604 | 0.00732 | 0.0008159 | 0.001 | 0.81327 | 7.8254 | 0.00805 | 0.0008706 | 0.00108 | 0.81325 | 8.6948 | 0.0071 | 0.0007963 | 0.0009662 | 0.79627 | 8.6498 | 0.00774 | 0.0008442 | 0.00103 | 0.78202 | 8.6107 | 0.00838 | 0.0008899 | 0.00109 | 0.7821 | 9.335 | 0.00804 | 0.0009222 | 0.00112 | 0.75083 | 9.2186 | 0.00818 | 0.0009422 | 0.00115 | 0.78518 | 9.9815 | 0.00787 | 0.0008944 | 0.00108 | 0.7701 | 9.9658 | 0.00782 | 0.0009216 | 0.0011 | 0.80451 | 11.2938 | 0.00832 | 0.00104 | 0.00123 | 0.77673 | 11.6934 | 0.00911 | 0.0014 | 0.00161 | 0.78213 | 11.714 | 0.01015 | 0.00149 | 0.00173 | 0.79453 | 12.2971 | 0.0089 | 0.00112 | 0.00134 | 0.77008 | 12.1591 | 0.00904 | 0.00114 | 0.00136 | 0.78212 | 12.1723 | 0.00846 | 0.001 | 0.00121 | 0.78656 | 12.193 | 0.00932 | 0.00106 | 0.00128 | 0.78657 | 13.5218 | 0.00894 | 0.00118 | 0.00138 | 0.83424 | 13.8184 | 0.00951 | 0.0012 | 0.00142 | 0.79349 | 13.4925 | 0.01021 | 0.00116 | 0.00141 | 0.76028 | 13.4801 | 0.00976 | 0.00118 | 0.00143 | 0.8033 | 13.8262 | 0.01032 | 0.00121 | 0.00147 | 0.77002 | 14.584 | 0.00911 | 0.00114 | 0.00136 | 0.77463 | 14.6146 | 0.00987 | 0.00119 | 0.00143 | 0.7566 | 14.4869 | 0.00999 | 0.0012 | 0.00145 | 0.73111 | 14.1571 | 0.00964 | 0.00114 | 0.00138 | 0.72299 | 13.3942 | 0.01008 | 0.00122 | 0.00148 | 0.72987 | 13.4644 | 0.01084 | 0.00127 | 0.00154 | 0.75345 | 14.7764 | 0.0104 | 0.00127 | 0.00154 | 0.76164 | 15.5809 | 0.00965 | 0.00116 | 0.0014 | 0.74833 | 17.7376 | 0.0103 | 0.0013 | 0.00156 | 0.73459 | 17.5807 | 0.0104 | 0.00132 | 0.00157 | 0.788 | 19.3854 | 0.0121 | 0.00144 | 0.00175 | 0.80706 | 21.2378 | 0.0107 | 0.0012 | 0.00146 | 0.77577 | 20.8457 | 0.01091 | 0.00122 | 0.00149 | 0.80938 | 21.2698 | 0.01179 | 0.00126 | 0.00155 | 0.85162 | 18.8478 | 0.01364 | 0.0015 | 0.00183 | 0.83384 | 19.1555 | 0.01329 | 0.00148 | 0.00181 | 0.818 | 23.2873 | 0.01296 | 0.00139 | 0.00171 | 0.84884 | 25.2162 | 0.0126 | 0.0013 | 0.0016 | 0.82873 | 24.4901 | 0.01317 | 0.00139 | 0.00171 | 0.88423 | 26.4296 | 0.01394 | 0.00145 | 0.00178 | 0.80821 | 26.707 | 0.01349 | 0.00135 | 0.00166 | 0.81232 | 27.6048 | 0.01409 | 0.00154 | 0.00188 | 0.8174 | 28.5651 | 0.01365 | 0.00137 | 0.00169 | 0.81347 | 27.9673 | 0.01353 | 0.00133 | 0.00164 | 0.77574 | 29.438 | 0.01399 | 0.00142 | 0.00174 | 0.76581 | 30.2777 | 0.01391 | 0.00142 | 0.00174 | 0.75614 | 30.0545 | 0.014 | 0.00143 | 0.00175
0.89286 | 0.074061 | 0.01018 | 0.0012 | 0.00177 | 0.89374 | 0.074031 | 0.02112 | 0.00182 | 0.00289 | 0.9118 | 0.073335 | 0.03303 | 0.00244 | 0.00388 | 0.9118 | 0.3041 | 0.00884 | 0.0007325 | 0.00107 | 0.87434 | 0.30943 | 0.01126 | 0.0008563 | 0.00126 | 0.92645 | 0.65531 | 0.0116 | 0.0009554 | 0.00129 | 0.89883 | 1.4849 | 0.008 | 0.0006657 | 0.0008872 | 0.90835 | 1.483 | 0.00892 | 0.0007137 | 0.0009545 | 0.83333 | 1.929 | 0.00725 | 0.0006569 | 0.0008529 | 0.85696 | 2.4089 | 0.00725 | 0.0006598 | 0.0008504 | 0.86667 | 2.4079 | 0.00786 | 0.000693 | 0.000898 | 0.87527 | 2.822 | 0.00732 | 0.0006985 | 0.0008814 | 0.8824 | 2.821 | 0.00785 | 0.000729 | 0.0009246 | 0.88894 | 2.8201 | 0.00839 | 0.0007587 | 0.0009669 | 0.89483 | 3.2603 | 0.0077 | 0.0007111 | 0.0008974 | 0.85034 | 3.8119 | 0.00733 | 0.0007574 | 0.0009415 | 0.85739 | 3.814 | 0.00776 | 0.0007836 | 0.0009787 | 0.81852 | 3.8013 | 0.00787 | 0.0008035 | 0.001 | 0.83385 | 4.8855 | 0.00709 | 0.0008298 | 0.0009842 | 0.83389 | 5.3266 | 0.0075 | 0.000848 | 0.00102 | 0.89359 | 6.0067 | 0.00722 | 0.0007446 | 0.0009146 | 0.86278 | 5.9863 | 0.00731 | 0.0007589 | 0.0009322 | 0.86013 | 7.0547 | 0.00715 | 0.0007779 | 0.0009498 | 0.8579 | 7.3483 | 0.00748 | 0.0007913 | 0.0009739 | 0.87919 | 7.3761 | 0.00805 | 0.0008226 | 0.00102 | 0.90358 | 7.9608 | 0.0077 | 0.0008229 | 0.00102 | 0.87583 | 7.9238 | 0.00843 | 0.0008773 | 0.00109 | 0.87581 | 8.846 | 0.00745 | 0.0008026 | 0.0009792 | 0.85315 | 8.7941 | 0.00809 | 0.0008502 | 0.00104 | 0.83415 | 8.7491 | 0.00873 | 0.0008957 | 0.00111 | 0.83424 | 9.514 | 0.00836 | 0.0009278 | 0.00113 | 0.80088 | 9.4025 | 0.00851 | 0.0009479 | 0.00116 | 0.88332 | 10.2896 | 0.00846 | 0.000906 | 0.0011 | 0.86637 | 10.3035 | 0.00842 | 0.0009335 | 0.00112 | 0.89389 | 11.6295 | 0.00885 | 0.00105 | 0.00125 | 0.86304 | 12.0584 | 0.00961 | 0.00141 | 0.00163 | 0.86034 | 12.0494 | 0.01065 | 0.0015 | 0.00175 | 0.87399 | 12.7222 | 0.00938 | 0.00113 | 0.00135 | 0.84709 | 12.5841 | 0.00953 | 0.00115 | 0.00138 | 0.86033 | 12.5971 | 0.00895 | 0.00101 | 0.00122 | 0.85806 | 12.5881 | 0.00981 | 0.00107 | 0.0013 | 0.85807 | 13.9564 | 0.00938 | 0.00119 | 0.00139 | 0.90376 | 14.2036 | 0.00994 | 0.00121 | 0.00143 | 0.85452 | 13.9072 | 0.01065 | 0.00117 | 0.00143 | 0.82364 | 13.984 | 0.01019 | 0.00119 | 0.00145 | 0.86509 | 14.2907 | 0.01075 | 0.00121 | 0.00148 | 0.83419 | 14.9977 | 0.00952 | 0.00114 | 0.00138 | 0.83422 | 14.9987 | 0.01028 | 0.00119 | 0.00145 | 0.8148 | 14.8808 | 0.0104 | 0.00121 | 0.00147 | 0.78735 | 14.6499 | 0.01006 | 0.00115 | 0.0014 | 0.7786 | 13.9167 | 0.01052 | 0.00123 | 0.0015 | 0.83413 | 14.411 | 0.0117 | 0.00129 | 0.00158 | 0.86109 | 15.6628 | 0.0112 | 0.00129 | 0.00157 | 0.87045 | 16.5968 | 0.0104 | 0.00118 | 0.00143 | 0.84187 | 18.722 | 0.01096 | 0.00132 | 0.00158 | 0.82641 | 18.5648 | 0.01107 | 0.00133 | 0.0016 | 0.8668 | 20.3599 | 0.0127 | 0.00146 | 0.00177 | 0.88777 | 22.1821 | 0.01126 | 0.00121 | 0.00148 | 0.85334 | 21.7995 | 0.01148 | 0.00124 | 0.00151 | 0.88296 | 22.1353 | 0.01234 | 0.00128 | 0.00157 | 0.92259 | 19.6327 | 0.01426 | 0.00151 | 0.00186 | 0.90333 | 19.9388 | 0.01391 | 0.00149 | 0.00184 | 0.88092 | 24.2001 | 0.01347 | 0.0014 | 0.00174 | 0.90948 | 26.0296 | 0.01307 | 0.00131 | 0.00162 | 0.88792 | 25.4023 | 0.01366 | 0.0014 | 0.00173 | 0.9395 | 27.263 | 0.01439 | 0.00146 | 0.0018 | 0.85872 | 27.597 | 0.01394 | 0.00135 | 0.00168 | 0.86309 | 28.4945 | 0.01452 | 0.00155 | 0.0019 | 0.86548 | 29.4446 | 0.01406 | 0.00137 | 0.00171 | 0.86133 | 28.8663 | 0.01395 | 0.00134 | 0.00166 | 0.86193 | 31.1623 | 0.01479 | 0.00144 | 0.00178 | 0.8509 | 32.1298 | 0.01468 | 0.00144 | 0.00178 | 0.84016 | 31.9061 | 0.01477 | 0.00145 | 0.00179